## F-1 Summary
Appendix F — 2020 Proposed Bill Impact Analysis
Summary of Average Per-POD Bill Impacts for DTS, PSC, and Commodity Bill
Description | Billing Capacity (MW) |  |  |  | Total
| 0 to <7.5 | 7.5 to <17 | 17 to <40 | 40 to 183
0% to <10% Load Factor
Number of Accounts | 44 | 11 | 12 | 11 | 78
Monthly Usage (MWh) | 65.348 | 355.8023 | 298.0556 | 2254.2395 | 450.8005
Average Billing Capacity (MW) | 2.0936 | 11.8828 | 25.3416 | 103.4748 | 21.3481
Load Factor (%) | 3.61% | 4.079% | 1.573% | 3.095% | 3.29%
2019 Monthly Bill ($) | 16344.4696 | 92073.2476 | 102538.177 | 471615.3452 | 104489.6065
2020 Proposed Monthly Bill ($) | 19419.1545 | 106637.3095 | 117906.4598 | 522262.0448 | 117784.7848
2019 - 2020 Proposed Increase ($) | 3074.6849 | 14564.0619 | 15368.2828 | 50646.6996 | 13295.1783
2019 - 2020 Proposed Increase (%) | 18.06% | 16.7% | 15.11% | 12.12% | 16.58%
10% to <25% Load Factor
Number of Accounts | 26 | 9 | 8 | 2 | 45
Monthly Usage (MWh) | 310.7208 | 1860.0585 | 3403.4494 | 6872.8636 | 1462.0575
Average Billing Capacity (MW) | 2.3591 | 13.9945 | 22.4859 | 71.2429 | 11.3258
Load Factor (%) | 16.56% | 18.16% | 20.62% | 13.4% | 17.46%
2019 Monthly Bill ($) | 42628.1156 | 210053.5078 | 378769.4404 | 729712.6115 | 166408.7405
2020 Proposed Monthly Bill ($) | 48131.893 | 227644.4566 | 407712.8831 | 775661.6256 | 180294.5699
2019 - 2020 Proposed Increase ($) | 5503.7774 | 17590.9488 | 28943.4427 | 45949.0141 | 13885.8294
2019 - 2020 Proposed Increase (%) | 11.08% | 8.234% | 8.003% | 6.492% | 9.758%
25% to <40% Load Factor
Number of Accounts | 21 | 22 | 18 | 6 | 67
Monthly Usage (MWh) | 768.1138 | 3004.514 | 5566.1671 | 16356.0415 | 4187.4172
Average Billing Capacity (MW) | 3.1664 | 12.1081 | 23.8283 | 67.884 | 17.4491
Load Factor (%) | 33.1% | 34.31% | 32.12% | 35.56% | 33.46%
2019 Monthly Bill ($) | 84343.9702 | 302586.458 | 562871.7017 | 1461690.1578 | 407909.8064
2020 Proposed Monthly Bill ($) | 92700.8593 | 322412.4856 | 593020.3957 | 1513282.8035 | 429759.0548
2019 - 2020 Proposed Increase ($) | 8356.8891 | 19826.0276 | 30148.694 | 51592.6457 | 21849.2484
2019 - 2020 Proposed Increase (%) | 13.58% | 6.638% | 5.444% | 3.754% | 8.236%
40% to <50% Load Factor
Number of Accounts | 12 | 14 | 19 | 4 | 49
Monthly Usage (MWh) | 1062.3534 | 3938.2287 | 8707.5436 | 24017.9938 | 6722.4234
Average Billing Capacity (MW) | 3.345 | 11.8681 | 25.8975 | 70.2531 | 19.9869
Load Factor (%) | 43.84% | 45.62% | 46.07% | 45.88% | 45.38%
2019 Monthly Bill ($) | 111055.8142 | 367735.3415 | 783916.2699 | 1857318.5775 | 587849.959
2020 Proposed Monthly Bill ($) | 119256.2899 | 387097.938 | 815652.6368 | 1916498.3379 | 612527.3482
2019 - 2020 Proposed Increase ($) | 8200.4757 | 19362.5966 | 31736.3669 | 59179.7604 | 24677.3892
2019 - 2020 Proposed Increase (%) | 12.77% | 5.442% | 4.126% | 3.212% | 6.545%
50% to <60% Load Factor
Number of Accounts | 17 | 26 | 38 | 26 | 107
Monthly Usage (MWh) | 1561.7121 | 4924.2244 | 10947.5031 | 23381.2906 | 11013.9964
Average Billing Capacity (MW) | 3.9483 | 12.3778 | 26.9738 | 57.5663 | 27.2025
Load Factor (%) | 54.13% | 54.42% | 55.38% | 55.71% | 55.03%
2019 Monthly Bill ($) | 152362.7081 | 469830.9963 | 1032972.3177 | 2167533.0167 | 1031911.9481
2020 Proposed Monthly Bill ($) | 162877.184 | 491081.0864 | 1068650.5368 | 2226092.4333 | 1065646.206
2019 - 2020 Proposed Increase ($) | 10514.4759 | 21250.09 | 35678.2191 | 58559.4166 | 33734.2578
2019 - 2020 Proposed Increase (%) | 10.98% | 4.6% | 3.577% | 2.772% | 4.807%
60% to <70% Load Factor
Number of Accounts | 13 | 43 | 37 | 34 | 127
Monthly Usage (MWh) | 2292.2428 | 5886.8627 | 13091.9902 | 32563.0462 | 14759.6965
Average Billing Capacity (MW) | 4.8398 | 12.3353 | 27.9734 | 68.5979 | 31.1865
Load Factor (%) | 64.71% | 65.42% | 64.31% | 65.11% | 64.94%
2019 Monthly Bill ($) | 219573.4131 | 534014.7201 | 1206336.6609 | 2961871.3625 | 1347678.5048
2020 Proposed Monthly Bill ($) | 232144.9192 | 554999.2714 | 1242461.6163 | 3028199.7864 | 1384352.1666
2019 - 2020 Proposed Increase ($) | 12571.5061 | 20984.5513 | 36124.9554 | 66328.4239 | 36673.6618
2019 - 2020 Proposed Increase (%) | 6.56% | 3.957% | 3.036% | 2.328% | 3.519%
70% to <80% Load Factor
Number of Accounts | 11 | 13 | 22 | 8 | 54
Monthly Usage (MWh) | 2843.2912 | 6066.9563 | 14031.4141 | 29910.631 | 12187.4591
Average Billing Capacity (MW) | 5.2213 | 10.9643 | 25.6044 | 55.5868 | 22.3697
Load Factor (%) | 74.42% | 75.91% | 74.74% | 73.7% | 74.8%
2019 Monthly Bill ($) | 256642.2252 | 533717.1218 | 1184999.843 | 2447238.6247 | 1026098.0112
2020 Proposed Monthly Bill ($) | 269198.976 | 552138.7997 | 1219406.5893 | 2500958.3679 | 1055066.76
2019 - 2020 Proposed Increase ($) | 12556.7508 | 18421.6778 | 34406.7463 | 53719.7432 | 28968.7488
2019 - 2020 Proposed Increase (%) | 5.245% | 3.453% | 2.972% | 2.263% | 3.446%
80% to 100% Load Factor
Number of Accounts | 5 | 12 | 5 | 9 | 31
Monthly Usage (MWh) | 2078.9816 | 7422.332 | 16168.0909 | 39491.8663 | 17281.6175
Average Billing Capacity (MW) | 3.1865 | 11.8472 | 25.4543 | 62.4411 | 27.3335
Load Factor (%) | 90.79% | 85.82% | 86.72% | 86.72% | 87.03%
2019 Monthly Bill ($) | 174464.3961 | 618234.658 | 1340175.552 | 3086171.4868 | 1379598.678
2020 Proposed Monthly Bill ($) | 179792.1426 | 635649.9541 | 1372974.51 | 3146872.2344 | 1410112.3491
2019 - 2020 Proposed Increase ($) | 5327.7465 | 17415.2962 | 32798.958 | 60700.7475 | 30513.6711
2019 - 2020 Proposed Increase (%) | 24% | 2.855% | 2.52% | 2.018% | 5.968%
All Load Factors
Number of Accounts | 149 | 150 | 159 | 100 | 558
Monthly Usage (MWh) | 925.1816 | 4606.6147 | 9977.2259 | 25425.1956 | 8884.8436
Average Billing Capacity (MW) | 3.1107 | 12.1743 | 26.1355 | 68.0474 | 23.7454
Load Factor (%) | 32.52% | 52.31% | 51.57% | 54.9% | 47.28%
2019 Monthly Bill ($) | 94438.8435 | 428292.41 | 917893.0329 | 2272595.4641 | 809175.247
2020 Proposed Monthly Bill ($) | 101547.7253 | 447819.5806 | 950440.0347 | 2332086.0897 | 836258.2843
2019 - 2020 Proposed Increase ($) | 7108.8818 | 19527.1706 | 32547.0018 | 59490.6256 | 27083.0373
2019 - 2020 Proposed Increase (%) | 13.23% | 5.66% | 4.705% | 3.691% | 7.056%

## F-2 Distribution
Appendix F — 2020 Proposed Bill Impact Analysis
Distribution of Per-POD Bill Impacts for DTS, PSC, and Commodity Bills
Count of Account
| Range4 | Total
| 0% - <10% | 459
| 10% - <20% | 76
| 20% - <30% | 11
| 30% - <40% | 2
| 40% - <50% | 4
| 50% - <75% | 6
| Grand Total | 558

## F-3 Per POD
Appendix F — 2020 Proposed Bill Impact Analysis
Per-POD Bill Impacts for DTS, PSC, and Commodity Bills
|  | Average | Monthly | Load | Sub- |  | DTS | STS | STS | PODs |  | Average Monthly Bill ($) |  | 2019 to 2020 Proposed
POD | Market | Bill Cap | Usage | Factor | station | CMD/ | Capacity | Capacity | at POD | at |  |  |  | Increase
No. | Participant | (MW) | (MWh) | (%) | Fraction | HMD | (MW) | (MW) | (MW) | Sub | Type | 2019 | 2020 Proposed | ($) | (%)
1 | ATCO Electric | 0.0019833 | 1.34 | 92.55% | 1 | 104.6% | 0 | 0 | 0 | 1 | Load | 9175.7846 | 14408.0325 | 5232.2479 | 57.02%
2 | ATCO Electric | 0.0019833 | 1.34 | 92.55% | 1 | 104.6% | 0 | 0 | 0 | 1 | Load | 9175.7846 | 14408.0325 | 5232.2479 | 57.02%
3 | ATCO Electric | 0.019326 | 1.0995 | 7.794% | 1 | 12.57% | 0.01 | 0 | 0 | 1 | Load | 9252.7591 | 14510.3047 | 5257.5456 | 56.82%
4 | ATCO Electric | 0.03057 | 10.1364 | 45.42% | 1 | 70.2% | 0.01 | 0 | 0 | 1 | Load | 10076.6325 | 15353.7251 | 5277.0926 | 52.37%
5 | ATCO Electric | 0.04416 | 16.4246 | 50.95% | 1 | 63.66% | 0.02 | 0 | 0 | 1 | Load | 10591.1307 | 15889.1194 | 5297.9887 | 50.02%
6 | ATCO Electric | 0.086743 | 18.1519 | 28.67% | 1 | 48.95% | 0.01 | 0 | 0 | 1 | Load | 11106.9152 | 16468.2708 | 5361.3556 | 48.27%
7 | ATCO Electric | 0.14377 | 59.4706 | 56.66% | 1 | 79.64% | 0.05 | 0 | 0 | 1 | Load | 14711.9983 | 20171.4293 | 5459.431 | 37.11%
8 | ATCO Electric | 0.45 | 0.00014 | 4.262e-05% | 1 | 0% | 0.5 | 0 | 0 | 1 | Load | 11775.3296 | 17667.6229 | 5892.2933 | 50.04%
9 | ATCO Electric | 0.90329 | 411.119 | 62.35% | 1 | 72.26% | 0.8 | 0 | 0 | 1 | Load | 46712.4976 | 53376.6082 | 6664.1106 | 14.27%
10 | ATCO Electric | 1.791 | 567.0166 | 43.37% | 1 | 61.24% | 1.99 | 0 | 0 | 1 | Load | 64177.1041 | 72215.3495 | 8038.2454 | 12.53%
11 | ATCO Electric | 1.8786 | 123.2274 | 8.986% | 1 | 42.65% | 1.98 | 0 | 0 | 1 | Load | 36053.5412 | 44168.8735 | 8115.3323 | 22.51%
12 | ATCO Electric | 1.9469 | 866.9532 | 61% | 1 | 87.93% | 2.15 | 0 | 0 | 1 | Load | 90212.7784 | 98565.255 | 8352.4767 | 9.259%
13 | ATCO Electric | 1.98 | 362.4912 | 25.08% | 1 | 32.29% | 2.2 | 0 | 0 | 1 | Load | 48239.5906 | 56445.6952 | 8206.1046 | 17.01%
14 | ATCO Electric | 2.0296 | 981.3212 | 66.23% | 1 | 90.1% | 1.33 | 0 | 0 | 1 | Load | 100893.5224 | 109424.1442 | 8530.6218 | 8.455%
15 | ATCO Electric | 2.1074 | 640.3334 | 41.62% | 1 | 53.29% | 2.11 | 0 | 0 | 1 | Load | 70122.5555 | 78628.5491 | 8505.9936 | 12.13%
16 | ATCO Electric | 2.2809 | 933.8887 | 56.09% | 1 | 64.33% | 0.9 | 0 | 0 | 1 | Load | 93906.7067 | 102726.4118 | 8819.7051 | 9.392%
17 | ATCO Electric | 2.8014 | 982.8534 | 48.06% | 1 | 75.11% | 2 | 0 | 0 | 1 | Load | 113732.1315 | 123484.7848 | 9752.6533 | 8.575%
18 | ATCO Electric | 3.6 | 1960.3531 | 74.59% | 1 | 92.18% | 4 | 0 | 0 | 1 | Load | 181205.9227 | 192253.4909 | 11047.5682 | 6.097%
19 | ATCO Electric | 3.6541 | 2047.261 | 76.75% | 1 | 91.69% | 3.84 | 0 | 0 | 1 | Load | 185986.3853 | 197121.2759 | 11134.8905 | 5.987%
20 | ATCO Electric | 4.095 | 492.3071 | 16.47% | 1 | 87.19% | 4.55 | 0 | 0 | 1 | Load | 72249.4047 | 83636.9948 | 11387.5901 | 15.76%
21 | ATCO Electric | 5.0024 | 2494.1157 | 68.3% | 1 | 97.4% | 4.5 | 0 | 0 | 1 | Load | 242539.7416 | 255939.3656 | 13399.624 | 5.525%
22 | ATCO Electric | 5.0087 | 1606.6554 | 43.94% | 1 | 90.25% | 2.9 | 0 | 0 | 1 | Load | 167166.7564 | 180314.4321 | 13147.6758 | 7.865%
23 | ATCO Electric | 5.013 | 1996.1125 | 54.55% | 1 | 90.88% | 5.57 | 0 | 0 | 1 | Load | 206034.6711 | 219336.566 | 13301.8949 | 6.456%
24 | ATCO Electric | 5.238 | 1203.0316 | 31.46% | 1 | 53.86% | 5.82 | 0 | 0 | 1 | Load | 138331.3078 | 151623.3181 | 13292.0104 | 9.609%
25 | ATCO Electric | 5.3133 | 2697.6201 | 69.55% | 1 | 70.87% | 5 | 0 | 0 | 1 | Load | 243795.6882 | 257508.9911 | 13713.303 | 5.625%
26 | ATCO Electric | 5.4291 | 2850.7585 | 71.93% | 1 | 77.23% | 2.94 | 0 | 0 | 1 | Load | 256935.2024 | 270918.6108 | 13983.4084 | 5.442%
27 | ATCO Electric | 5.508 | 804.388 | 20.01% | 0.75369 | 34.53% | 6.12 | 2 | 2 | 1 | Dual | 105123.1508 | 117389.681 | 12266.5302 | 11.67%
28 | ATCO Electric | 5.7547 | 2792.9836 | 66.48% | 1 | 93.41% | 3 | 0 | 0 | 1 | Load | 272201.2058 | 286807.7617 | 14606.5559 | 5.366%
29 | ATCO Electric | 5.85 | 1108.5558 | 25.96% | 1 | 88.88% | 6.5 | 0 | 0 | 1 | Load | 128128.4814 | 142251.9988 | 14123.5174 | 11.02%
30 | ATCO Electric | 5.85 | 1647.9507 | 38.59% | 1 | 85.66% | 6.5 | 0 | 0 | 1 | Load | 175129.2807 | 189382.171 | 14252.8902 | 8.138%
31 | ATCO Electric | 5.85 | 2385.4441 | 55.86% | 1 | 81.13% | 6.5 | 0 | 0 | 1 | Load | 232760.5218 | 247266.254 | 14505.7322 | 6.232%
32 | ATCO Electric | 5.97 | 815.3008 | 18.71% | 1 | 29.24% | 6.6333 | 0 | 0 | 1 | Load | 101828.9181 | 115979.3586 | 14150.4404 | 13.9%
33 | ATCO Electric | 6.0687 | 3972.153 | 89.66% | 0.06277 | 93.62% | 5.9 | 0 | 88 | 2 | Load | 325606.3209 | 331179.2289 | 5572.908 | 1.712%
34 | ATCO Electric | 6.165 | 2260.09 | 50.22% | 1 | 94.36% | 6.85 | 0 | 0 | 1 | Load | 225166.7877 | 240135.1752 | 14968.3874 | 6.648%
35 | ATCO Electric | 6.226 | 3533.1789 | 77.74% | 1 | 93.17% | 4.98 | 0 | 0 | 1 | Load | 323144.6242 | 338540.1672 | 15395.5429 | 4.764%
36 | ATCO Electric | 6.2625 | 453.5443 | 9.921% | 1 | 35.92% | 6.9583 | 0 | 0 | 1 | Load | 80769.2153 | 95374.2404 | 14605.025 | 18.08%
37 | ATCO Electric | 6.6639 | 3742.0496 | 76.92% | 1 | 93.45% | 6.4 | 0 | 0 | 1 | Load | 341011.3297 | 357100.0393 | 16088.7096 | 4.718%
38 | ATCO Electric | 6.885 | 1218.5268 | 24.24% | 1 | 83.82% | 7.65 | 0 | 0 | 1 | Load | 151039.8552 | 166731.2471 | 15691.3919 | 10.39%
39 | ATCO Electric | 6.964 | 3654.4919 | 71.89% | 1 | 93.65% | 7.68 | 0 | 0 | 1 | Load | 344966.2003 | 361647.0582 | 16680.8578 | 4.836%
40 | ATCO Electric | 7.2 | 282.2627 | 5.37% | 1 | 79.63% | 8 | 0 | 0 | 1 | Load | 75657.1592 | 91574.5613 | 15917.4021 | 21.04%
41 | ATCO Electric | 7.2 | 1747.1111 | 33.24% | 1 | 90.27% | 8 | 0 | 0 | 1 | Load | 197602.4075 | 214020.8785 | 16418.471 | 8.309%
42 | ATCO Electric | 7.2 | 3247.9011 | 61.79% | 1 | 76.14% | 8 | 0 | 0 | 1 | Load | 301980.3892 | 318624.2698 | 16643.8806 | 5.512%
43 | ATCO Electric | 7.2582 | 3237.4495 | 61.1% | 1 | 86.97% | 7.29 | 0 | 0 | 1 | Load | 308180.4931 | 325082.5711 | 16902.078 | 5.484%
44 | ATCO Electric | 7.3843 | 3584.2757 | 66.49% | 1 | 96% | 6.2 | 0 | 0 | 1 | Load | 351212.794 | 368547.9122 | 17335.1182 | 4.936%
45 | ATCO Electric | 7.47 | 2161.3408 | 39.64% | 1 | 91.85% | 8.3 | 0 | 0 | 1 | Load | 210625.6569 | 227369.5344 | 16743.8774 | 7.95%
46 | ATCO Electric | 8.0075 | 483.459 | 8.271% | 0.15094 | 8.333% | 8 | 0 | 45 | 1 | Load | 70915.0747 | 78289.497 | 7374.4223 | 10.4%
47 | ATCO Electric | 8.082 | 3271.8279 | 55.46% | 1 | 86.93% | 8.98 | 0 | 0 | 1 | Load | 309851.0159 | 327568.6445 | 17717.6285 | 5.718%
48 | ATCO Electric | 8.1 | 51.739 | 0.875% | 1 | 47.22% | 9 | 0 | 0 | 1 | Load | 61392.625 | 78251.1075 | 16858.4825 | 27.46%
49 | ATCO Electric | 8.2587 | 2935.5105 | 48.69% | 1 | 90.78% | 4.57 | 0 | 0 | 1 | Load | 290949.7994 | 308806.0372 | 17856.2379 | 6.137%
50 | ATCO Electric | 8.4458 | 3930.7069 | 63.75% | 1 | 93.24% | 8.5 | 0 | 0 | 1 | Load | 386866.6 | 405356.6979 | 18490.0979 | 4.779%
51 | ATCO Electric | 8.973 | 1813.9158 | 27.69% | 1 | 91.05% | 9.97 | 0 | 0 | 1 | Load | 212871.3362 | 231130.1003 | 18258.7641 | 8.577%
52 | ATCO Electric | 9.0464 | 4292.3798 | 65% | 1 | 98.33% | 5.41 | 0 | 0 | 1 | Load | 438633.1713 | 457891.4273 | 19258.2559 | 4.391%
53 | ATCO Electric | 9.167 | 3687.8754 | 55.11% | 1 | 79.51% | 9.07 | 0 | 0 | 1 | Load | 370155.9301 | 389242.0519 | 19086.1218 | 5.156%
54 | ATCO Electric | 9.2558 | 5630.9874 | 83.34% | 1 | 83.06% | 10 | 0 | 0 | 1 | Load | 471118.2517 | 490368.4666 | 19250.2149 | 4.086%
55 | ATCO Electric | 9.8694 | 5700.6088 | 79.12% | 1 | 89.16% | 4.36 | 0 | 0 | 1 | Load | 503372.7133 | 523364.3898 | 19991.6765 | 3.972%
56 | ATCO Electric | 9.9 | 1298.2887 | 17.96% | 1 | 39.85% | 11 | 0 | 0 | 1 | Load | 170263.8509 | 189118.7808 | 18854.93 | 11.07%
57 | ATCO Electric | 10.08 | 3842.754 | 52.22% | 1 | 85.63% | 11.2 | 0 | 0 | 1 | Load | 357899.0913 | 377529.0003 | 19629.909 | 5.485%
58 | ATCO Electric | 10.3234 | 5602.0298 | 74.34% | 1 | 94.83% | 9.38 | 0 | 0 | 1 | Load | 516828.2942 | 537511.7487 | 20683.4545 | 4.002%
59 | ATCO Electric | 10.764 | 3058.378 | 38.92% | 1 | 88.5% | 11.96 | 0 | 0 | 1 | Load | 299977.7621 | 320064.8076 | 20087.0455 | 6.696%
60 | ATCO Electric | 10.8 | 2890.6423 | 36.66% | 1 | 86.01% | 12 | 0 | 0 | 1 | Load | 289820.1703 | 309876.6116 | 20056.4414 | 6.92%
61 | ATCO Electric | 10.962 | 2428.4722 | 30.35% | 1 | 126.7% | 12.18 | 0 | 0 | 1 | Load | 248901.2962 | 269086.8753 | 20185.5791 | 8.11%
62 | ATCO Electric | 11.0048 | 3112.2854 | 38.74% | 1 | 75.53% | 7.45 | 0 | 0 | 1 | Load | 313871.2759 | 334301.1386 | 20429.8627 | 6.509%
63 | ATCO Electric | 11.0212 | 3213.8138 | 39.95% | 1 | 88.26% | 4 | 0 | 0 | 1 | Load | 324620.2654 | 345105.3685 | 20485.1031 | 6.31%
64 | ATCO Electric | 11.3532 | 5762.6817 | 69.53% | 1 | 90.07% | 9.01 | 0 | 0 | 1 | Load | 551521.524 | 573355.4647 | 21833.9407 | 3.959%
65 | ATCO Electric | 11.6038 | 5214.6032 | 61.56% | 1 | 89.51% | 10.7 | 0 | 0 | 1 | Load | 489108.4966 | 510773.9997 | 21665.5031 | 4.43%
66 | ATCO Electric | 11.7 | 2502.609 | 29.3% | 1 | 45.64% | 13 | 0 | 0 | 1 | Load | 254448.663 | 275176.6086 | 20727.9456 | 8.146%
67 | ATCO Electric | 11.7 | 4138.2582 | 48.45% | 1 | 92.2% | 13 | 0 | 0 | 1 | Load | 390704.8787 | 411957.5386 | 21252.6599 | 5.44%
68 | ATCO Electric | 11.826 | 3338.8055 | 38.68% | 0.39645 | 0.6489% | 13.14 | 20 | 20 | 1 | Dual | 202229.6393 | 215212.5085 | 12982.8692 | 6.42%
69 | ATCO Electric | 11.9438 | 88.293 | 1.013% | 0.26316 | 0% | 10 | 28 | 28 | 1 | Dual | 63191.8654 | 74722.3204 | 11530.455 | 18.25%
70 | ATCO Electric | 12.1875 | 7126.5232 | 80.1% | 1 | 84.13% | 11 | 0 | 0 | 1 | Load | 609572.4804 | 632011.0713 | 22438.5909 | 3.681%
71 | ATCO Electric | 12.276 | 6106.3462 | 68.14% | 1 | 88.41% | 13.64 | 0 | 0 | 1 | Load | 531924.923 | 554106.9779 | 22182.0549 | 4.17%
72 | ATCO Electric | 12.3522 | 7661.2536 | 84.96% | 1 | 93.21% | 13.65 | 0 | 0 | 1 | Load | 653743.8497 | 676439.902 | 22696.0524 | 3.472%
73 | ATCO Electric | 12.6 | 2050.9301 | 22.3% | 1 | 55.58% | 14 | 0 | 0 | 1 | Load | 242336.5045 | 263871.6936 | 21535.1891 | 8.886%
74 | ATCO Electric | 13.1192 | 6524.0763 | 68.12% | 1 | 76.29% | 13 | 0 | 0 | 1 | Load | 574230.7759 | 597503.9521 | 23273.1762 | 4.053%
75 | ATCO Electric | 13.5 | 1741.1343 | 17.67% | 1 | 51.16% | 15 | 0 | 0 | 1 | Load | 211716.0416 | 234032.9997 | 22316.958 | 10.54%
76 | ATCO Electric | 13.5 | 4721.5823 | 47.91% | 1 | 87.93% | 15 | 0 | 0 | 1 | Load | 441653.2628 | 464679.4713 | 23026.2085 | 5.214%
77 | ATCO Electric | 13.8148 | 4375.9715 | 43.39% | 1 | 38.52% | 15 | 0 | 0 | 1 | Load | 357384.0094 | 367600.8084 | 10216.7989 | 2.859%
78 | ATCO Electric | 14.13 | 7815.9605 | 75.77% | 1 | 89.26% | 15.7 | 0 | 0 | 1 | Load | 629605.1799 | 641076.0437 | 11470.8639 | 1.822%
79 | ATCO Electric | 14.1934 | 5579.6544 | 53.85% | 1 | 92.88% | 10.5 | 0 | 0 | 1 | Load | 543328.4615 | 567624.1263 | 24295.6649 | 4.472%
80 | ATCO Electric | 14.2088 | 8372.9583 | 80.72% | 1 | 91.53% | 13.5 | 0 | 0 | 1 | Load | 747002.7482 | 771966.1091 | 24963.361 | 3.342%
81 | ATCO Electric | 14.3577 | 6779.8823 | 64.69% | 1 | 65.71% | 15 | 0 | 0 | 1 | Load | 593320.9893 | 617449.4777 | 24128.4884 | 4.067%
82 | ATCO Electric | 14.7302 | 824.9524 | 7.672% | 1 | 11.69% | 16 | 0 | 0 | 1 | Load | 135600.5983 | 158556.7763 | 22956.178 | 16.93%
83 | ATCO Electric | 15.0987 | 7650.3036 | 69.41% | 1 | 87.39% | 12.3 | 0 | 0 | 1 | Load | 710940.1033 | 736682.3056 | 25742.2023 | 3.621%
84 | ATCO Electric | 15.169 | 7770.7738 | 70.18% | 1 | 87.4% | 13.05 | 0 | 0 | 1 | Load | 708826.1622 | 734753.459 | 25927.2969 | 3.658%
85 | ATCO Electric | 15.3 | 6532.333 | 58.49% | 1 | 83.91% | 17 | 0 | 0 | 1 | Load | 590856.5285 | 616329.8367 | 25473.3082 | 4.311%
86 | ATCO Electric | 15.3508 | 6984.2124 | 62.33% | 1 | 86.79% | 17 | 0 | 0 | 1 | Load | 625960.1351 | 651603.2074 | 25643.0723 | 4.097%
87 | ATCO Electric | 15.4328 | 6272.0826 | 55.67% | 1 | 76.08% | 14 | 0 | 0 | 1 | Load | 587006.4612 | 612341.9085 | 25335.4473 | 4.316%
88 | ATCO Electric | 16.11 | 3960.9148 | 33.68% | 1 | 67.44% | 17.9 | 0 | 0 | 1 | Load | 393404.2488 | 418748.119 | 25343.8702 | 6.442%
89 | ATCO Electric | 16.2751 | 7403.0393 | 62.31% | 0.05896 | 66.79% | 9.51 | 0 | 144.3 | 2 | Load | 627429.5591 | 639386.3035 | 11956.7444 | 1.906%
90 | ATCO Electric | 16.3733 | 3171.5013 | 26.53% | 1 | 41.6% | 16.12 | 0 | 0 | 1 | Load | 363956.172 | 389175.1361 | 25218.9641 | 6.929%
91 | ATCO Electric | 16.5031 | 10699.028 | 88.81% | 0.06202 | 88.01% | 0.73 | 0 | 0 | 2 | Load | 852029.976 | 864860.0026 | 12830.0266 | 1.506%
92 | ATCO Electric | 16.8986 | 5081.1068 | 41.19% | 0.07925 | 50.89% | 13 | 0 | 93 | 2 | Load | 460631.1061 | 472882.5303 | 12251.4242 | 2.66%
93 | ATCO Electric | 17.2551 | 8216.3561 | 65.23% | 1 | 98.34% | 15.89 | 0 | 0 | 1 | Load | 787202.2555 | 815437.9379 | 28235.6824 | 3.587%
94 | ATCO Electric | 17.757 | 2684.0227 | 20.71% | 1 | 82.6% | 19.73 | 0 | 0 | 1 | Load | 303522.9839 | 329808.97 | 26285.9861 | 8.66%
95 | ATCO Electric | 17.8862 | 9758.7404 | 74.74% | 1 | 84.7% | 19 | 0 | 0 | 1 | Load | 832269.4381 | 860482.764 | 28213.326 | 3.39%
96 | ATCO Electric | 18 | 6590.3362 | 50.15% | 1 | 80.35% | 20 | 0 | 0 | 1 | Load | 596740.4283 | 624262.541 | 27522.1126 | 4.612%
97 | ATCO Electric | 18 | 6771.2072 | 51.53% | 1 | 93.94% | 20 | 0 | 0 | 1 | Load | 628943.5436 | 656628.2704 | 27684.7268 | 4.402%
98 | ATCO Electric | 18 | 9440.0189 | 71.84% | 1 | 93.03% | 20 | 0 | 0 | 1 | Load | 808168.6665 | 836290.7738 | 28122.1073 | 3.48%
99 | ATCO Electric | 18.7037 | 3574.3015 | 26.18% | 1 | 36.34% | 19 | 0 | 0 | 1 | Load | 391425.073 | 418801.7153 | 27376.6423 | 6.994%
100 | ATCO Electric | 18.7436 | 8798.2295 | 64.3% | 0.10653 | 90.59% | 8.51 | 0 | 67 | 2 | Load | 734989.8252 | 749608.4741 | 14618.6489 | 1.989%
101 | ATCO Electric | 18.9 | 4588.6465 | 33.26% | 1 | 37.13% | 21 | 0 | 0 | 1 | Load | 438815.5543 | 466103.8879 | 27288.3336 | 6.219%
102 | ATCO Electric | 18.9 | 9823.9009 | 71.2% | 1 | 82.72% | 21 | 0 | 0 | 1 | Load | 845998.009 | 874742.6854 | 28744.6764 | 3.398%
103 | ATCO Electric | 18.9107 | 9591.8593 | 69.48% | 1 | 98.67% | 21 | 0 | 0 | 1 | Load | 869923.722 | 899223.6769 | 29299.9549 | 3.368%
104 | ATCO Electric | 18.9399 | 3431.5877 | 24.82% | 1 | 45.73% | 21 | 0 | 0 | 1 | Load | 359955.6677 | 387215.1228 | 27259.4551 | 7.573%
105 | ATCO Electric | 19.751 | 4691.8075 | 32.54% | 1 | 48.35% | 20 | 0 | 0 | 1 | Load | 477835.5474 | 506268.247 | 28432.6996 | 5.95%
106 | ATCO Electric | 19.8 | 7759.1885 | 53.68% | 1 | 77.4% | 22 | 0 | 0 | 1 | Load | 708987.18 | 738158.7853 | 29171.6053 | 4.115%
107 | ATCO Electric | 19.8 | 11948.1836 | 82.66% | 1 | 93.4% | 22 | 0 | 0 | 1 | Load | 999541.2276 | 1029591.323 | 30050.0954 | 3.006%
108 | ATCO Electric | 20.224 | 7930.6364 | 53.72% | 1 | 63.95% | 20 | 0 | 0 | 1 | Load | 712927.8933 | 742274.7003 | 29346.807 | 4.116%
109 | ATCO Electric | 20.2949 | 11024.6041 | 74.41% | 1 | 83.32% | 16 | 0 | 0 | 1 | Load | 934235.5719 | 964192.871 | 29957.2991 | 3.207%
110 | ATCO Electric | 20.943 | 4374.4066 | 28.61% | 1 | 90.36% | 23.27 | 0 | 0 | 1 | Load | 448335.5958 | 477362.8676 | 29027.2717 | 6.474%
111 | ATCO Electric | 21.3906 | 10899.6416 | 69.8% | 1 | 82.84% | 16.8 | 0 | 0 | 1 | Load | 950501.0462 | 981460.5154 | 30959.4692 | 3.257%
112 | ATCO Electric | 21.6 | 3550.2766 | 22.52% | 1 | 35.62% | 24 | 0 | 0 | 1 | Load | 385486.6195 | 414602.3282 | 29115.7087 | 7.553%
113 | ATCO Electric | 21.9725 | 10657.0976 | 66.44% | 1 | 94% | 20 | 0 | 0 | 1 | Load | 1019216.8262 | 1051583.7777 | 32366.9516 | 3.176%
114 | ATCO Electric | 22.491 | 5197.3154 | 31.66% | 1 | 86.19% | 24.99 | 0 | 0 | 1 | Load | 505351.272 | 535492.3334 | 30141.0615 | 5.964%
115 | ATCO Electric | 22.5 | 5514.5074 | 33.57% | 1 | 69.73% | 25 | 0 | 0 | 1 | Load | 577140.5299 | 608590.4293 | 31449.8993 | 5.449%
116 | ATCO Electric | 22.8966 | 10466.399 | 62.62% | 1 | 89.62% | 25 | 0 | 0 | 1 | Load | 993470.1335 | 1026216.0767 | 32745.9432 | 3.296%
117 | ATCO Electric | 23.1573 | 11297.6184 | 66.83% | 1 | 86.65% | 12.97 | 0 | 0 | 1 | Load | 1026263.1148 | 1059120.8405 | 32857.7257 | 3.202%
118 | ATCO Electric | 23.2496 | 15973.2952 | 94.11% | 1 | 95.2% | 19.5 | 0 | 0 | 1 | Load | 1321607.6492 | 1355028.1541 | 33420.505 | 2.529%
119 | ATCO Electric | 23.4149 | 10139.2746 | 59.32% | 1 | 85.88% | 15.52 | 0 | 0 | 1 | Load | 988538.6256 | 1022121.2531 | 33582.6275 | 3.397%
120 | ATCO Electric | 24.3 | 4119.3016 | 23.22% | 1 | 43.07% | 27 | 0 | 0 | 1 | Load | 438494.3903 | 469916.9497 | 31422.5594 | 7.166%
121 | ATCO Electric | 25.3386 | 15031.4631 | 81.26% | 1 | 85.13% | 26.6667 | 0 | 0 | 1 | Load | 1263506.2649 | 1298135.4412 | 34629.1763 | 2.741%
122 | ATCO Electric | 25.7124 | 12291.2543 | 65.48% | 1 | 96.05% | 18.9 | 0 | 0 | 1 | Load | 1152163.6307 | 1187638.4239 | 35474.7932 | 3.079%
123 | ATCO Electric | 26.493 | 9189.6834 | 47.52% | 1 | 52.29% | 22 | 0 | 0 | 1 | Load | 822291.5309 | 856019.1394 | 33727.6084 | 4.102%
124 | ATCO Electric | 27.3381 | 16522.7332 | 82.79% | 1 | 93.14% | 21.1 | 0 | 0 | 1 | Load | 1395813.6488 | 1432498.2942 | 36684.6453 | 2.628%
125 | ATCO Electric | 27.3637 | 10499.1675 | 52.56% | 1 | 96.12% | 16 | 0 | 0 | 1 | Load | 1046898.9645 | 1083523.6481 | 36624.6837 | 3.498%
126 | ATCO Electric | 27.9 | 5672.0277 | 27.85% | 1 | 49.56% | 31 | 0 | 0 | 1 | Load | 590468.456 | 624905.2593 | 34436.8033 | 5.832%
127 | ATCO Electric | 28.22 | 12275.3307 | 59.59% | 1 | 69.13% | 24 | 0 | 0 | 1 | Load | 1085217.5676 | 1121408.5519 | 36190.9843 | 3.335%
128 | ATCO Electric | 28.7682 | 13907.628 | 66.22% | 1 | 97.04% | 19 | 0 | 0 | 1 | Load | 1307239.0175 | 1345573.3093 | 38334.2918 | 2.932%
129 | ATCO Electric | 28.8 | 9178.4361 | 43.66% | 1 | 85.38% | 32 | 0 | 0 | 1 | Load | 827864.5261 | 863374.4393 | 35509.9132 | 4.289%
130 | ATCO Electric | 28.8305 | 13629.334 | 64.76% | 0.18105 | 79.93% | 25.5 | 0 | 100 | 2 | Load | 1149487.51 | 1172323.4808 | 22835.9707 | 1.987%
131 | ATCO Electric | 28.836 | 9828.5417 | 46.69% | 1 | 90.16% | 32.04 | 0 | 0 | 1 | Load | 903869.1553 | 939936.8126 | 36067.6573 | 3.99%
132 | ATCO Electric | 31.1625 | 10773.2968 | 47.36% | 1 | 74.29% | 34.625 | 0 | 0 | 1 | Load | 966783.8572 | 1004333.0796 | 37549.2224 | 3.884%
133 | ATCO Electric | 31.5454 | 21364.7792 | 92.78% | 0.3419 | 93.89% | 25 | 0 | 47 | 2 | Load | 1720408.9697 | 1749619.3375 | 29210.3678 | 1.698%
134 | ATCO Electric | 32.0635 | 17626.2122 | 75.31% | 1 | 13.72% | 33.41 | 0 | 0 | 1 | Load | 978808.556 | 1012947.7053 | 34139.1493 | 3.488%
135 | ATCO Electric | 33.4473 | 19338.1118 | 79.2% | 1 | 64.95% | 35 | 0 | 0 | 1 | Load | 1436999.172 | 1476722.5417 | 39723.3697 | 2.764%
136 | ATCO Electric | 33.8964 | 19237.7832 | 77.75% | 1 | 86.01% | 31.26 | 0 | 0 | 1 | Load | 1635563.1928 | 1677617.526 | 42054.3333 | 2.571%
137 | ATCO Electric | 34.2379 | 17492.5278 | 69.99% | 1 | 88.76% | 35.98 | 0 | 0 | 1 | Load | 1592890.5461 | 1635652.442 | 42761.8959 | 2.685%
138 | ATCO Electric | 36 | 15338.9905 | 58.37% | 1 | 99.61% | 40 | 0 | 0 | 1 | Load | 1454340.6373 | 1498299.489 | 43958.8517 | 3.023%
139 | ATCO Electric | 38.281 | 1147.2836 | 4.105% | 0.7817 | 3.571% | 41.3333 | 0 | 11.5 | 1 | Load | 232976.4154 | 269015.1723 | 36038.7569 | 15.47%
140 | ATCO Electric | 42.687 | 21161.9916 | 67.91% | 1 | 90.6% | 47.43 | 0 | 0 | 1 | Load | 1814277.7201 | 1862616.8737 | 48339.1535 | 2.664%
141 | ATCO Electric | 42.9549 | 25989.8576 | 82.88% | 1 | 89.62% | 45 | 0 | 0 | 1 | Load | 2149121.4738 | 2198661.2315 | 49539.7577 | 2.305%
142 | ATCO Electric | 43.5475 | 24485.7425 | 77.02% | 1 | 89.01% | 35.0725 | 0 | 0 | 1 | Load | 2047569.6312 | 2096898.0909 | 49328.4597 | 2.409%
143 | ATCO Electric | 45 | 18099.1058 | 55.1% | 1 | 83.56% | 50 | 0 | 0 | 1 | Load | 1573546.2609 | 1621957.7347 | 48411.4738 | 3.077%
144 | ATCO Electric | 45 | 18445.1359 | 56.15% | 1 | 75.98% | 50 | 0 | 0 | 1 | Load | 1642945.7488 | 1692061.3699 | 49115.6211 | 2.989%
145 | ATCO Electric | 45.9 | 21235.1691 | 63.38% | 1 | 87.44% | 51 | 0 | 0 | 1 | Load | 1785978.556 | 1835534.669 | 49556.113 | 2.775%
146 | ATCO Electric | 47.8529 | 22511.4061 | 64.44% | 1 | 94.06% | 52 | 0 | 0 | 1 | Load | 2113641.6796 | 2167174.7085 | 53533.0289 | 2.533%
147 | ATCO Electric | 53.3739 | 26136.9227 | 67.08% | 1 | 96.99% | 56 | 0 | 0 | 1 | Load | 2456325.3327 | 2514504.1188 | 58178.7861 | 2.369%
148 | ATCO Electric | 54.2497 | 28372.9667 | 71.64% | 0.91682 | 7.889% | 55 | 0 | 4.99 | 1 | Load | 1630747.8065 | 1674946.254 | 44198.4475 | 2.71%
149 | ATCO Electric | 57.8618 | 23628.8858 | 55.94% | 1 | 90.09% | 33.09 | 0 | 0 | 1 | Load | 2255685.4643 | 2314816.0781 | 59130.6138 | 2.621%
150 | ATCO Electric | 59.7527 | 36981.2429 | 84.78% | 1 | 45.74% | 31 | 0 | 0 | 1 | Load | 2417561.756 | 2471812.1693 | 54250.4133 | 2.244%
Average: |  | 16.2696 | 6771.184 | 52.71% | 0.94103 | 74.6% | 15.5381 | 0.33333 | 4.3386 |  |  | 600101.0129 | 623536.1896 | 23435.1766 | 8.53%
151 | Enmax | 18.3304 | 7130.3364 | 53.29% | 1 | 80.41% | 20 | 0 | 0 | 1 | Load | 682414.576 | 710967.0015 | 28552.4255 | 4.184%
152 | Enmax | 19.4162 | 8492.44 | 59.92% | 1 | 94.5% | 20 | 0 | 0 | 1 | Load | 834925.6391 | 865040.7767 | 30115.1376 | 3.607%
153 | Enmax | 24.2308 | 10140.1391 | 57.33% | 1 | 93.88% | 24 | 0 | 0 | 1 | Load | 966664.9034 | 1000364.897 | 33699.9936 | 3.486%
154 | Enmax | 26.0124 | 10312.3501 | 54.31% | 1 | 80.71% | 27 | 0 | 0 | 1 | Load | 1006240.2348 | 1041280.6342 | 35040.3994 | 3.482%
155 | Enmax | 27.0451 | 6454.8996 | 32.69% | 1 | 67.86% | 29 | 0 | 0 | 1 | Load | 753448.2326 | 788901.4392 | 35453.2066 | 4.705%
156 | Enmax | 27.0759 | 11109.0472 | 56.2% | 1 | 81.54% | 27 | 0 | 0 | 1 | Load | 1080094.293 | 1116365.5331 | 36271.2401 | 3.358%
157 | Enmax | 27.6206 | 12030.3016 | 59.67% | 1 | 90.45% | 20 | 0 | 0 | 1 | Load | 1129358.8449 | 1166673.2594 | 37314.4145 | 3.304%
158 | Enmax | 29.6177 | 13078.1254 | 60.49% | 1 | 89.76% | 32.5 | 0 | 0 | 1 | Load | 1245852.1723 | 1284619.2302 | 38767.0578 | 3.112%
159 | Enmax | 31.7198 | 15176.8839 | 65.54% | 1 | 97.86% | 33 | 0 | 0 | 1 | Load | 1434264.2917 | 1475257.4671 | 40993.1755 | 2.858%
160 | Enmax | 33.5293 | 15644.1791 | 63.92% | 1 | 93.63% | 36 | 0 | 0 | 1 | Load | 1499366.7687 | 1542041.996 | 42675.2273 | 2.846%
161 | Enmax | 34.1036 | 13448.5228 | 54.02% | 1 | 88.32% | 35 | 0 | 0 | 1 | Load | 1308422.7766 | 1350804.5058 | 42381.7291 | 3.239%
162 | Enmax | 34.2 | 12647.7417 | 50.66% | 1 | 87.67% | 38 | 0 | 0 | 1 | Load | 1221489.3329 | 1263152.1682 | 41662.8354 | 3.411%
163 | Enmax | 34.2057 | 15013.3837 | 60.13% | 1 | 95.38% | 38 | 0 | 0 | 1 | Load | 1449494.5838 | 1492552.5638 | 43057.98 | 2.971%
164 | Enmax | 35.2566 | 15364.6348 | 59.7% | 1 | 95.95% | 39 | 0 | 0 | 1 | Load | 1496354.5709 | 1540383.1576 | 44028.5866 | 2.942%
165 | Enmax | 35.7765 | 17253.0031 | 66.06% | 1 | 87.07% | 32 | 0 | 0 | 1 | Load | 1596694.0863 | 1640684.9661 | 43990.8798 | 2.755%
166 | Enmax | 37.5418 | 17197.4838 | 62.75% | 1 | 82.88% | 40.19 | 0 | 0 | 1 | Load | 1633058.6389 | 1678579.703 | 45521.0641 | 2.787%
167 | Enmax | 38.9646 | 18673.025 | 65.65% | 1 | 94.22% | 36 | 0 | 0 | 1 | Load | 1746299.9703 | 1793459.2656 | 47159.2953 | 2.701%
168 | Enmax | 39.0954 | 16141.3026 | 56.56% | 1 | 96.64% | 40 | 0 | 0 | 1 | Load | 1575558.2773 | 1622524.9499 | 46966.6726 | 2.981%
169 | Enmax | 39.2313 | 16007.142 | 55.89% | 1 | 91.89% | 39 | 0 | 0 | 1 | Load | 1546252.5935 | 1593156.2669 | 46903.6734 | 3.033%
170 | Enmax | 43.5867 | 19342.8958 | 60.79% | 0.66406 | 79.54% | 34 | 0 | 0 | 2 | Load | 1777954.4964 | 1821129.8376 | 43175.3411 | 2.428%
171 | Enmax | 43.5979 | 18252.2891 | 57.35% | 1 | 90.28% | 48 | 0 | 0 | 1 | Load | 1701491.3479 | 1751728.8463 | 50237.4984 | 2.953%
172 | Enmax | 45 | 14715.5866 | 44.8% | 1 | 95.01% | 50 | 0 | 0 | 1 | Load | 1476315.1709 | 1526262.7226 | 49947.5517 | 3.383%
173 | Enmax | 47.1355 | 23071.9153 | 67.05% | 1 | 85.79% | 48 | 0 | 0 | 1 | Load | 2126588.8701 | 2179697.746 | 53108.8759 | 2.497%
174 | Enmax | 53.0947 | 25605.3535 | 66.06% | 1 | 94.76% | 35 | 0 | 0 | 1 | Load | 2390046.2558 | 2447930.405 | 57884.1491 | 2.422%
175 | Enmax | 53.1206 | 26700.8717 | 68.86% | 1 | 85.84% | 58.41 | 0 | 0 | 1 | Load | 2425313.2311 | 2482466.1729 | 57152.9418 | 2.357%
176 | Enmax | 53.1913 | 23254.3444 | 59.89% | 1 | 90.91% | 53.87 | 0 | 0 | 1 | Load | 2223408.0091 | 2280791.2314 | 57383.2223 | 2.581%
177 | Enmax | 53.3973 | 21986.5485 | 56.4% | 1 | 94.67% | 51 | 0 | 0 | 1 | Load | 2059550.2318 | 2116105.8989 | 56555.6672 | 2.746%
178 | Enmax | 53.6399 | 26394.903 | 67.41% | 1 | 97.06% | 31.5 | 0 | 0 | 1 | Load | 2470442.6786 | 2529086.6707 | 58643.9921 | 2.374%
179 | Enmax | 61.6506 | 23379.1779 | 51.95% | 1 | 81.01% | 40 | 0 | 0 | 1 | Load | 2243104.3904 | 2304192.4719 | 61088.0815 | 2.723%
180 | Enmax | 62.0242 | 28748.6439 | 63.49% | 0.86957 | 95.21% | 68 | 0 | 0 | 2 | Load | 2649877.0486 | 2711114.2393 | 61237.1907 | 2.311%
181 | Enmax | 62.807 | 23311.12 | 50.84% | 1 | 87.92% | 40 | 0 | 0 | 1 | Load | 2223427.3439 | 2286011.1874 | 62583.8435 | 2.815%
182 | Enmax | 63 | 26542.2708 | 57.71% | 1 | 71.61% | 70 | 0 | 0 | 1 | Load | 2402259.6743 | 2463746.634 | 61486.9597 | 2.56%
183 | Enmax | 67.5 | 28919.7533 | 58.69% | 1 | 90.23% | 75 | 0 | 0 | 1 | Load | 2728761.2137 | 2795685.2816 | 66924.0679 | 2.453%
184 | Enmax | 82.8212 | 41870.2277 | 69.25% | 1 | 97.97% | 92 | 0 | 0 | 1 | Load | 3830833.5212 | 3910694.2758 | 79860.7546 | 2.085%
185 | Enmax | 90.342 | 34810.8049 | 52.78% | 1 | 97.25% | 100.38 | 0 | 0 | 1 | Load | 3300453.6582 | 3382372.9718 | 81919.3135 | 2.482%
186 | Enmax | 91.9271 | 43909.5155 | 65.43% | 1 | 94.04% | 102 | 0 | 0 | 1 | Load | 4035170.7774 | 4120540.4125 | 85369.6351 | 2.116%
187 | Enmax | 105.3 | 39539.4256 | 51.44% | 1 | 91.72% | 117 | 0 | 0 | 1 | Load | 3858750.759 | 3951710.5575 | 92959.7985 | 2.409%
188 | Enmax | 108 | 46703.7239 | 59.24% | 1 | 92.78% | 120 | 0 | 0 | 1 | Load | 4370343.7173 | 4466262.8942 | 95919.177 | 2.195%
Average: |  | 48.266 | 20746.6925 | 58.53% | 0.98773 | 89.59% | 48.4171 | 0 | 0 |  |  | 1960535.4522 | 2013008.9537 | 52473.5015 | 2.886%
189 | EPCOR | 2.8441 | 115.3983 | 5.558% | 0.00606 | 4.226% | 1.5 | 0 | 246 | 1 | Load | 16201.638 | 17868.0036 | 1666.3656 | 10.29%
190 | EPCOR | 11.088 | 3421.5636 | 42.27% | 1 | 84.63% | 12.32 | 0 | 0 | 1 | Load | 340720.5306 | 361245.8889 | 20525.3583 | 6.024%
191 | EPCOR | 12.1651 | 4545.2557 | 51.18% | 1 | 54.49% | 13.08 | 0 | 0 | 1 | Load | 411779.5319 | 433361.889 | 21582.357 | 5.241%
192 | EPCOR | 14.31 | 7290.0248 | 69.79% | 1 | 71.47% | 15.9 | 0 | 0 | 1 | Load | 611912.5934 | 635948.4509 | 24035.8575 | 3.928%
193 | EPCOR | 16.0236 | 6801.4426 | 58.15% | 0.40194 | 74.41% | 15.74 | 0 | 0 | 2 | Load | 644043.898 | 662664.0099 | 18620.1119 | 2.891%
194 | EPCOR | 27.5567 | 11180.5285 | 55.58% | 1 | 47.34% | 20.5 | 0 | 0 | 1 | Load | 912643.53 | 946941.2968 | 34297.7668 | 3.758%
195 | EPCOR | 28.98 | 13486.5946 | 63.75% | 1 | 82.07% | 32.2 | 0 | 0 | 1 | Load | 1213961.8797 | 1251375.366 | 37413.4864 | 3.082%
196 | EPCOR | 49.6592 | 25074.6963 | 69.17% | 1 | 91.17% | 25.96 | 0 | 0 | 1 | Load | 2349251.2459 | 2404872.932 | 55621.6861 | 2.368%
197 | EPCOR | 51.2842 | 26414.8803 | 70.56% | 1 | 98.33% | 47 | 0 | 0 | 1 | Load | 2438531.1765 | 2495534.0153 | 57002.8388 | 2.338%
198 | EPCOR | 51.4833 | 23735.93 | 63.16% | 1 | 89.44% | 50.28 | 0 | 0 | 1 | Load | 2246058.8689 | 2302302.9996 | 56244.1306 | 2.504%
199 | EPCOR | 52.7394 | 25374.7269 | 65.91% | 1 | 95.25% | 45.4 | 0 | 0 | 1 | Load | 2369394.3554 | 2427143.9622 | 57749.6068 | 2.437%
200 | EPCOR | 55.5552 | 29158.5528 | 71.9% | 1 | 98.17% | 59 | 0 | 0 | 1 | Load | 2660461.8296 | 2720553.1488 | 60091.3193 | 2.259%
201 | EPCOR | 55.89 | 23288.512 | 57.08% | 1 | 93.33% | 62.1 | 0 | 0 | 1 | Load | 2236264.3151 | 2295296.4713 | 59032.1562 | 2.64%
202 | EPCOR | 56.5282 | 26060.1727 | 63.15% | 1 | 89.19% | 59 | 0 | 0 | 1 | Load | 2460885.0165 | 2520601.4361 | 59716.4197 | 2.427%
203 | EPCOR | 56.6911 | 28753.108 | 69.48% | 1 | 94.7% | 38.2667 | 0 | 0 | 1 | Load | 2651074.4355 | 2712236.8684 | 61162.4329 | 2.307%
204 | EPCOR | 64.7805 | 21565.5661 | 45.6% | 1 | 69.74% | 52.1 | 0 | 0 | 1 | Load | 2107989.4227 | 2170539.6413 | 62550.2187 | 2.967%
205 | EPCOR | 69.5402 | 33418.2634 | 65.83% | 1 | 92.45% | 77 | 0 | 0 | 1 | Load | 3149958.7715 | 3219855.2981 | 69896.5267 | 2.219%
206 | EPCOR | 80.1747 | 37499.745 | 64.07% | 1 | 93.59% | 69.04 | 0 | 0 | 1 | Load | 3496673.9109 | 3574512.3759 | 77838.4649 | 2.226%
207 | EPCOR | 80.553 | 40402.3269 | 68.71% | 1 | 96.41% | 75 | 0 | 0 | 1 | Load | 3676246.4754 | 3753857.442 | 77610.9666 | 2.111%
208 | EPCOR | 85.5998 | 38818.4051 | 62.12% | 1 | 92.73% | 40 | 0 | 0 | 1 | Load | 3627163.8161 | 3708336.5649 | 81172.7488 | 2.238%
209 | EPCOR | 89.0463 | 41070.8251 | 63.18% | 1 | 93.4% | 84.67 | 0 | 0 | 1 | Load | 3867559.0257 | 3952178.9389 | 84619.9132 | 2.188%
210 | EPCOR | 114.3783 | 56271.0618 | 67.39% | 1 | 98.32% | 113.01 | 0 | 0 | 1 | Load | 5157457.411 | 5260028.141 | 102570.7301 | 1.989%
211 | EPCOR | 118.0057 | 55480.5935 | 64.4% | 1 | 92.83% | 107.44 | 0 | 0 | 1 | Load | 5163180.7886 | 5267807.7345 | 104626.9459 | 2.026%
212 | EPCOR | 126 | 56858.3749 | 61.82% | 1 | 95.93% | 140 | 0 | 0 | 1 | Load | 5286928.8323 | 5396364.5426 | 109435.7103 | 2.07%
Average: |  | 57.1199 | 26503.6062 | 59.99% | 0.93367 | 83.07% | 52.3544 | 0 | 10.25 |  |  | 2462347.6375 | 2520476.1424 | 58128.505 | 3.105%
213 | FortisAlberta | 0.055713 | 15.9744 | 39.28% | 0.00507 | 46.46% | 0.06 | 0 | 11 | 1 | Load | 1599.5002 | 1702.5815 | 103.0814 | 6.445%
214 | FortisAlberta | 0.065792 | 0.01592 | 0.03315% | 2e-05 | 0% | 0 | 0 | 55 | 2 | Load | 231.481 | 268.0141 | 36.5331 | 15.78%
215 | FortisAlberta | 0.067933 | 15.5163 | 31.29% | 0.00349 | 30.32% | 0.06 | 0 | 18 | 1 | Load | 1574.9455 | 1671.6441 | 96.6986 | 6.14%
216 | FortisAlberta | 0.09 | 23.3241 | 35.5% | 1 | 70.54% | 0.1 | 0 | 0 | 1 | Load | 11401.1948 | 16768.2779 | 5367.0831 | 47.07%
217 | FortisAlberta | 0.243 | 68.0707 | 38.37% | 0.04239 | 79.35% | 0.27 | 0 | 6 | 2 | Load | 7074.0282 | 7672.7363 | 598.7081 | 8.463%
218 | FortisAlberta | 0.27 | 0.0014859 | 0.0007539% | 0.00267 | 0% | 0.3 | 0 | 112 | 1 | Load | 1076.0044 | 1276.3633 | 200.3589 | 18.62%
219 | FortisAlberta | 0.27 | 13.6626 | 6.932% | 1 | 20.09% | 0.3 | 0 | 0 | 1 | Load | 12101.7725 | 17734.1942 | 5632.4217 | 46.54%
220 | FortisAlberta | 0.38181 | 112.4373 | 40.34% | 1 | 56.86% | 0.4 | 0 | 0 | 1 | Load | 20059.0875 | 25872.1575 | 5813.07 | 28.98%
221 | FortisAlberta | 0.40205 | 0.26244 | 0.08942% | 0.00466 | 0% | 0.08 | 0 | 15 | 2 | Load | 1102.5107 | 1301.9017 | 199.391 | 18.09%
222 | FortisAlberta | 0.41174 | 118.1191 | 39.3% | 0.00655 | 10% | 0.13 | 0 | 20 | 2 | Load | 8580.1486 | 8921.5436 | 341.3949 | 3.979%
223 | FortisAlberta | 0.54396 | 19.5848 | 4.932% | 0.00313 | 47.56% | 0 | 0 | 12.75 | 1 | Load | 3545.124 | 3909.9996 | 364.8756 | 10.29%
224 | FortisAlberta | 0.55696 | 44.6792 | 10.99% | 0.00149 | 18.9% | 0.03 | 0 | 20 | 2 | Load | 4825.6457 | 5164.2887 | 338.643 | 7.018%
225 | FortisAlberta | 0.56813 | 18.8976 | 4.557% | 0.00147 | 21.22% | 0.05 | 0 | 34 | 1 | Load | 2652.8116 | 2910.0075 | 257.1959 | 9.695%
226 | FortisAlberta | 0.60699 | 0.088946 | 0.02007% | 0.00489 | 0% | 0.2 | 0 | 35 | 3 | Load | 2333.6006 | 2762.3218 | 428.7212 | 18.37%
227 | FortisAlberta | 0.62489 | 109.2419 | 23.95% | 1 | 50.03% | 0.61 | 0 | 0 | 1 | Load | 20569.4032 | 26738.6179 | 6169.2147 | 29.99%
228 | FortisAlberta | 0.68461 | 0.75885 | 0.1518% | 0.00489 | 0% | 0.2 | 0 | 35 | 3 | Load | 2678.2035 | 3148.9622 | 470.7587 | 17.58%
229 | FortisAlberta | 0.68634 | 9.7109 | 1.938% | 0.00826 | 5.214% | 0.1 | 0 | 12 | 1 | Load | 3527.7171 | 4062.4226 | 534.7055 | 15.16%
230 | FortisAlberta | 0.7982 | 185.6432 | 31.86% | 1 | 35.32% | 0.7 | 0 | 0 | 1 | Load | 29004.5811 | 35455.3218 | 6450.7407 | 22.24%
231 | FortisAlberta | 1.0441 | 0.35077 | 0.04602% | 0.00065 | 0% | 0.08 | 0 | 120 | 2 | Load | 3596.7149 | 4185.1374 | 588.4225 | 16.36%
232 | FortisAlberta | 1.188 | 4.2743 | 0.4929% | 1 | 48.02% | 1.32 | 0 | 0 | 1 | Load | 16582.2326 | 23563.6686 | 6981.436 | 42.1%
233 | FortisAlberta | 1.4023 | 296.9299 | 29.01% | 1 | 74.56% | 1.46 | 0 | 0 | 1 | Load | 43491.633 | 50860.7727 | 7369.1397 | 16.94%
234 | FortisAlberta | 1.4737 | 187.5222 | 17.43% | 0.45467 | 17.5% | 1.6 | 0 | 0 | 2 | Load | 26520.3879 | 31096.7385 | 4576.3506 | 17.26%
235 | FortisAlberta | 1.62 | 8.3569 | 0.7067% | 0.03358 | 0% | 1.8 | 0 | 49 | 2 | Load | 7717.6129 | 9255.0456 | 1537.4327 | 19.92%
236 | FortisAlberta | 1.728 | 641.2016 | 50.83% | 0.54533 | 86.98% | 1.92 | 0 | 0 | 2 | Load | 67137.0638 | 72734.3878 | 5597.324 | 8.337%
237 | FortisAlberta | 1.89 | 139.1694 | 10.09% | 1 | 30.92% | 2.1 | 0 | 0 | 1 | Load | 31392.6454 | 39447.8804 | 8055.235 | 25.66%
238 | FortisAlberta | 1.9244 | 79.9173 | 5.689% | 0.10158 | 5.817% | 2.04 | 0 | 18 | 1 | Load | 15808.7357 | 18496.586 | 2687.8504 | 17%
239 | FortisAlberta | 1.989 | 180.001 | 12.4% | 1 | 37.88% | 2.21 | 0 | 0 | 1 | Load | 36513.9936 | 44726.6153 | 8212.6218 | 22.49%
240 | FortisAlberta | 2.0115 | 690.1531 | 47% | 1 | 75.86% | 1 | 0 | 0 | 1 | Load | 62517.4677 | 65158.6821 | 2641.2144 | 4.225%
241 | FortisAlberta | 2.07 | 870.2468 | 57.59% | 0.01879 | 85.45% | 2.3 | 0 | 120 | 2 | Load | 75653.9212 | 77393.5335 | 1739.6123 | 2.299%
242 | FortisAlberta | 2.214 | 292.0499 | 18.07% | 1 | 54.89% | 2.46 | 0 | 0 | 1 | Load | 51567.9742 | 60164.1479 | 8596.1737 | 16.67%
243 | FortisAlberta | 2.3421 | 1224.7939 | 71.64% | 1 | 88.48% | 2.2 | 0 | 0 | 1 | Load | 117494.0771 | 126467.4858 | 8973.4087 | 7.637%
244 | FortisAlberta | 2.463 | 457.5311 | 25.45% | 1 | 44.26% | 1.18 | 0 | 0 | 1 | Load | 61021.7248 | 69964.9823 | 8943.2575 | 14.66%
245 | FortisAlberta | 2.52 | 30.3594 | 1.65% | 1 | 9.868% | 2.8 | 0 | 0 | 1 | Load | 27132.7968 | 36087.6846 | 8954.8878 | 33%
246 | FortisAlberta | 2.52 | 512.1724 | 27.84% | 0.05224 | 92.19% | 2.8 | 0 | 49 | 2 | Load | 49821.0246 | 52346.0672 | 2525.0426 | 5.068%
247 | FortisAlberta | 2.6793 | 1452.4377 | 74.26% | 1 | 74.41% | 2.8 | 0 | 0 | 1 | Load | 134569.0988 | 144088.316 | 9519.2171 | 7.074%
248 | FortisAlberta | 3.06 | 446.2051 | 19.98% | 0.31193 | 75.91% | 3.4 | 0 | 0 | 2 | Load | 56535.6394 | 62423.2109 | 5887.5715 | 10.41%
249 | FortisAlberta | 3.0791 | 41.9962 | 1.868% | 0.10714 | 0% | 3 | 0 | 25 | 1 | Load | 20427.2011 | 23980.712 | 3553.5108 | 17.4%
250 | FortisAlberta | 3.15 | 1059.1039 | 46.06% | 0.00274 | 72.6% | 3.5 | 0 | 1229 | 3 | Load | 93629.0131 | 95735.5707 | 2106.5576 | 2.25%
251 | FortisAlberta | 3.302 | 1285.3871 | 53.33% | 1 | 87.26% | 1.5 | 0 | 0 | 1 | Load | 126832.8207 | 137258.2927 | 10425.472 | 8.22%
252 | FortisAlberta | 3.5565 | 1418.8554 | 54.65% | 1 | 75.81% | 3.9 | 0 | 0 | 1 | Load | 142183.9456 | 153029.0352 | 10845.0896 | 7.628%
253 | FortisAlberta | 3.6 | 553.3483 | 21.06% | 1 | 49.77% | 4 | 0 | 0 | 1 | Load | 72944.8767 | 83600.5148 | 10655.6381 | 14.61%
254 | FortisAlberta | 3.6199 | 173.1974 | 6.554% | 1 | 75.38% | 1 | 0 | 0 | 1 | Load | 44135.3812 | 54742.4218 | 10607.0406 | 24.03%
255 | FortisAlberta | 3.672 | 938.8996 | 35.03% | 1 | 49.85% | 4.08 | 0 | 0 | 1 | Load | 99959.6874 | 110775.7703 | 10816.0829 | 10.82%
256 | FortisAlberta | 3.78 | 1386.4627 | 50.25% | 1 | 87.24% | 4.2 | 0 | 0 | 1 | Load | 145889.6372 | 157147.6909 | 11258.0538 | 7.717%
257 | FortisAlberta | 3.8315 | 990.8167 | 35.42% | 1 | 70.56% | 2 | 0 | 0 | 1 | Load | 106069.9583 | 117175.8884 | 11105.9302 | 10.47%
258 | FortisAlberta | 3.87 | 1440.4207 | 50.99% | 0.31159 | 70.99% | 4.3 | 0 | 0 | 2 | Load | 133090.0371 | 139885.2377 | 6795.2006 | 5.106%
259 | FortisAlberta | 3.9717 | 2657.8491 | 91.67% | 0.2071 | 93.04% | 3.5 | 0 | 0 | 2 | Load | 221800.2489 | 227973.4513 | 6173.2023 | 2.783%
260 | FortisAlberta | 4.1645 | 1150.6812 | 37.85% | 1 | 54.35% | 4.3 | 0 | 0 | 1 | Load | 122930.3899 | 134554.4784 | 11624.0885 | 9.456%
261 | FortisAlberta | 4.32 | 256.6967 | 8.14% | 1 | 32.76% | 4.8 | 0 | 0 | 1 | Load | 56663.4798 | 68354.247 | 11690.7672 | 20.63%
262 | FortisAlberta | 4.4915 | 1994.65 | 60.83% | 0.19592 | 95.17% | 4.8 | 0 | 4 | 2 | Load | 195081.3178 | 201595.7865 | 6514.4686 | 3.339%
263 | FortisAlberta | 4.68 | 2194.3974 | 64.23% | 1 | 82.82% | 5.2 | 0 | 0 | 1 | Load | 202988.0491 | 215634.516 | 12646.4669 | 6.23%
264 | FortisAlberta | 4.7866 | 1977.1432 | 56.58% | 1 | 72.45% | 4.33 | 0 | 0 | 1 | Load | 190473.0528 | 203293.561 | 12820.5082 | 6.731%
265 | FortisAlberta | 5.103 | 2591.4735 | 69.57% | 1 | 88.02% | 5.67 | 0 | 0 | 1 | Load | 237166.4521 | 250577.8775 | 13411.4254 | 5.655%
266 | FortisAlberta | 5.6208 | 1696.0121 | 41.33% | 1 | 90.1% | 3.91 | 0 | 0 | 1 | Load | 178243.022 | 192238.0745 | 13995.0525 | 7.852%
267 | FortisAlberta | 5.7412 | 2197.0676 | 52.42% | 1 | 69.54% | 5.5 | 0 | 0 | 1 | Load | 208794.8274 | 222998.659 | 14203.8315 | 6.803%
268 | FortisAlberta | 5.7778 | 1782.9251 | 42.27% | 0.66667 | 73.19% | 6 | 3 | 3 | 1 | Dual | 202847.0129 | 215232.2722 | 12385.2593 | 6.106%
269 | FortisAlberta | 5.85 | 2704.8967 | 63.34% | 1 | 97.13% | 6.5 | 0 | 0 | 1 | Load | 261489.4413 | 276198.8908 | 14709.4495 | 5.625%
270 | FortisAlberta | 5.8879 | 3762.2262 | 87.53% | 0.01112 | 93.13% | 4.2 | 0 | 355 | 2 | Load | 306563.8416 | 310991.9681 | 4428.1264 | 1.444%
271 | FortisAlberta | 5.994 | 3087.5089 | 70.56% | 0.54495 | 81.08% | 6.66 | 0 | 0 | 2 | Load | 270736.6697 | 282095.4983 | 11358.8286 | 4.196%
272 | FortisAlberta | 6.511 | 3608.0293 | 75.91% | 0.12338 | 87.58% | 1.9 | 0 | 0 | 2 | Load | 300977.1604 | 307819.5736 | 6842.4132 | 2.273%
273 | FortisAlberta | 6.9444 | 2127.0094 | 41.96% | 0.00362 | 81.42% | 0.2 | 0 | 55 | 2 | Load | 199779.8204 | 204274.1531 | 4494.3327 | 2.25%
274 | FortisAlberta | 7.2468 | 1431.2811 | 27.06% | 1 | 62.89% | 3.4833 | 0 | 0 | 1 | Load | 171497.4114 | 187985.1651 | 16487.7537 | 9.614%
275 | FortisAlberta | 7.3469 | 2803.648 | 52.28% | 1 | 77.54% | 8 | 0 | 0 | 1 | Load | 271454.062 | 288230.9908 | 16776.9287 | 6.18%
276 | FortisAlberta | 7.3713 | 4115.3407 | 76.48% | 1 | 83.86% | 7.9 | 0 | 0 | 1 | Load | 366037.8067 | 383137.2202 | 17099.4136 | 4.671%
277 | FortisAlberta | 7.6099 | 3686.0584 | 66.35% | 1 | 88.57% | 5.4 | 0 | 0 | 1 | Load | 353223.2045 | 370771.9386 | 17548.7341 | 4.968%
278 | FortisAlberta | 7.6391 | 4363.1851 | 78.24% | 1 | 94.88% | 4.5 | 0 | 0 | 1 | Load | 398387.0624 | 416086.9271 | 17699.8647 | 4.443%
279 | FortisAlberta | 7.684 | 3043.9818 | 54.27% | 0.1209 | 86.25% | 2.07 | 0 | 15 | 2 | Load | 280742.0965 | 288301.2209 | 7559.1244 | 2.693%
280 | FortisAlberta | 8.0251 | 4948.1168 | 84.46% | 0.12182 | 88.67% | 7.47 | 0 | 0 | 2 | Load | 402951.9751 | 410916.0838 | 7964.1087 | 1.976%
281 | FortisAlberta | 8.2212 | 4098.602 | 68.29% | 1 | 83.86% | 7.2 | 0 | 0 | 1 | Load | 365885.2195 | 383861.4759 | 17976.2564 | 4.913%
282 | FortisAlberta | 8.238 | 4585.2672 | 76.25% | 0.13447 | 89.75% | 5.5 | 0 | 35 | 3 | Load | 393976.1878 | 402408.404 | 8432.2162 | 2.14%
283 | FortisAlberta | 8.2995 | 5188.8261 | 85.64% | 0.05551 | 82.42% | 0 | 0 | 80 | 4 | Load | 417034.9453 | 423831.2181 | 6796.2728 | 1.63%
284 | FortisAlberta | 8.303 | 5259.3242 | 86.77% | 1 | 92.12% | 6.9 | 0 | 0 | 1 | Load | 457999.0372 | 476337.9289 | 18338.8917 | 4.004%
285 | FortisAlberta | 8.3126 | 4767.7615 | 78.57% | 1 | 95.32% | 9.2 | 0 | 0 | 1 | Load | 429913.6366 | 448278.0715 | 18364.4349 | 4.272%
286 | FortisAlberta | 8.5501 | 3341.5213 | 53.54% | 0.90476 | 90.31% | 9.5 | 1 | 1 | 1 | Dual | 341612.9311 | 359255.8788 | 17642.9477 | 5.165%
287 | FortisAlberta | 8.7487 | 4265.4601 | 66.79% | 1 | 94.39% | 9.6 | 0 | 0 | 1 | Load | 415368.7295 | 434283.7608 | 18915.0313 | 4.554%
288 | FortisAlberta | 8.82 | 4193.9098 | 65.14% | 1 | 95.96% | 9.8 | 0 | 0 | 1 | Load | 384273.3546 | 402980.4424 | 18707.0878 | 4.868%
289 | FortisAlberta | 8.8651 | 2882.5965 | 44.54% | 1 | 45.58% | 8.62 | 0 | 0 | 1 | Load | 272812.769 | 290872.6645 | 18059.8955 | 6.62%
290 | FortisAlberta | 8.9805 | 2742.8565 | 41.84% | 1 | 82.63% | 6 | 0 | 0 | 1 | Load | 267977.7855 | 286312.6955 | 18334.91 | 6.842%
291 | FortisAlberta | 9 | 4242.9373 | 64.58% | 1 | 89.69% | 10 | 0 | 0 | 1 | Load | 382609.2882 | 401349.7164 | 18740.4282 | 4.898%
292 | FortisAlberta | 9.09 | 134.4647 | 2.026% | 0.45909 | 0% | 10.1 | 11.9 | 11.9 | 1 | Dual | 68275.8546 | 80624.7846 | 12348.93 | 18.09%
293 | FortisAlberta | 9.1072 | 2405.6584 | 36.18% | 1 | 52.26% | 9.8 | 0 | 0 | 1 | Load | 253883.3281 | 272294.5448 | 18411.2167 | 7.252%
294 | FortisAlberta | 9.1634 | 3809.3497 | 56.95% | 1 | 77.15% | 9 | 0 | 0 | 1 | Load | 346773.355 | 365492.2442 | 18718.8892 | 5.398%
295 | FortisAlberta | 9.1724 | 2425.755 | 36.23% | 0.64912 | 73.2% | 7.4 | 4 | 4 | 1 | Dual | 276889.9697 | 292582.4939 | 15692.5242 | 5.667%
296 | FortisAlberta | 9.3444 | 2367.4673 | 34.71% | 0.62539 | 74.28% | 10 | 0 | 4.99 | 2 | Load | 228204.255 | 243343.5223 | 15139.2672 | 6.634%
297 | FortisAlberta | 9.3826 | 4584.9114 | 66.94% | 1 | 80.6% | 10.4 | 0 | 0 | 1 | Load | 417615.9435 | 436876.0054 | 19260.0618 | 4.612%
298 | FortisAlberta | 9.4913 | 436.6397 | 6.302% | 0.13043 | 15.55% | 10.2 | 0 | 0 | 2 | Load | 88516.8266 | 96538.841 | 8022.0144 | 9.063%
299 | FortisAlberta | 9.5524 | 5420.3641 | 77.73% | 1 | 81.81% | 4.5 | 0 | 0 | 1 | Load | 461566.5551 | 480967.4095 | 19400.8544 | 4.203%
300 | FortisAlberta | 9.56 | 4841.0528 | 69.37% | 0.68841 | 84.96% | 9.5 | 0 | 0 | 2 | Load | 423226.2012 | 439721.1276 | 16494.9264 | 3.897%
301 | FortisAlberta | 9.6396 | 4353.2588 | 61.86% | 1 | 78.85% | 10 | 0 | 0 | 1 | Load | 402202.9148 | 421882.1822 | 19679.2674 | 4.893%
302 | FortisAlberta | 9.666 | 4359.1957 | 61.78% | 0.16305 | 90.76% | 10.74 | 0 | 0 | 2 | Load | 377629.6196 | 387260.518 | 9630.8984 | 2.55%
303 | FortisAlberta | 9.81 | 4009.0141 | 55.98% | 1 | 93.29% | 10.9 | 0 | 0 | 1 | Load | 400672.179 | 420513.1306 | 19840.9516 | 4.952%
304 | FortisAlberta | 9.99 | 3962.7173 | 54.34% | 1 | 90.65% | 11.1 | 0 | 0 | 1 | Load | 385090.0584 | 404878.2698 | 19788.2114 | 5.139%
305 | FortisAlberta | 10.039 | 2477.8712 | 33.81% | 0.68944 | 67.3% | 11.1 | 5 | 5 | 1 | Dual | 319608.9851 | 336565.2719 | 16956.2869 | 5.305%
306 | FortisAlberta | 10.071 | 2859.0789 | 38.89% | 1 | 71.56% | 11.19 | 0 | 0 | 1 | Load | 276423.0616 | 295712.1835 | 19289.1219 | 6.978%
307 | FortisAlberta | 10.2 | 74.3693 | 0.9988% | 1 | 48.77% | 11.3333 | 0 | 0 | 1 | Load | 73044.4644 | 91862.8178 | 18818.3534 | 25.76%
308 | FortisAlberta | 10.35 | 3712.5418 | 49.14% | 1 | 87.13% | 11.5 | 0 | 0 | 1 | Load | 368163.2945 | 388310.7702 | 20147.4757 | 5.472%
309 | FortisAlberta | 10.7088 | 4699.9288 | 60.12% | 0.00695 | 60.62% | 8.9 | 0 | 1266 | 2 | Load | 373906.7771 | 381003.2589 | 7096.4818 | 1.898%
310 | FortisAlberta | 10.98 | 5106.2097 | 63.7% | 1 | 89.18% | 12.2 | 0 | 0 | 1 | Load | 460788.7499 | 481573.221 | 20784.4711 | 4.511%
311 | FortisAlberta | 11.0534 | 7539.6662 | 93.44% | 0.29364 | 94.45% | 11.64 | 0 | 0 | 2 | Load | 613017.4701 | 626503.7021 | 13486.232 | 2.2%
312 | FortisAlberta | 11.1053 | 6192.4338 | 76.38% | 1 | 93.97% | 11.4 | 0 | 0 | 1 | Load | 568832.8416 | 590495.5326 | 21662.691 | 3.808%
313 | FortisAlberta | 11.25 | 4267.0971 | 51.96% | 1 | 84.24% | 12.5 | 0 | 0 | 1 | Load | 409554.6334 | 430663.3612 | 21108.7278 | 5.154%
314 | FortisAlberta | 11.565 | 5698.4384 | 67.5% | 1 | 59.09% | 12.85 | 0 | 0 | 1 | Load | 464631.2352 | 485464.0979 | 20832.8627 | 4.484%
315 | FortisAlberta | 11.61 | 4401.5197 | 51.93% | 1 | 88.81% | 12.9 | 0 | 0 | 1 | Load | 432509.8173 | 454088.3953 | 21578.578 | 4.989%
316 | FortisAlberta | 11.7 | 6233.4008 | 72.98% | 1 | 76.69% | 13 | 0 | 0 | 1 | Load | 539252.6198 | 560902.8932 | 21650.2734 | 4.015%
317 | FortisAlberta | 11.743 | 4523.7861 | 52.77% | 1 | 78.56% | 7.95 | 0 | 0 | 1 | Load | 433195.1389 | 454717.0756 | 21521.9367 | 4.968%
318 | FortisAlberta | 11.97 | 6061.6992 | 69.37% | 1 | 88.15% | 13.3 | 0 | 0 | 1 | Load | 550663.8036 | 572793.2022 | 22129.3986 | 4.019%
319 | FortisAlberta | 12.06 | 4576.0838 | 51.98% | 1 | 94.31% | 13.4 | 0 | 0 | 1 | Load | 457496.1837 | 479629.9994 | 22133.8157 | 4.838%
320 | FortisAlberta | 12.132 | 2977.5506 | 33.62% | 1 | 86.76% | 13.48 | 0 | 0 | 1 | Load | 305742.5444 | 327102.1912 | 21359.6468 | 6.986%
321 | FortisAlberta | 12.2276 | 6830.4345 | 76.52% | 0.7929 | 91.63% | 13.4 | 0 | 0 | 2 | Load | 600183.0949 | 620755.4367 | 20572.3418 | 3.428%
322 | FortisAlberta | 12.7178 | 4711.2112 | 50.75% | 1 | 87.68% | 11.2833 | 0 | 0 | 1 | Load | 463971.6712 | 486672.0296 | 22700.3584 | 4.893%
323 | FortisAlberta | 12.7633 | 6097.0122 | 65.44% | 0.11188 | 93.31% | 12.9 | 0 | 80 | 4 | Load | 558712.2502 | 570055.2164 | 11342.9661 | 2.03%
324 | FortisAlberta | 12.78 | 5989.8444 | 64.2% | 1 | 93.27% | 14.2 | 0 | 0 | 1 | Load | 539643.0231 | 562432.7899 | 22789.7668 | 4.223%
325 | FortisAlberta | 12.825 | 5458.1032 | 58.3% | 1 | 82.35% | 14.25 | 0 | 0 | 1 | Load | 517561.3958 | 540458.2141 | 22896.8182 | 4.424%
326 | FortisAlberta | 12.8409 | 5485.1099 | 58.51% | 1 | 96.95% | 13.08 | 0 | 0 | 1 | Load | 518424.282 | 541439.7979 | 23015.516 | 4.44%
327 | FortisAlberta | 12.8557 | 1458.55 | 15.54% | 0.87662 | 31.7% | 13.5 | 0 | 0 | 2 | Load | 220998.0191 | 241597.7441 | 20599.725 | 9.321%
328 | FortisAlberta | 12.9143 | 8503.8362 | 90.2% | 1 | 75.89% | 14 | 0 | 0 | 1 | Load | 679555.325 | 702362.833 | 22807.508 | 3.356%
329 | FortisAlberta | 12.951 | 6250.2034 | 66.11% | 1 | 95.4% | 14.39 | 0 | 0 | 1 | Load | 592127.1853 | 615594.0589 | 23466.8735 | 3.963%
330 | FortisAlberta | 12.96 | 6064.3783 | 64.1% | 1 | 96.07% | 14.4 | 0 | 0 | 1 | Load | 570085.3245 | 593393.7497 | 23308.4253 | 4.089%
331 | FortisAlberta | 13.3442 | 6790.6607 | 69.71% | 1 | 84.19% | 11.8 | 0 | 0 | 1 | Load | 595643.6678 | 619007.8869 | 23364.2191 | 3.923%
332 | FortisAlberta | 13.3983 | 8614.7801 | 88.08% | 1 | 91.47% | 12.8 | 0 | 0 | 1 | Load | 726459.7383 | 750422.4213 | 23962.6831 | 3.299%
333 | FortisAlberta | 13.7347 | 4791.8881 | 47.79% | 1 | 89.11% | 6.12 | 0 | 0 | 1 | Load | 497135.5545 | 521116.1114 | 23980.5568 | 4.824%
334 | FortisAlberta | 13.77 | 6979.698 | 69.44% | 1 | 94.32% | 15.3 | 0 | 0 | 1 | Load | 631703.0982 | 655807.2477 | 24104.1495 | 3.816%
335 | FortisAlberta | 13.815 | 6306.4065 | 62.53% | 1 | 85.18% | 15.35 | 0 | 0 | 1 | Load | 573303.2376 | 597087.0156 | 23783.778 | 4.149%
336 | FortisAlberta | 13.86 | 6574.0574 | 64.98% | 1 | 93.15% | 15.4 | 0 | 0 | 1 | Load | 586658.8036 | 610536.1342 | 23877.3306 | 4.07%
337 | FortisAlberta | 13.9103 | 5804.1005 | 57.16% | 1 | 93.62% | 11 | 0 | 0 | 1 | Load | 559383.5186 | 583588.3697 | 24204.8511 | 4.327%
338 | FortisAlberta | 13.9711 | 6741.5574 | 66.1% | 1 | 97.11% | 15.3 | 0 | 0 | 1 | Load | 650464.7781 | 675156.0167 | 24691.2386 | 3.796%
339 | FortisAlberta | 14.04 | 2805.9811 | 27.38% | 1 | 74.77% | 15.6 | 0 | 0 | 1 | Load | 310123.6726 | 333415.6698 | 23291.9972 | 7.511%
340 | FortisAlberta | 14.04 | 6996.7293 | 68.27% | 1 | 91.67% | 15.6 | 0 | 0 | 1 | Load | 639388.8696 | 663845.8806 | 24457.011 | 3.825%
341 | FortisAlberta | 14.2001 | 6390.3642 | 61.65% | 1 | 83.8% | 12.2 | 0 | 0 | 1 | Load | 581585.9248 | 605851.923 | 24265.9982 | 4.172%
342 | FortisAlberta | 14.22 | 4115.1837 | 39.64% | 0.88764 | 57.01% | 15.8 | 2 | 2 | 1 | Dual | 370775.1645 | 393054.2601 | 22279.0956 | 6.009%
343 | FortisAlberta | 14.4 | 6563.528 | 62.44% | 1 | 94.58% | 16 | 0 | 0 | 1 | Load | 618690.6893 | 643484.0868 | 24793.3974 | 4.007%
344 | FortisAlberta | 14.49 | 5514.3772 | 52.13% | 0.26568 | 88.49% | 16.1 | 0 | 0 | 2 | Load | 522633.0258 | 537639.7534 | 15006.7276 | 2.871%
345 | FortisAlberta | 14.5825 | 4432.9843 | 41.64% | 0.92517 | 27.4% | 13.6 | 1.1 | 1.1 | 1 | Dual | 331647.0176 | 354020.4763 | 22373.4587 | 6.746%
346 | FortisAlberta | 14.617 | 7301.7675 | 68.43% | 1 | 92.72% | 13 | 0 | 0 | 1 | Load | 664426.6129 | 689452.524 | 25025.9111 | 3.767%
347 | FortisAlberta | 14.849 | 2153.8536 | 19.87% | 1 | 22.47% | 16 | 0 | 0 | 1 | Load | 270176.7687 | 293666.8154 | 23490.0467 | 8.694%
348 | FortisAlberta | 15.0625 | 5609.3459 | 51.01% | 1 | 82.5% | 14 | 0 | 0 | 1 | Load | 558685.0559 | 583919.9805 | 25234.9247 | 4.517%
349 | FortisAlberta | 15.449 | 7551.1008 | 66.96% | 1 | 43.83% | 16 | 0 | 0 | 1 | Load | 582110.4571 | 606511.9291 | 24401.472 | 4.192%
350 | FortisAlberta | 15.48 | 5332.3811 | 47.19% | 1 | 80.02% | 17.2 | 0 | 0 | 1 | Load | 506002.3071 | 531256.6146 | 25254.3075 | 4.991%
351 | FortisAlberta | 15.5924 | 746.2975 | 6.557% | 0.33594 | 27.09% | 17.2 | 0 | 0 | 2 | Load | 154756.3943 | 170278.6839 | 15522.2896 | 10.03%
352 | FortisAlberta | 15.5999 | 3098.3341 | 27.21% | 0.1937 | 69.27% | 10.57 | 0 | 0 | 2 | Load | 328316.5933 | 341868.7431 | 13552.1498 | 4.128%
353 | FortisAlberta | 15.665 | 9522.6834 | 83.27% | 0.1379 | 83.77% | 15.9 | 0 | 80 | 4 | Load | 788330.0988 | 801779.7108 | 13449.6121 | 1.706%
354 | FortisAlberta | 15.6923 | 4219.0074 | 36.83% | 0.64082 | 48.47% | 15.7 | 4 | 4 | 2 | Dual | 385622.8863 | 406034.9497 | 20412.0634 | 5.293%
355 | FortisAlberta | 15.8735 | 229.61 | 1.982% | 0.45489 | 6.174% | 14.4 | 17.256 | 17.256 | 1 | Dual | 103100.3498 | 120325.5424 | 17225.1927 | 16.71%
356 | FortisAlberta | 15.9658 | 9269.6907 | 79.53% | 1 | 89.34% | 14 | 0 | 0 | 1 | Load | 822656.2258 | 849437.0158 | 26780.79 | 3.255%
357 | FortisAlberta | 15.9797 | 7290.4657 | 62.5% | 1 | 93.9% | 17.7 | 0 | 0 | 1 | Load | 702866.4958 | 729594.6733 | 26728.1775 | 3.803%
358 | FortisAlberta | 15.9913 | 3579.4819 | 30.66% | 1 | 86.74% | 9.31 | 0 | 0 | 1 | Load | 389513.6075 | 415062.7529 | 25549.1454 | 6.559%
359 | FortisAlberta | 16.02 | 2389.9736 | 20.44% | 1 | 76.68% | 17.8 | 0 | 0 | 1 | Load | 287687.2919 | 312517.3123 | 24830.0204 | 8.631%
360 | FortisAlberta | 16.56 | 7388.2222 | 61.12% | 1 | 96.44% | 18.4 | 0 | 0 | 1 | Load | 716748.1206 | 744085.1589 | 27337.0383 | 3.814%
361 | FortisAlberta | 16.5964 | 7167.3677 | 59.16% | 1 | 79.92% | 18.4 | 0 | 0 | 1 | Load | 660812.1629 | 687651.4627 | 26839.2998 | 4.062%
362 | FortisAlberta | 16.7334 | 7720.7115 | 63.2% | 1 | 96.43% | 17.4 | 0 | 0 | 1 | Load | 743825.3365 | 771532.8491 | 27707.5126 | 3.725%
363 | FortisAlberta | 16.7654 | 6415.0957 | 52.42% | 1 | 48.62% | 17.8 | 0 | 0 | 1 | Load | 563074.7026 | 589173.8601 | 26099.1576 | 4.635%
364 | FortisAlberta | 17.01 | 5446.6153 | 43.86% | 1 | 94.88% | 18.9 | 0 | 0 | 1 | Load | 514255.7986 | 540797.6414 | 26541.8428 | 5.161%
365 | FortisAlberta | 17.1 | 7052.8183 | 56.5% | 1 | 85.73% | 19 | 0 | 0 | 1 | Load | 638587.0941 | 665910.4737 | 27323.3796 | 4.279%
366 | FortisAlberta | 17.2632 | 4453.9545 | 35.34% | 1 | 90.01% | 15.7 | 0 | 0 | 1 | Load | 476231.1419 | 503311.5121 | 27080.3702 | 5.686%
367 | FortisAlberta | 17.37 | 6196.8832 | 48.87% | 1 | 89.38% | 19.3 | 0 | 0 | 1 | Load | 577267.3732 | 604324.2458 | 27056.8726 | 4.687%
368 | FortisAlberta | 17.4431 | 5613.0701 | 44.08% | 1 | 50.85% | 18 | 0 | 0 | 1 | Load | 538076.759 | 565053.5934 | 26976.8344 | 5.014%
369 | FortisAlberta | 17.982 | 6847.9314 | 52.17% | 1 | 81.91% | 13.6 | 0 | 0 | 1 | Load | 631100.3997 | 658812.8168 | 27712.4171 | 4.391%
370 | FortisAlberta | 18.319 | 525.4712 | 3.929% | 0.04898 | 0% | 18.5 | 0 | 355 | 2 | Load | 65722.2085 | 73857.2511 | 8135.0426 | 12.38%
371 | FortisAlberta | 18.99 | 4778.9547 | 34.47% | 1 | 89.63% | 21.1 | 0 | 0 | 1 | Load | 502991.165 | 531153.1441 | 28161.9791 | 5.599%
372 | FortisAlberta | 18.99 | 8814.6479 | 63.59% | 1 | 85.05% | 21.1 | 0 | 0 | 1 | Load | 791343.9713 | 820234.9029 | 28890.9316 | 3.651%
373 | FortisAlberta | 19.5035 | 8008.6768 | 56.25% | 1 | 92.56% | 18.8 | 0 | 0 | 1 | Load | 788662.1533 | 818501.113 | 29838.9597 | 3.783%
374 | FortisAlberta | 19.53 | 7844.5647 | 55.02% | 1 | 92.87% | 21.7 | 0 | 0 | 1 | Load | 765525.9177 | 795155.3657 | 29629.4481 | 3.87%
375 | FortisAlberta | 19.89 | 7432.3051 | 51.19% | 1 | 85.35% | 22.1 | 0 | 0 | 1 | Load | 736423.5362 | 766311.7917 | 29888.2554 | 4.059%
376 | FortisAlberta | 20.1407 | 10593.8804 | 72.05% | 1 | 93.89% | 17.46 | 0 | 0 | 1 | Load | 972210.5043 | 1002878.8839 | 30668.3796 | 3.154%
377 | FortisAlberta | 20.1569 | 9982.3908 | 67.84% | 1 | 98.07% | 22.3 | 0 | 0 | 1 | Load | 944983.766 | 975832.0276 | 30848.2616 | 3.264%
378 | FortisAlberta | 20.1717 | 8867.4639 | 60.22% | 1 | 95.47% | 15 | 0 | 0 | 1 | Load | 853142.0965 | 883709.0791 | 30566.9826 | 3.583%
379 | FortisAlberta | 20.1969 | 10011.8121 | 67.91% | 1 | 96.96% | 19.6 | 0 | 0 | 1 | Load | 963440.9416 | 994632.8037 | 31191.8621 | 3.238%
380 | FortisAlberta | 20.5078 | 10637.243 | 71.05% | 1 | 93.2% | 21 | 0 | 0 | 1 | Load | 953759.3093 | 984359.8342 | 30600.5248 | 3.208%
381 | FortisAlberta | 20.6363 | 11007.0283 | 73.07% | 1 | 79.87% | 19 | 0 | 0 | 1 | Load | 936852.4413 | 966988.7854 | 30136.3441 | 3.217%
382 | FortisAlberta | 20.8558 | 8422.259 | 55.32% | 1 | 82.03% | 22 | 0 | 0 | 1 | Load | 831179.6934 | 861940.4794 | 30760.786 | 3.701%
383 | FortisAlberta | 21.15 | 5933.8297 | 38.43% | 0.16151 | 90.1% | 23.5 | 0 | 120 | 2 | Load | 555407.4058 | 571964.7938 | 16557.388 | 2.981%
384 | FortisAlberta | 21.1775 | 6741.774 | 43.61% | 1 | 90.96% | 11.8 | 0 | 0 | 1 | Load | 678307.3885 | 708892.9241 | 30585.5356 | 4.509%
385 | FortisAlberta | 21.51 | 7591.5593 | 48.35% | 1 | 90.2% | 23.9 | 0 | 0 | 1 | Load | 698330.9879 | 728518.3755 | 30187.3876 | 4.323%
386 | FortisAlberta | 21.69 | 2887.1306 | 18.23% | 1 | 38.98% | 24.1 | 0 | 0 | 1 | Load | 339547.4178 | 368625.0086 | 29077.5908 | 8.564%
387 | FortisAlberta | 21.8782 | 11322.816 | 70.9% | 1 | 92.35% | 23.3 | 0 | 0 | 1 | Load | 1044623.6224 | 1076768.1738 | 32144.5515 | 3.077%
388 | FortisAlberta | 22.14 | 10238.3746 | 63.35% | 1 | 94.69% | 24.6 | 0 | 0 | 1 | Load | 936119.6459 | 967982.1967 | 31862.5509 | 3.404%
389 | FortisAlberta | 22.3193 | 8202.7059 | 50.34% | 1 | 91.84% | 23 | 0 | 0 | 1 | Load | 831477.5184 | 863526.046 | 32048.5276 | 3.854%
390 | FortisAlberta | 22.5708 | 81.9436 | 0.4973% | 0.01174 | 0% | 15 | 0 | 1229 | 3 | Load | 61413.093 | 71371.4053 | 9958.3122 | 16.22%
391 | FortisAlberta | 22.68 | 10550.2159 | 63.72% | 1 | 84.22% | 25.2 | 0 | 0 | 1 | Load | 910869.3544 | 942474.5221 | 31605.1677 | 3.47%
392 | FortisAlberta | 22.68 | 11832.5693 | 71.47% | 1 | 90.5% | 25.2 | 0 | 0 | 1 | Load | 1011744.1352 | 1043695.3686 | 31951.2334 | 3.158%
393 | FortisAlberta | 22.7429 | 9214.3569 | 55.5% | 1 | 92.41% | 17.76 | 0 | 0 | 1 | Load | 852882.8513 | 884980.875 | 32098.0236 | 3.763%
394 | FortisAlberta | 23.04 | 5268.7511 | 31.33% | 1 | 87.37% | 25.6 | 0 | 0 | 1 | Load | 530043.2309 | 560832.6635 | 30789.4326 | 5.809%
395 | FortisAlberta | 23.2501 | 9973.0005 | 58.76% | 1 | 92.63% | 23.86 | 0 | 0 | 1 | Load | 954437.8585 | 987440.8581 | 33002.9996 | 3.458%
396 | FortisAlberta | 23.5321 | 123.9526 | 0.7216% | 0 | 0% | 0 | 0 | 1581 | 1 | Load | 104598.5749 | 117482.232 | 12883.6571 | 12.32%
397 | FortisAlberta | 23.642 | 12875.1873 | 74.6% | 1 | 94.27% | 24.4 | 0 | 0 | 1 | Load | 1162223.29 | 1196023.5273 | 33800.2373 | 2.908%
398 | FortisAlberta | 23.7469 | 8328.3873 | 48.04% | 0.68603 | 27.34% | 26.22 | 12 | 12 | 1 | Dual | 606584.8987 | 632692.7466 | 26107.848 | 4.304%
399 | FortisAlberta | 24.1107 | 7417.4905 | 42.14% | 1 | 51.3% | 23 | 0 | 0 | 1 | Load | 626207.8225 | 657526.5422 | 31318.7197 | 5.001%
400 | FortisAlberta | 24.1236 | 10986.4647 | 62.39% | 1 | 90.9% | 20.77 | 0 | 0 | 1 | Load | 1024622.991 | 1058274.9238 | 33651.9329 | 3.284%
401 | FortisAlberta | 24.1711 | 13422.0053 | 76.07% | 1 | 52.53% | 24 | 0 | 0 | 1 | Load | 1026806.2984 | 1058493.786 | 31687.4876 | 3.086%
402 | FortisAlberta | 24.5544 | 14330.5959 | 79.95% | 1 | 91.52% | 21 | 0 | 0 | 1 | Load | 1248876.158 | 1283421.5351 | 34545.3771 | 2.766%
403 | FortisAlberta | 25.2 | 8873.3057 | 48.23% | 0.24348 | 92.13% | 28 | 0 | 85 | 2 | Load | 831368.6765 | 852947.0929 | 21578.4164 | 2.596%
404 | FortisAlberta | 25.2096 | 14711.5582 | 79.94% | 0.70636 | 91.78% | 28 | 0 | 0 | 2 | Load | 1245529.2547 | 1276275.1361 | 30745.8814 | 2.468%
405 | FortisAlberta | 25.244 | 7970.0353 | 43.25% | 1 | 93.03% | 19.8 | 0 | 0 | 1 | Load | 800070.933 | 833970.8526 | 33899.9196 | 4.237%
406 | FortisAlberta | 25.29 | 6588.1011 | 35.69% | 1 | 44.36% | 28.1 | 0 | 0 | 1 | Load | 597615.2967 | 630008.3157 | 32393.0191 | 5.42%
407 | FortisAlberta | 25.38 | 11788.1331 | 63.63% | 1 | 87.5% | 28.2 | 0 | 0 | 1 | Load | 1029883.819 | 1063822.0775 | 33938.2585 | 3.295%
408 | FortisAlberta | 25.7646 | 6768.902 | 35.99% | 1 | 89.35% | 25.2 | 0 | 0 | 1 | Load | 675832.7947 | 709279.0517 | 33446.257 | 4.949%
409 | FortisAlberta | 26.0696 | 12779.8894 | 67.15% | 1 | 94.98% | 24.3 | 0 | 0 | 1 | Load | 1201280.1029 | 1237326.0628 | 36045.96 | 3.001%
410 | FortisAlberta | 26.1 | 5013.2993 | 26.31% | 0.93841 | 80.49% | 29 | 17 | 17 | 1 | Dual | 528205.8949 | 560323.5084 | 32117.6135 | 6.081%
411 | FortisAlberta | 26.37 | 3317.5939 | 17.23% | 0.53663 | 52.1% | 29.3 | 25.3 | 25.3 | 1 | Dual | 422590.9059 | 448744.0689 | 26153.163 | 6.189%
412 | FortisAlberta | 27 | 546.8139 | 2.774% | 0.02348 | 37.22% | 30 | 0 | 1229 | 3 | Load | 133233.5625 | 145128.4666 | 11894.9041 | 8.928%
413 | FortisAlberta | 27 | 15415.7481 | 78.21% | 1 | 86.75% | 30 | 0 | 0 | 1 | Load | 1288227.7462 | 1323907.5446 | 35679.7984 | 2.77%
414 | FortisAlberta | 28.044 | 8932.0705 | 43.63% | 0.04832 | 74.73% | 31.16 | 0 | 470 | 2 | ISD | 746673.024 | 765044.5373 | 18371.5134 | 2.46%
415 | FortisAlberta | 29.43 | 5242.7823 | 24.4% | 1 | 57.14% | 32.7 | 0 | 0 | 1 | Load | 556125.4036 | 591547.0886 | 35421.685 | 6.369%
416 | FortisAlberta | 30.3538 | 16108.7058 | 72.7% | 1 | 97.01% | 32 | 0 | 0 | 1 | Load | 1445807.1105 | 1485310.9543 | 39503.8438 | 2.732%
417 | FortisAlberta | 30.435 | 14786.9777 | 66.56% | 1 | 97.91% | 33.5 | 0 | 0 | 1 | Load | 1393632.6194 | 1433487.6199 | 39855.0005 | 2.86%
418 | FortisAlberta | 30.49 | 15863.4767 | 71.27% | 1 | 92.45% | 32.9 | 0 | 0 | 1 | Load | 1429838.4621 | 1469458.0262 | 39619.5641 | 2.771%
419 | FortisAlberta | 31.054 | 16961.6436 | 74.82% | 1 | 96.15% | 29.33 | 0 | 0 | 1 | Load | 1567930.0438 | 1608823.8069 | 40893.7631 | 2.608%
420 | FortisAlberta | 31.41 | 14511.7208 | 63.29% | 1 | 93.54% | 34.9 | 0 | 0 | 1 | Load | 1297655.3293 | 1337090.8139 | 39435.4846 | 3.039%
421 | FortisAlberta | 31.9241 | 17218.9972 | 73.89% | 1 | 94.06% | 32.8 | 0 | 0 | 1 | Load | 1484068.8968 | 1524309.3975 | 40240.5008 | 2.711%
422 | FortisAlberta | 32.49 | 12261.0006 | 51.7% | 1 | 91.21% | 36.1 | 0 | 0 | 1 | Load | 1080990.5649 | 1120177.3859 | 39186.821 | 3.625%
423 | FortisAlberta | 34.02 | 13848.0884 | 55.76% | 1 | 94.32% | 37.8 | 0 | 0 | 1 | Load | 1328365.328 | 1370470.0098 | 42104.6819 | 3.17%
424 | FortisAlberta | 34.0241 | 15173.9947 | 61.09% | 1 | 79.22% | 37.5 | 0 | 0 | 1 | Load | 1365960.1045 | 1407383.5907 | 41423.4862 | 3.033%
425 | FortisAlberta | 34.5666 | 20140.2831 | 79.82% | 1 | 94.92% | 33.3 | 0 | 0 | 1 | Load | 1779456.6663 | 1823233.3375 | 43776.6712 | 2.46%
426 | FortisAlberta | 34.92 | 11860.578 | 46.53% | 0.99222 | 60.06% | 38.8 | 1.9 | 1.9 | 1 | Dual | 1001488.977 | 1041305.7864 | 39816.8095 | 3.976%
427 | FortisAlberta | 35.0896 | 15576.4551 | 60.81% | 0.59806 | 95.06% | 23.42 | 0 | 0 | 2 | Load | 1481340.9037 | 1518340.5221 | 36999.6183 | 2.498%
428 | FortisAlberta | 35.37 | 15647.5388 | 60.6% | 1 | 73.43% | 39.3 | 0 | 0 | 1 | Load | 1260978.1768 | 1301948.4852 | 40970.3085 | 3.249%
429 | FortisAlberta | 36.36 | 6931.7626 | 26.12% | 1 | 60.7% | 40.4 | 0 | 0 | 1 | Load | 705705.1696 | 746094.4603 | 40389.2907 | 5.723%
430 | FortisAlberta | 36.9 | 16693.0071 | 61.97% | 1 | 80.25% | 41 | 0 | 0 | 1 | Load | 1494996.3635 | 1538651.9009 | 43655.5374 | 2.92%
431 | FortisAlberta | 37.26 | 15742.018 | 57.88% | 1 | 96.17% | 41.4 | 0 | 0 | 1 | Load | 1506168.455 | 1551252.8355 | 45084.3806 | 2.993%
432 | FortisAlberta | 37.3028 | 17760.4798 | 65.22% | 1 | 89.61% | 35.8 | 0 | 0 | 1 | Load | 1657710.9065 | 1703050.6811 | 45339.7746 | 2.735%
433 | FortisAlberta | 37.763 | 11736.244 | 42.57% | 1 | 55.34% | 41.7 | 0 | 0 | 1 | Load | 1083472.429 | 1126263.1636 | 42790.7346 | 3.949%
434 | FortisAlberta | 38.7 | 16091.3257 | 56.96% | 0.86 | 84.77% | 43 | 7 | 7 | 1 | Dual | 1460249.421 | 1503165.5158 | 42916.0947 | 2.939%
435 | FortisAlberta | 39.33 | 10292.5057 | 35.85% | 1 | 78.87% | 43.7 | 0 | 0 | 1 | Load | 1009662.1711 | 1053941.7096 | 44279.5385 | 4.386%
436 | FortisAlberta | 40.0881 | 16414.4322 | 56.09% | 0.73432 | 54.42% | 44.5 | 0 | 0 | 2 | Load | 1325103.7892 | 1364258.573 | 39154.7838 | 2.955%
437 | FortisAlberta | 41.49 | 15251.1941 | 50.35% | 1 | 82.67% | 46.1 | 0 | 0 | 1 | Load | 1379801.9349 | 1426147.5789 | 46345.644 | 3.359%
438 | FortisAlberta | 41.4919 | 20119.2984 | 66.42% | 1 | 79.45% | 42.6 | 0 | 0 | 1 | Load | 1681231.6332 | 1728214.7619 | 46983.1287 | 2.795%
439 | FortisAlberta | 41.58 | 11526.9881 | 37.98% | 1 | 76.52% | 46.2 | 0 | 0 | 1 | Load | 1215304.3341 | 1262137.5841 | 46833.25 | 3.854%
440 | FortisAlberta | 41.9826 | 19653.9965 | 64.13% | 1 | 70.18% | 45 | 0 | 0 | 1 | Load | 1576309.07 | 1604869.7223 | 28560.6523 | 1.812%
441 | FortisAlberta | 42.5347 | 24061.3302 | 77.49% | 1 | 94.46% | 45 | 0 | 0 | 1 | Load | 2104593.2007 | 2154261.3714 | 49668.1707 | 2.36%
442 | FortisAlberta | 42.66 | 11216.2458 | 36.02% | 1 | 68.29% | 47.4 | 0 | 0 | 1 | Load | 1041105.2964 | 1086787.2025 | 45681.9061 | 4.388%
443 | FortisAlberta | 43.38 | 11784.4628 | 37.21% | 1 | 69.56% | 48.2 | 0 | 0 | 1 | Load | 1088043.9583 | 1134019.276 | 45975.3177 | 4.226%
444 | FortisAlberta | 44.397 | 18803.2325 | 58.02% | 1 | 94.09% | 49.33 | 0 | 0 | 1 | Load | 1809745.0025 | 1860792.3946 | 51047.392 | 2.821%
445 | FortisAlberta | 44.5794 | 20768.5482 | 63.82% | 1 | 95.2% | 49.3 | 0 | 0 | 1 | Load | 1968374.264 | 2020111.119 | 51736.855 | 2.628%
446 | FortisAlberta | 46.08 | 18160.9956 | 53.99% | 1 | 95.36% | 51.2 | 0 | 0 | 1 | Load | 1628778.2971 | 1678511.628 | 49733.3309 | 3.053%
447 | FortisAlberta | 47.43 | 18963.7555 | 54.77% | 1 | 92.49% | 52.7 | 0 | 0 | 1 | Load | 1824208.2324 | 1876814.405 | 52606.1726 | 2.884%
448 | FortisAlberta | 47.97 | 21127.8235 | 60.33% | 1 | 97.57% | 53.3 | 0 | 0 | 1 | Load | 2014523.7151 | 2068257.1278 | 53733.4127 | 2.667%
449 | FortisAlberta | 48.3841 | 12519.6764 | 35.45% | 1 | 3.022% | 49 | 0 | 0 | 1 | Load | 963022.0482 | 1007063.144 | 44041.0958 | 4.573%
450 | FortisAlberta | 50.13 | 21723.158 | 59.36% | 0.98236 | 95.01% | 55.7 | 1 | 1 | 1 | Dual | 1992308.8413 | 2045941.2906 | 53632.4494 | 2.692%
451 | FortisAlberta | 50.67 | 16057.0084 | 43.41% | 1 | 76.69% | 56.3 | 0 | 0 | 1 | Load | 1569234.3078 | 1621759.3476 | 52525.0398 | 3.347%
452 | FortisAlberta | 50.9505 | 20056.4409 | 53.92% | 1 | 92.22% | 54 | 0 | 0 | 1 | Load | 1978043.8432 | 2033792.3874 | 55748.5441 | 2.818%
453 | FortisAlberta | 51.12 | 22528.2252 | 60.37% | 1 | 98.13% | 56.8 | 0 | 0 | 1 | Load | 2152695.0442 | 2208886.4706 | 56191.4264 | 2.61%
454 | FortisAlberta | 51.3 | 5257.759 | 14.04% | 1 | 90.64% | 57 | 0 | 0 | 1 | Load | 623746.2333 | 672633.8346 | 48887.6013 | 7.838%
455 | FortisAlberta | 52.1582 | 31266.7145 | 82.12% | 0.87818 | 80.66% | 53.84 | 0 | 0 | 2 | Load | 2560679.198 | 2613405.8521 | 52726.654 | 2.059%
456 | FortisAlberta | 52.3829 | 35208.08 | 92.07% | 1 | 95.68% | 58 | 0 | 0 | 1 | Load | 2889728.8652 | 2946630.91 | 56902.0448 | 1.969%
457 | FortisAlberta | 52.435 | 24954.2637 | 65.19% | 1 | 97.45% | 58 | 0 | 0 | 1 | Load | 2343838.6251 | 2401220.7031 | 57382.0779 | 2.448%
458 | FortisAlberta | 54.549 | 23029.5377 | 57.83% | 1 | 90.81% | 60.61 | 0 | 0 | 1 | Load | 2000352.6311 | 2055943.5812 | 55590.9501 | 2.779%
459 | FortisAlberta | 59.1737 | 30998.088 | 71.76% | 1 | 86.37% | 65.52 | 0 | 0 | 1 | Load | 2606814.2223 | 2666865.1955 | 60050.9732 | 2.304%
460 | FortisAlberta | 60.3 | 31285.4337 | 71.07% | 1 | 90.12% | 67 | 0 | 0 | 1 | Load | 2590240.4848 | 2650191.8515 | 59951.3667 | 2.315%
461 | FortisAlberta | 63 | 26992.828 | 58.69% | 1 | 80.65% | 70 | 0 | 0 | 1 | Load | 2362448.4597 | 2423381.6744 | 60933.2147 | 2.579%
462 | FortisAlberta | 68.2699 | 40871.7665 | 82.01% | 1 | 39.96% | 66.58 | 0 | 0 | 1 | Load | 2828654.2423 | 2886974.0847 | 58319.8423 | 2.062%
463 | FortisAlberta | 79.5729 | 978.2389 | 1.684% | 0.22642 | 1.478% | 72 | 0 | 246 | 1 | ISD | 361451.6001 | 409431.7887 | 47980.1886 | 13.27%
464 | FortisAlberta | 84.3333 | 53389.9252 | 86.72% | 1 | 90.03% | 88 | 0 | 0 | 2 | Load | 4332798.2797 | 4411748.6593 | 78950.3796 | 1.822%
465 | FortisAlberta | 104.2327 | 50558.1616 | 66.45% | 1 | 77.89% | 115 | 0 | 0 | 1 | Load | 4211820.7285 | 4298909.6179 | 87088.8894 | 2.068%
466 | FortisAlberta | 106.2717 | 67779.0111 | 87.37% | 1 | 80.92% | 95.2 | 0 | 0 | 1 | Load | 5383003.7894 | 5475082.401 | 92078.6115 | 1.711%
467 | FortisAlberta | 120.562 | 43733.8141 | 49.69% | 0.66087 | 0% | 122.77 | 0 | 63 | 1 | Load | 2275735.4086 | 2347431.6401 | 71696.2315 | 3.15%
Average: |  | 19.2382 | 7761.3013 | 49.43% | 0.79916 | 72.06% | 19.6883 | 0.44493 | 37.1067 |  |  | 695137.85 | 719610.9499 | 24473.1 | 6.694%
468 | Lethbridge | 14.3107 | 5396.8254 | 51.66% | 1 | 92.07% | 15 | 0 | 0 | 1 | Load | 548492.7787 | 573363.7343 | 24870.9556 | 4.534%
469 | Lethbridge | 26.0939 | 10551.3057 | 55.39% | 1 | 91% | 28 | 0 | 0 | 1 | Load | 1045999.1105 | 1081910.2325 | 35911.122 | 3.433%
470 | Lethbridge | 27.646 | 12207.4778 | 60.49% | 1 | 84.98% | 26.35 | 0 | 0 | 1 | Load | 1134441.7012 | 1170967.4118 | 36525.7107 | 3.22%
471 | Lethbridge | 28.378 | 12160.2789 | 58.7% | 1 | 94.2% | 17.5 | 0 | 0 | 1 | Load | 1159700.2989 | 1197543.8383 | 37843.5394 | 3.263%
472 | Lethbridge | 28.8858 | 10240.0792 | 48.56% | 1 | 89.62% | 17.3 | 0 | 0 | 1 | Load | 1040791.9114 | 1078471.8661 | 37679.9547 | 3.62%
473 | Lethbridge | 47.8501 | 19329.2782 | 55.34% | 1 | 95.95% | 43.5 | 0 | 0 | 1 | Load | 1870152.0913 | 1923186.8416 | 53034.7504 | 2.836%
Average: |  | 28.8608 | 11647.5408 | 55.02% | 1 | 91.3% | 24.6083 | 0 | 0 |  |  | 1133262.982 | 1170907.3208 | 37644.3388 | 3.484%
474 | Red Deer | 13.0473 | 6244.0302 | 65.56% | 1 | 88.37% | 5 | 0 | 0 | 1 | Load | 591029.0971 | 614660.1468 | 23631.0497 | 3.998%
475 | Red Deer | 34.7205 | 15255.9685 | 60.19% | 1 | 95.86% | 21.06 | 0 | 0 | 1 | Load | 1489713.6402 | 1533460.6674 | 43747.0272 | 2.937%
476 | Red Deer | 39.6 | 16939.1369 | 58.6% | 0.8063 | 92.6% | 44 | 0 | 0 | 2 | Load | 1588517.4276 | 1631837.0685 | 43319.6408 | 2.727%
477 | Red Deer | 50.6624 | 23704.3462 | 64.09% | 1 | 96.24% | 56 | 0 | 0 | 1 | Load | 2255212.0646 | 2311058.2181 | 55846.1535 | 2.476%
Average: |  | 34.5075 | 15535.8705 | 62.11% | 0.95158 | 93.27% | 31.515 | 0 | 0 |  |  | 1481118.0574 | 1522754.0252 | 41635.9678 | 3.035%
478 | Direct Connect | 0.18094 | 24.005 | 18.17% | 0.0157 | 30.55% | 0.1 | 6 | 6 | 2 | Generation | 2967.3127 | 3286.5762 | 319.2635 | 10.76%
479 | Direct Connect | 0.27177 | 29.2478 | 14.74% | 0.01478 | 7.809% | 0.3 | 20 | 20 | 1 | Generation | 4169.8375 | 4555.2617 | 385.4242 | 9.243%
480 | Direct Connect | 0.41178 | 29.711 | 9.884% | 0.00332 | 19.14% | 0.1 | 30 | 30 | 1 | Generation | 4564.5856 | 4770.5023 | 205.9168 | 4.511%
481 | Direct Connect | 0.51754 | 22.1611 | 5.866% | 0.01413 | 7.855% | 0.43 | 30 | 30 | 1 | Generation | 5288.6423 | 5836.4856 | 547.8433 | 10.36%
482 | Direct Connect | 0.54 | 56.7893 | 14.41% | 0.01288 | 22.11% | 0.6 | 46 | 46 | 1 | Generation | 7565.3231 | 7882.1399 | 316.8168 | 4.188%
483 | Direct Connect | 0.6721 | 27.0231 | 5.508% | 0.0016067 | 2.189% | 0.2 | 76.23 | 210.63 | 2 | Generation | 4307.7303 | 4605.0184 | 297.2881 | 6.901%
484 | Direct Connect | 0.71635 | 14.1532 | 2.706% | 0.00428 | 3.42% | 0.35 | 0 | 81.4 | 1 | Load | 4535.7629 | 5012.6575 | 476.8946 | 10.51%
485 | Direct Connect | 0.77184 | 3.8097 | 0.6761% | 0.00087 | 0% | 0.1 | 80 | 80 | 4 | Generation | 2828.4626 | 3269.971 | 441.5084 | 15.61%
486 | Direct Connect | 0.78778 | 37.6298 | 6.543% | 0.00106 | 17.55% | 0.1 | 88 | 88 | 2 | Generation | 8869.5875 | 9343.1407 | 473.5532 | 5.339%
487 | Direct Connect | 0.9 | 8.8996 | 1.355% | 0.0303 | 7.228% | 1 | 32 | 32 | 1 | Generation | 5316.6533 | 6350.2448 | 1033.5915 | 19.44%
488 | Direct Connect | 0.9 | 76.5381 | 11.65% | 0.01493 | 22.42% | 1 | 66 | 66 | 1 | Generation | 12560.3695 | 13362.8713 | 802.5018 | 6.389%
489 | Direct Connect | 0.9 | 78.9405 | 12.02% | 0.01493 | 19.33% | 1 | 66 | 66 | 1 | Generation | 13334.1541 | 13823.973 | 489.8189 | 3.673%
490 | Direct Connect | 0.9 | 121.4848 | 18.49% | 0.00735 | 28.48% | 1 | 134.4 | 134.4 | 2 | Generation | 18086.6138 | 18764.5271 | 677.9133 | 3.748%
491 | Direct Connect | 0.96134 | 102.2197 | 14.57% | 0.00787 | 22.15% | 0.5 | 63 | 63 | 1 | Generation | 14965.3181 | 15676.9381 | 711.62 | 4.755%
492 | Direct Connect | 0.96935 | 125.4415 | 17.73% | 0.00934 | 37.97% | 0.38 | 40 | 40 | 1 | Generation | 18989.1803 | 19779.1099 | 789.9296 | 4.16%
493 | Direct Connect | 0.9914 | 69.9142 | 9.66% | 0.01585 | 28.47% | 1.1 | 68.3 | 68.3 | 1 | Generation | 13002.2956 | 13894.3616 | 892.066 | 6.861%
494 | Direct Connect | 0.99583 | 92.6547 | 12.75% | 0.00609 | 27.86% | 0.5 | 81.6 | 81.6 | 1 | Generation | 14530.0889 | 15247.1955 | 717.1066 | 4.935%
495 | Direct Connect | 1.0231 | 15.0019 | 2.009% | 0.01532 | 3.553% | 1.12 | 47 | 47 | 2 | Generation | 5383.415 | 6240.0836 | 856.6686 | 15.91%
496 | Direct Connect | 1.0724 | 113.3796 | 14.48% | 0.00441 | 35.51% | 0.6 | 134.4 | 134.4 | 2 | Generation | 15721.959 | 16272.9025 | 550.9436 | 3.504%
497 | Direct Connect | 1.5628 | 238.4595 | 20.9% | 0.00552 | 14.18% | 0.8 | 144 | 144 | 1 | Generation | 16805.241 | 17526.0135 | 720.7725 | 4.289%
498 | Direct Connect | 1.582 | 10.8123 | 0.9363% | 0.00106 | 0% | 0.1 | 94 | 94 | 1 | Generation | 6057.0767 | 6940.0207 | 882.944 | 14.58%
499 | Direct Connect | 1.6222 | 152.1795 | 12.85% | 0.01145 | 28.99% | 0.88 | 76 | 76 | 1 | Generation | 25912.5132 | 27099.5265 | 1187.0133 | 4.581%
500 | Direct Connect | 1.8 | 43.1943 | 3.287% | 0.11111 | 10% | 2 | 16 | 16 | 1 | Generation | 8804.2591 | 9990.6925 | 1186.4334 | 13.48%
501 | Direct Connect | 1.8023 | 12.8063 | 0.9733% | 0.01739 | 0% | 2 | 85 | 85 | 2 | Generation | 5336.8375 | 6200.4487 | 863.6111 | 16.18%
502 | Direct Connect | 1.8259 | 8.209 | 0.6159% | 0.01375 | 0% | 2 | 120 | 120 | 2 | Generation | 4920.6029 | 5785.8553 | 865.2524 | 17.58%
503 | Direct Connect | 2.2428 | 67.9723 | 4.152% | 0.00755 | 1.667% | 0.7 | 92 | 92 | 1 | Generation | 11599.5752 | 12965.3238 | 1365.7486 | 11.77%
504 | Direct Connect | 2.7 | 12.3585 | 0.627% | 0.02778 | 1.667% | 3 | 105 | 105 | 1 | Generation | 7592.6713 | 8914.6963 | 1322.025 | 17.41%
505 | Direct Connect | 3.3095 | 107.0047 | 4.429% | 0.01684 | 13.34% | 2.5 | 146 | 146 | 1 | Generation | 22206.2412 | 23805.067 | 1598.8257 | 7.2%
506 | Direct Connect | 4.1352 | 207.5245 | 6.875% | 0.0099 | 15.58% | 3 | 300 | 300 | 1 | Generation | 33184.4782 | 35126.5194 | 1942.0412 | 5.852%
507 | Direct Connect | 4.5143 | 1473.6045 | 44.72% | 1 | 58.58% | 5 | 0 | 0 | 1 | Load | 150319.1666 | 162567.7276 | 12248.561 | 8.148%
508 | Direct Connect | 4.694 | 2030.6025 | 59.26% | 1 | 61.94% | 3.5 | 0 | 0 | 1 | Load | 189379.5655 | 201949.3166 | 12569.7511 | 6.637%
509 | Direct Connect | 5.4 | 0 | 0% | 0.00468 | 0% | 6 | 800 | 1266 | 2 | Generation | 18595.3945 | 21666.24 | 3070.8455 | 16.51%
510 | Direct Connect | 5.4 | 27.9367 | 0.7087% | 0.0184 | 0% | 6 | 320 | 320 | 1 | Generation | 14482.3906 | 16939.0235 | 2456.6329 | 16.96%
511 | Direct Connect | 5.8425 | 711.5088 | 16.68% | 1 | 45.09% | 6.4917 | 0 | 0 | 1 | Load | 95711.6003 | 109746.6868 | 14035.0865 | 14.66%
512 | Direct Connect | 5.8532 | 1676.7977 | 39.24% | 1 | 39.57% | 6.5 | 0 | 0 | 1 | Load | 148033.5067 | 153300.9494 | 5267.4427 | 3.558%
513 | Direct Connect | 6.2842 | 113.1252 | 2.466% | 0.2 | 3.593% | 5.5 | 22 | 22 | 1 | ISD | 26374.7686 | 30040.5511 | 3665.7825 | 13.9%
514 | Direct Connect | 6.75 | 873.1516 | 17.72% | 1 | 74.44% | 7.5 | 0 | 0 | 1 | Load | 115899.6004 | 131306.2006 | 15406.6002 | 13.29%
515 | Direct Connect | 6.75 | 2846.6401 | 57.77% | 0.68807 | 72.79% | 7.5 | 0 | 0 | 2 | Load | 256105.2882 | 269466.4667 | 13361.1784 | 5.217%
516 | Direct Connect | 6.777 | 402.401 | 8.134% | 0.04667 | 7.681% | 7.53 | 144.3 | 144.3 | 2 | Generation | 54882.2092 | 59542.5973 | 4660.3881 | 8.492%
517 | Direct Connect | 8.0697 | 3764.4383 | 63.9% | 1 | 76.36% | 4.6 | 0 | 0 | 1 | Load | 309746.0808 | 317000.1729 | 7254.0922 | 2.342%
518 | Direct Connect | 8.1 | 2680.3912 | 45.33% | 1 | 68.23% | 9 | 0 | 0 | 1 | Load | 257179.1325 | 274627.1129 | 17447.9804 | 6.784%
519 | Direct Connect | 8.303 | 4318.5212 | 71.25% | 0.06254 | 81.94% | 1 | 4.99 | 4.99 | 2 | Dual | 364922.0102 | 371767.0639 | 6845.0537 | 1.876%
520 | Direct Connect | 10.8 | 3885.5693 | 49.28% | 1 | 80.52% | 12 | 0 | 0 | 1 | Load | 365333.3331 | 385682.4124 | 20349.0793 | 5.57%
521 | Direct Connect | 11.4349 | 3276.6 | 39.25% | 1 | 33.4% | 11.2 | 0 | 0 | 1 | Load | 307697.1779 | 328160.8247 | 20463.6468 | 6.651%
522 | Direct Connect | 12.6 | 841.352 | 9.147% | 1 | 48.2% | 14 | 0 | 0 | 1 | Load | 142443.5971 | 163675.2151 | 21231.618 | 14.91%
523 | Direct Connect | 12.6648 | 1351.4704 | 14.62% | 0.41176 | 7.989% | 14 | 20 | 20 | 1 | Dual | 108575.762 | 115974.8523 | 7399.0903 | 6.815%
524 | Direct Connect | 15.0824 | 2.6487 | 0.02406% | 0.00015 | 0% | 0.1 | 672.8 | 672.8 | 1 | Generation | 51568.0732 | 59884.818 | 8316.7448 | 16.13%
525 | Direct Connect | 16.7238 | 1935.6802 | 15.86% | 0.047398 | 13.91% | 10.3333 | 0 | 207 | 1 | ISD | 155386.6836 | 163068.982 | 7682.2984 | 4.944%
526 | Direct Connect | 16.8375 | 2360.6454 | 19.21% | 1 | 52.76% | 18.7083 | 0 | 0 | 1 | Load | 223340.6479 | 234950.9291 | 11610.2812 | 5.198%
527 | Direct Connect | 17.3876 | 4093.0344 | 32.25% | 0.17987 | 41.18% | 19.3 | 0 | 0 | 2 | Load | 367176.0987 | 381031.7836 | 13855.6849 | 3.774%
528 | Direct Connect | 18.9 | 65.245 | 0.4729% | 0.02408 | 3.772% | 21 | 851 | 851 | 1 | Generation | 60113.3034 | 68613.9753 | 8500.672 | 14.14%
529 | Direct Connect | 19.8 | 1994.8999 | 13.8% | 1 | 4.055% | 22 | 0 | 0 | 1 | Load | 224432.1343 | 251243.5279 | 26811.3937 | 11.95%
530 | Direct Connect | 20.7025 | 0 | 0% | 0.07692 | 0% | 12.5 | 150 | 150 | 1 | ISD | 74461.6412 | 87369.4115 | 12907.7703 | 17.33%
531 | Direct Connect | 21.6 | 716.9146 | 4.547% | 1 | 25.22% | 24 | 0 | 0 | 1 | Load | 166503.9087 | 195079.6754 | 28575.7668 | 17.16%
532 | Direct Connect | 23.4 | 7.5107 | 0.04397% | 0.20312 | 0% | 26 | 102 | 102 | 1 | Dual | 61438.6074 | 72693.7478 | 11255.1404 | 18.32%
533 | Direct Connect | 23.736 | 8533.0749 | 49.25% | 1 | 37.68% | 25.9583 | 0 | 0 | 1 | Load | 719174.5086 | 750072.7107 | 30898.2021 | 4.296%
534 | Direct Connect | 24.12 | 40.7192 | 0.2313% | 0.00013 | 0% | 0.1 | 0 | 756.2 | 1 | Load | 86249.7206 | 99542.5121 | 13292.7915 | 15.41%
535 | Direct Connect | 28.35 | 319.8013 | 1.545% | 0.25301 | 0% | 31.5 | 0 | 93 | 1 | Load | 90938.2578 | 104521.5563 | 13583.2985 | 14.94%
536 | Direct Connect | 29.5655 | 11982.3359 | 55.52% | 1 | 62.9% | 24.6717 | 0 | 0 | 1 | Load | 1046601.249 | 1083947.0755 | 37345.8266 | 3.568%
537 | Direct Connect | 30.6 | 10992.2041 | 49.21% | 1 | 43.21% | 34 | 0 | 0 | 1 | Load | 911528.5712 | 947854.5505 | 36325.9793 | 3.985%
538 | Direct Connect | 32.571 | 12122.3908 | 50.98% | 1 | 48.37% | 36 | 0 | 0 | 1 | Load | 1023064.783 | 1061504.9317 | 38440.1487 | 3.757%
539 | Direct Connect | 37.3236 | 1.0114 | 0.003712% | 0.2 | 0% | 40 | 160 | 160 | 1 | ISD | 92808.831 | 110202.1118 | 17393.2808 | 18.74%
540 | Direct Connect | 43.95 | 18802.9343 | 58.61% | 1 | 83.8% | 48.8333 | 0 | 0 | 1 | Load | 1610067.0957 | 1657848.0032 | 47780.9075 | 2.968%
541 | Direct Connect | 46.0462 | 29458.53 | 87.64% | 1 | 89.53% | 44.1 | 0 | 0 | 1 | Load | 2422525.0924 | 2474344.1588 | 51819.0665 | 2.139%
542 | Direct Connect | 49.7997 | 34481.6689 | 94.85% | 0.83695 | 94.13% | 55.13 | 0 | 0 | 2 | Load | 2791470.6847 | 2843190.6428 | 51719.9581 | 1.853%
543 | Direct Connect | 51.3 | 14589.264 | 38.96% | 1 | 88.09% | 57 | 0 | 0 | 1 | Load | 1236978.6564 | 1268028.9687 | 31050.3124 | 2.51%
544 | Direct Connect | 51.3868 | 1793.8638 | 4.782% | 0.56522 | 20.14% | 52 | 40 | 40 | 1 | ISD | 314184.167 | 340529.1009 | 26344.9339 | 8.385%
545 | Direct Connect | 54.27 | 20224.6713 | 51.05% | 1 | 78.86% | 60.3 | 0 | 0 | 1 | Load | 1754856.0805 | 1809045.279 | 54189.1986 | 3.088%
546 | Direct Connect | 64.8 | 520.1336 | 1.1% | 0.33962 | 0% | 72 | 140 | 140 | 1 | ISD | 268948.8124 | 311048.4207 | 42099.6083 | 15.65%
547 | Direct Connect | 67.2983 | 4720.534 | 9.609% | 1 | 14.13% | 49.2 | 0 | 0 | 1 | Load | 575393.654 | 611021.1903 | 35627.5363 | 6.192%
548 | Direct Connect | 78.0497 | 44508.0538 | 78.12% | 1 | 81.69% | 60 | 0 | 0 | 1 | Load | 3498950.6459 | 3548417.016 | 49466.3701 | 1.414%
549 | Direct Connect | 80.1 | 1270.0816 | 2.172% | 1 | 8.807% | 89 | 80 | 80 | 1 | ISD | 318814.9794 | 358770.8344 | 39955.855 | 12.53%
550 | Direct Connect | 91.1857 | 8487.9682 | 12.75% | 0.51429 | 18.77% | 90 | 85 | 85 | 1 | ISD | 835678.9898 | 878689.4167 | 43010.427 | 5.147%
551 | Direct Connect | 95.7579 | 1650.4731 | 2.361% | 0.24107 | 9.733% | 54 | 170 | 170 | 1 | ISD | 362158.069 | 405537.1305 | 43379.0614 | 11.98%
552 | Direct Connect | 106.2 | 314.6907 | 0.4059% | 0.55399 | 0% | 118 | 95 | 95 | 1 | Dual | 286437.9403 | 335760.7669 | 49322.8265 | 17.22%
553 | Direct Connect | 129.33 | 1894.9802 | 2.007% | 0.22284 | 0% | 143.7 | 0 | 470 | 2 | ISD | 442348.7525 | 499945.0029 | 57596.2504 | 13.02%
554 | Direct Connect | 134.25 | 0 | 0% | 0.24894 | 0% | 149.1667 | 450 | 450 | 1 | ISD | 321678.9231 | 381987.7772 | 60308.8541 | 18.75%
555 | Direct Connect | 149.5242 | 6821.3866 | 6.249% | 0.10894 | 23.95% | 15.34 | 100 | 100 | 2 | ISD | 1071368.7323 | 1141722.1826 | 70353.4503 | 6.567%
556 | Direct Connect | 180 | 36499.6117 | 27.78% | 1 | 53.28% | 200 | 0 | 0 | 1 | ISD | 3225686.6534 | 3321660.6456 | 95973.9922 | 2.975%
557 | Direct Connect | 180.0031 | 4832.2523 | 3.677% | 0.70922 | 18.32% | 200 | 82 | 82 | 1 | ISD | 864983.1665 | 949128.2974 | 84145.1309 | 9.728%
558 | Direct Connect | 190.2901 | 88220.8603 | 63.51% | 1 | 76.01% | 190 | 0 | 0 | 1 | Load | 7121338.0578 | 7234675.6306 | 113337.5729 | 1.592%
Average: |  | 29.4759 | 5017.8236 | 20.09% | 0.40957 | 28.17% | 27.762 | 83.6546 | 110.9138 |  |  | 468194.3648 | 487637.9544 | 19443.5896 | 9.054%

## F-4 Component
Appendix F — 2020 Proposed Bill Impact Analysis
Per-POD DTS, PSC, and Commodity Bill Components
POD | Market | 2019 Average Monthly Bill ($) | [10 empty] | 2020 Proposed Average Monthly Bill ($)
No. | Participant | BS | RS | POD | OR | TCR | VC | OSSS | PFDC | PSC | Comm | Total | BS | RS | POD | OR | TCR | VC | OSSS | PFDC | PSC | Comm | Total
1 | ATCO Electric | 21.0701 | 5.8445 | 9069.2769 | 4.5125 | 0.0058333 | 0.067 | 0.066193 | 0 | 0 | 74.9417 | 9175.7846 | 21.43 | 6.7037 | 14300.3276 | 4.5125 | 0.0058333 | 0.067 | 0.044129 | 0 | 0 | 74.9417 | 14408.0325
2 | ATCO Electric | 21.0701 | 5.8445 | 9069.2769 | 4.5125 | 0.0058333 | 0.067 | 0.066193 | 0 | 0 | 74.9417 | 9175.7846 | 21.43 | 6.7037 | 14300.3276 | 4.5125 | 0.0058333 | 0.067 | 0.044129 | 0 | 0 | 74.9417 | 14408.0325
3 | ATCO Electric | 13.4003 | 46.5455 | 9132.9053 | 3.0842 | 0.0033333 | 0.054976 | 0.35219 | 0 | 0 | 56.4133 | 9252.7591 | 13.5884 | 55.0377 | 14381.8879 | 3.0842 | 0.0033333 | 0.054976 | 0.23479 | 0 | 0 | 56.4133 | 14510.3047
4 | ATCO Electric | 184.4008 | 80.9335 | 9174.1616 | 36.1092 | 0.064167 | 0.50682 | 0.83408 | 0 | 0 | 599.6225 | 10076.6325 | 187.8124 | 94.2829 | 14434.771 | 36.1092 | 0.064167 | 0.50682 | 0.55605 | 0 | 0 | 599.6225 | 15353.7251
5 | ATCO Electric | 260.7299 | 118.4637 | 9224.0243 | 55.0733 | 0.085833 | 0.82123 | 1.2558 | 0 | 0 | 930.6767 | 10591.1307 | 265.2092 | 137.73 | 14498.686 | 55.0733 | 0.085833 | 0.82123 | 0.83721 | 0 | 0 | 930.6767 | 15889.1194
6 | ATCO Electric | 299.3895 | 220.4179 | 9380.2585 | 65.6725 | 0.14917 | 0.9076 | 1.7442 | 0.15667 | 0 | 1138.2192 | 11106.9152 | 304.6495 | 258.4031 | 14698.9503 | 65.6725 | 0.14917 | 0.9076 | 1.1628 | 0.15667 | 0 | 1138.2192 | 16468.2708
7 | ATCO Electric | 1101.7246 | 390.9021 | 9589.5066 | 202.8683 | 0.32 | 2.9735 | 4.3807 | 0 | 0 | 3419.3225 | 14711.9983 | 1122.2877 | 453.568 | 14967.1688 | 202.8683 | 0.32 | 2.9735 | 2.9204 | 0 | 0 | 3419.3225 | 20171.4293
8 | ATCO Electric | 0.0001764 | 1061.5501 | 10713.05 | 0.00083333 | 0 | 7e-06 | 0.02016 | 0.70333 | 0 | 0.005 | 11775.3296 | 0.0001582 | 1259.5501 | 16407.35 | 0.00083333 | 0 | 7e-06 | 0.01344 | 0.70333 | 0 | 0.005 | 17667.6229
9 | ATCO Electric | 6721.9957 | 2488.5252 | 12376.1563 | 1407.1742 | 2.2292 | 20.556 | 29.201 | 0 | 0 | 23666.66 | 46712.4976 | 6839.5076 | 2881.8599 | 18539.1541 | 1407.1742 | 2.2292 | 20.556 | 19.4674 | 0 | 0 | 23666.66 | 53376.6082
10 | ATCO Electric | 10375.8238 | 4718.2735 | 15633.179 | 1798.7092 | 2.47 | 28.3508 | 52.6079 | 0 | 0 | 31567.69 | 64177.1041 | 10568.3413 | 5500.6433 | 22714.073 | 1798.7092 | 2.47 | 28.3508 | 35.0719 | 0 | 0 | 31567.69 | 72215.3495
11 | ATCO Electric | 5413.32 | 4538.8724 | 15954.6568 | 773.3825 | 0.1925 | 6.1614 | 31.1789 | 37.02 | 0 | 9298.7567 | 36053.5412 | 5542.1917 | 5364.233 | 23126.1499 | 773.3825 | 0.1925 | 6.1614 | 20.7859 | 37.02 | 0 | 9298.7567 | 44168.8735
12 | ATCO Electric | 15378.428 | 5347.0808 | 16205.3229 | 2958.2967 | 5.0558 | 43.3477 | 55.8216 | 0 | 0 | 50219.425 | 90212.7784 | 15659.3918 | 6195.0648 | 23447.4588 | 2958.2967 | 5.0558 | 43.3477 | 37.2144 | 0 | 0 | 50219.425 | 98565.255
13 | ATCO Electric | 4904.4444 | 4986.1873 | 16326.62 | 1186.4758 | 1.8708 | 18.1246 | 39.6835 | 0 | 0 | 20776.1842 | 48239.5906 | 4979.8818 | 5853.7624 | 23602.94 | 1186.4758 | 1.8708 | 18.1246 | 26.4557 | 0 | 0 | 20776.1842 | 56445.6952
14 | ATCO Electric | 18250.6155 | 5641.6254 | 16508.6794 | 3418.4717 | 4.9392 | 49.0661 | 64.4927 | 0 | 0 | 56955.6325 | 100893.5224 | 18591.8868 | 6524.8454 | 23836.3075 | 3418.4717 | 4.9392 | 49.0661 | 42.9951 | 0 | 0 | 56955.6325 | 109424.1442
15 | ATCO Electric | 11070.2634 | 5528.3948 | 16793.9699 | 2087.5558 | 2.3458 | 32.0167 | 67.365 | 6.9133 | 0 | 34533.7308 | 70122.5555 | 11269.8401 | 6449.2377 | 24201.9987 | 2087.5558 | 2.3458 | 32.0167 | 44.91 | 6.9133 | 0 | 34533.7308 | 78628.5491
16 | ATCO Electric | 15149.1514 | 6193.23 | 17430.7835 | 3074.1308 | 4.24 | 46.6944 | 77.063 | 0 | 0 | 51931.4133 | 93906.7067 | 15412.7717 | 7187.5065 | 25018.2796 | 3074.1308 | 4.24 | 46.6944 | 51.3754 | 0 | 0 | 51931.4133 | 102726.4118
17 | ATCO Electric | 21660.0419 | 7463.5662 | 19340.3072 | 3765.2742 | 5.8458 | 49.1427 | 92.2176 | 0 | 0 | 61355.7358 | 113732.1315 | 22095.0112 | 8686.3502 | 27465.9466 | 3765.2742 | 5.8458 | 49.1427 | 61.4784 | 0 | 0 | 61355.7358 | 123484.7848
18 | ATCO Electric | 32354.0831 | 10197.9072 | 22270.4 | 6509.5208 | 8.5483 | 98.0177 | 110.6064 | 0 | 0 | 109656.8392 | 181205.9227 | 32922.7236 | 11762.3037 | 31221.8 | 6509.5208 | 8.5483 | 98.0177 | 73.7376 | 0 | 0 | 109656.8392 | 192253.4909
19 | ATCO Electric | 33227.1909 | 10401.2027 | 22468.992 | 6724.5425 | 10.0908 | 102.3631 | 114.6134 | 0.61 | 0 | 112936.78 | 185986.3853 | 33805.5753 | 11988.546 | 31476.3593 | 6724.5425 | 10.0908 | 102.3631 | 76.4089 | 0.61 | 0 | 112936.78 | 197121.2759
20 | ATCO Electric | 7912.2112 | 10088.4122 | 24086.555 | 1721.6158 | 2.8392 | 24.6154 | 28.3594 | 1.9567 | 0 | 28382.84 | 72249.4047 | 8049.1474 | 11885.2891 | 33549.785 | 1721.6158 | 2.8392 | 24.6154 | 18.9062 | 1.9567 | 0 | 28382.84 | 83636.9948
21 | ATCO Electric | 46595.831 | 13970.58 | 27415.8643 | 8707.9542 | 13.4108 | 124.7058 | 153.4838 | 0 | 0 | 145557.9117 | 242539.7416 | 47468.9963 | 16146.7019 | 37817.3624 | 8707.9542 | 13.4108 | 124.7058 | 102.3226 | 0 | 0 | 145557.9117 | 255939.3656
22 | ATCO Electric | 30945.2148 | 13213.3371 | 27438.957 | 5277.5258 | 6.185 | 80.3328 | 108.5256 | 0 | 0 | 90096.6783 | 167166.7564 | 31533.2937 | 15401.1029 | 37846.9631 | 5277.5258 | 6.185 | 80.3328 | 72.3504 | 0 | 0 | 90096.6783 | 180314.4321
23 | ATCO Electric | 39126.1683 | 13562.2848 | 27454.697 | 7082.4458 | 11.3508 | 99.8056 | 137.0045 | 0 | 0 | 118560.9142 | 206034.6711 | 39875.5305 | 15748.0437 | 37867.139 | 7082.4458 | 11.3508 | 99.8056 | 91.3363 | 0 | 0 | 118560.9142 | 219336.566
24 | ATCO Electric | 21599.383 | 13403.0795 | 28280.222 | 4275.5967 | 6.59 | 60.1516 | 128.4034 | 0 | 0 | 70577.8817 | 138331.3078 | 21996.4128 | 15695.7692 | 38925.314 | 4275.5967 | 6.59 | 60.1516 | 85.6022 | 0 | 0 | 70577.8817 | 151623.3181
25 | ATCO Electric | 43098.7742 | 14880.9328 | 28556.3867 | 8892.1775 | 9.6983 | 134.881 | 191.2777 | 0 | 0 | 148031.56 | 243795.6882 | 43842.053 | 17191.7953 | 39279.3076 | 8892.1775 | 9.6983 | 134.881 | 127.5185 | 0 | 0 | 148031.56 | 257508.9911
26 | ATCO Electric | 47728.5593 | 15287.309 | 28981.2159 | 9247.8058 | 12.3125 | 142.5379 | 195.4461 | 0 | 0 | 155340.0158 | 256935.2024 | 48574.1917 | 17647.5872 | 39823.8624 | 9247.8058 | 12.3125 | 142.5379 | 130.2974 | 0 | 0 | 155340.0158 | 270918.6108
27 | ATCO Electric | 14187.9983 | 13693.1896 | 27038.7908 | 2867.42 | 3.4458 | 40.2194 | 131.1869 | 24.5467 | 0 | 47136.3533 | 105123.1508 | 14446.4644 | 16108.6657 | 36675.1078 | 2867.42 | 3.4458 | 40.2194 | 87.4579 | 24.5467 | 0 | 47136.3533 | 117389.681
28 | ATCO Electric | 52344.5557 | 16005.2802 | 30176.0677 | 9827.6892 | 14.04 | 139.6492 | 177.9581 | 0 | 0 | 163515.9658 | 272201.2058 | 53326.9035 | 18509.4271 | 41355.4482 | 9827.6892 | 14.04 | 139.6492 | 118.6387 | 0 | 0 | 163515.9658 | 286807.7617
29 | ATCO Electric | 17640.8374 | 14764.5935 | 30525.65 | 3637.5192 | 5.0308 | 55.4278 | 62.4211 | 4.59 | 0 | 61432.4117 | 128128.4814 | 17944.3474 | 17327.508 | 41803.55 | 3637.5192 | 5.0308 | 55.4278 | 41.6141 | 4.59 | 0 | 61432.4117 | 142251.9988
30 | ATCO Electric | 26185.4987 | 15233.8671 | 30525.65 | 6181.2842 | 10.7325 | 82.3975 | 97.944 | 1.1733 | 0 | 96810.7333 | 175129.2807 | 26635.6165 | 17791.3876 | 41803.55 | 6181.2842 | 10.7325 | 82.3975 | 65.296 | 1.1733 | 0 | 96810.7333 | 189382.171
31 | ATCO Electric | 40755.686 | 15875.4863 | 30525.65 | 8019.8825 | 13.0867 | 119.2722 | 157.343 | 0 | 0 | 137294.115 | 232760.5218 | 41485.8204 | 18425.6319 | 41803.55 | 8019.8825 | 13.0867 | 119.2722 | 104.8954 | 0 | 0 | 137294.115 | 247266.254
32 | ATCO Electric | 11007.3636 | 14792.5417 | 30965.93 | 2405.0433 | 5.71 | 40.765 | 117.6278 | 0 | 0 | 42493.9367 | 101828.9181 | 11176.3863 | 17411.1887 | 42367.91 | 2405.0433 | 5.71 | 40.765 | 78.4186 | 0 | 0 | 42493.9367 | 115979.3586
33 | ATCO Electric | 64668.3629 | 17771.9213 | 9673.8318 | 13160.6692 | 16.4183 | 198.6077 | 218.2464 | 0 | 0 | 219898.2633 | 325606.3209 | 65796.0727 | 20402.4436 | 11561.2564 | 13160.6692 | 16.4183 | 198.6077 | 145.4976 | 0 | 0 | 219898.2633 | 331179.2289
34 | ATCO Electric | 39599.8893 | 16509.5133 | 31681.385 | 7683.5542 | 11.9008 | 113.0045 | 132.4656 | 0 | 0 | 129435.075 | 225166.7877 | 40318.8229 | 19199.5124 | 43284.995 | 7683.5542 | 11.9008 | 113.0045 | 88.3104 | 0 | 0 | 129435.075 | 240135.1752
35 | ATCO Electric | 60814.1399 | 17760.9431 | 31905.1059 | 11877.7333 | 16.5025 | 176.6589 | 207.0739 | 0 | 0 | 200386.4667 | 323144.6242 | 61907.9506 | 20465.0407 | 43571.7651 | 11877.7333 | 16.5025 | 176.6589 | 138.0493 | 0 | 0 | 200386.4667 | 338540.1672
36 | ATCO Electric | 9132.4767 | 15167.821 | 32039.1125 | 1260.7125 | 2.715 | 22.6772 | 81.9345 | 0 | 0 | 23061.7658 | 80769.2153 | 9309.4237 | 17918.7856 | 43743.5375 | 1260.7125 | 2.715 | 22.6772 | 54.623 | 0 | 0 | 23061.7658 | 95374.2404
37 | ATCO Electric | 63987.0275 | 18975.7515 | 33511.8931 | 12521.7025 | 18.1425 | 187.1025 | 216.9418 | 0 | 0 | 211592.7683 | 341011.3297 | 65133.8652 | 21870.4523 | 45631.3781 | 12521.7025 | 18.1425 | 187.1025 | 144.6278 | 0 | 0 | 211592.7683 | 357100.0393
38 | ATCO Electric | 20001.1927 | 17301.8333 | 34323.065 | 4624.3975 | 9.805 | 60.9263 | 73.0512 | 85.98 | 0 | 74559.6042 | 151039.8552 | 20351.6303 | 20319.048 | 46671.155 | 4624.3975 | 9.805 | 60.9263 | 48.7008 | 85.98 | 0 | 74559.6042 | 166731.2471
39 | ATCO Electric | 69088.1019 | 19607.484 | 34612.916 | 12389.9225 | 17.7875 | 182.7246 | 235.0771 | 0 | 0 | 208832.1867 | 344966.2003 | 70389.9277 | 22635.0991 | 47042.692 | 12389.9225 | 17.7875 | 182.7246 | 156.7181 | 0 | 0 | 208832.1867 | 361647.0582
40 | ATCO Electric | 4755.4723 | 17230.3685 | 35478.8 | 1002.4258 | 2.2725 | 14.1131 | 18.3686 | 0 | 0 | 17155.3383 | 75657.1592 | 4840.0199 | 20395.5459 | 48152.6 | 1002.4258 | 2.2725 | 14.1131 | 12.2458 | 0 | 0 | 17155.3383 | 91574.5613
41 | ATCO Electric | 33429.8391 | 18504.7866 | 35478.8 | 6199.3933 | 10.1208 | 87.3556 | 117.8021 | 0 | 0 | 103774.31 | 197602.4075 | 34063.2485 | 21655.3155 | 48152.6 | 6199.3933 | 10.1208 | 87.3556 | 78.5347 | 0 | 0 | 103774.31 | 214020.8785
42 | ATCO Electric | 52314.2881 | 19810.474 | 35478.8 | 10973.7875 | 16.2983 | 162.3951 | 216.0595 | 0 | 0 | 183008.2867 | 301980.3892 | 53220.8676 | 22945.995 | 48152.6 | 10973.7875 | 16.2983 | 162.3951 | 144.0397 | 0 | 0 | 183008.2867 | 318624.2698
43 | ATCO Electric | 58635.6024 | 19938.7315 | 35680.3042 | 10737.6125 | 15.1192 | 161.8725 | 212.5834 | 0 | 0 | 182798.6675 | 308180.4931 | 59718.094 | 23099.9756 | 48409.5077 | 10737.6125 | 15.1192 | 161.8725 | 141.7222 | 0 | 0 | 182798.6675 | 325082.5711
44 | ATCO Electric | 70244.0925 | 20537.8742 | 36130.3589 | 12676.3117 | 19.7317 | 179.2138 | 233.9563 | 0 | 0 | 211191.255 | 351212.794 | 71589.3389 | 23751.1216 | 48984.9686 | 12676.3117 | 19.7317 | 179.2138 | 155.9709 | 0 | 0 | 211191.255 | 368547.9122
45 | ATCO Electric | 33447.1427 | 19502.0965 | 36469.43 | 6554.5608 | 7.1367 | 108.067 | 119.8298 | 0 | 0 | 114417.3933 | 210625.6569 | 34012.7968 | 22767.2831 | 49422.41 | 6554.5608 | 7.1367 | 108.067 | 79.8866 | 0 | 0 | 114417.3933 | 227369.5344
46 | ATCO Electric | 7625.1584 | 19310.4119 | 16426.2924 | 2031.6608 | 0 | 24.173 | 226.6608 | 153.2667 | 0 | 25117.4508 | 70915.0747 | 7755.642 | 22828.8979 | 20227.2987 | 2031.6608 | 0 | 24.173 | 151.1072 | 153.2667 | 0 | 25117.4508 | 78289.497
47 | ATCO Electric | 55552.151 | 21911.9282 | 37916.936 | 10804.5292 | 16.3683 | 163.5914 | 202.0685 | 0 | 0 | 183283.4433 | 309851.0159 | 56544.012 | 25435.29 | 51186.698 | 10804.5292 | 16.3683 | 163.5914 | 134.7123 | 0 | 0 | 183283.4433 | 327568.6445
48 | ATCO Electric | 972.3599 | 19152.9129 | 37958.3 | 177.4667 | 0.4025 | 2.587 | 5.616 | 0 | 0 | 3122.98 | 61392.625 | 990.6319 | 22716.3955 | 51236.9 | 177.4667 | 0.4025 | 2.587 | 3.744 | 0 | 0 | 3122.98 | 78251.1075
49 | ATCO Electric | 52291.7346 | 22036.1957 | 38323.0202 | 9966.9392 | 15.4858 | 146.7755 | 186.5491 | 0 | 0 | 167983.0992 | 290949.7994 | 53249.1498 | 25640.6739 | 51679.5478 | 9966.9392 | 15.4858 | 146.7755 | 124.3661 | 0 | 0 | 167983.0992 | 308806.0372
50 | ATCO Electric | 76184.297 | 23343.2629 | 38752.8565 | 14135.4758 | 21.695 | 196.5353 | 260.905 | 0 | 0 | 233971.5725 | 386866.6 | 77636.1677 | 27020.0902 | 52201.2246 | 14135.4758 | 21.695 | 196.5353 | 173.9366 | 0 | 0 | 233971.5725 | 405356.6979
51 | ATCO Electric | 34877.9234 | 22745.4137 | 39964.454 | 6566.1183 | 11.0767 | 90.6958 | 122.3059 | 0 | 0 | 108493.3483 | 212871.3362 | 35540.2323 | 26675.3946 | 53671.697 | 6566.1183 | 11.0767 | 90.6958 | 81.5373 | 0 | 0 | 108493.3483 | 231130.1003
52 | ATCO Electric | 85798.3404 | 25074.9224 | 40133.2191 | 17465.9933 | 23.0958 | 214.619 | 239.3304 | 0 | 0 | 269683.6508 | 438633.1713 | 87455.5613 | 29012.4322 | 53876.5212 | 17465.9933 | 23.0958 | 214.619 | 159.5536 | 0 | 0 | 269683.6508 | 457891.4273
53 | ATCO Electric | 72276.4903 | 24833.3008 | 40410.1649 | 13047.1175 | 20.45 | 184.3938 | 291.3653 | 0 | 0 | 219092.6475 | 370155.9301 | 73660.6766 | 28829.8827 | 54212.6403 | 13047.1175 | 20.45 | 184.3938 | 194.2435 | 0 | 0 | 219092.6475 | 389242.0519
54 | ATCO Electric | 88052.5804 | 26733.4856 | 40614.4203 | 16685.5167 | 24.6 | 281.5494 | 333.0144 | 294.5733 | 0 | 298098.5117 | 471118.2517 | 89551.4229 | 30749.7453 | 54460.5378 | 16685.5167 | 24.6 | 281.5494 | 222.0096 | 294.5733 | 0 | 298098.5117 | 490368.4666
55 | ATCO Electric | 94698.5971 | 28241.3876 | 42024.326 | 18851.265 | 26.5833 | 285.0304 | 335.1571 | 0 | 0 | 318910.3667 | 503372.7133 | 96369.1096 | 32526.907 | 56171.6897 | 18851.265 | 26.5833 | 285.0304 | 223.4381 | 0 | 0 | 318910.3667 | 523364.3898
56 | ATCO Electric | 22692.263 | 24483.6112 | 42094.7 | 4614.7017 | 5.915 | 64.9144 | 185.8248 | 0 | 0 | 76121.9208 | 170263.8509 | 23103.7174 | 28826.6283 | 56257.1 | 4614.7017 | 5.915 | 64.9144 | 123.8832 | 0 | 0 | 76121.9208 | 189118.7808
57 | ATCO Electric | 61322.7748 | 27121.9159 | 42508.34 | 12598.4067 | 18.5858 | 192.1377 | 223.4304 | 0 | 0 | 213913.5 | 357899.0913 | 62379.6081 | 31518.6884 | 56759.12 | 12598.4067 | 18.5858 | 192.1377 | 148.9536 | 0 | 0 | 213913.5 | 377529.0003
58 | ATCO Electric | 104019.9407 | 29226.7704 | 43067.7743 | 19234.0425 | 26.2217 | 280.1015 | 350.2848 | 0 | 0 | 320623.1583 | 516828.2942 | 105963.5507 | 33713.0654 | 57438.0853 | 19234.0425 | 26.2217 | 280.1015 | 233.5232 | 0 | 0 | 320623.1583 | 537511.7487
59 | ATCO Electric | 49249.9704 | 28053.0649 | 44080.172 | 10074.2692 | 12.7958 | 152.9189 | 175.536 | 0 | 0 | 168179.035 | 299977.7621 | 50103.3277 | 32758.6411 | 58666.796 | 10074.2692 | 12.7958 | 152.9189 | 117.024 | 0 | 0 | 168179.035 | 320064.8076
60 | ATCO Electric | 45738.56 | 27992.0588 | 44162.9 | 9691.8708 | 15.2258 | 144.5321 | 165.5352 | 0 | 0 | 161909.4875 | 289820.1703 | 46522.7862 | 32715.1523 | 58767.2 | 9691.8708 | 15.2258 | 144.5321 | 110.3568 | 0 | 0 | 161909.4875 | 309876.6116
61 | ATCO Electric | 41200.6049 | 27972.1288 | 44535.176 | 6907.17 | 6.6258 | 121.4236 | 97.6954 | 0 | 0 | 128060.4717 | 248901.2962 | 41935.9119 | 32771.1241 | 59219.018 | 6907.17 | 6.6258 | 121.4236 | 65.1302 | 0 | 0 | 128060.4717 | 269086.8753
62 | ATCO Electric | 54490.4397 | 28667.936 | 44633.4569 | 11477.9617 | 8.2433 | 155.6143 | 224.5133 | 39.1333 | 0 | 174173.9775 | 313871.2759 | 55479.324 | 33478.911 | 59338.298 | 11477.9617 | 8.2433 | 155.6143 | 149.6755 | 39.1333 | 0 | 174173.9775 | 334301.1386
63 | ATCO Electric | 56403.499 | 28794.9911 | 44671.1808 | 10937.165 | 14.9367 | 160.6907 | 209.5738 | 0.73 | 0 | 183427.4983 | 324620.2654 | 57428.3759 | 33612.1739 | 59384.0822 | 10937.165 | 14.9367 | 160.6907 | 139.7158 | 0.73 | 0 | 183427.4983 | 345105.3685
64 | ATCO Electric | 112605.5173 | 31795.8451 | 45434.2639 | 20628.0667 | 29.4883 | 288.1341 | 400.6152 | 0 | 0 | 340339.5933 | 551521.524 | 114759.2494 | 36733.6474 | 60310.2087 | 20628.0667 | 29.4883 | 288.1341 | 267.0768 | 0 | 0 | 340339.5933 | 573355.4647
65 | ATCO Electric | 93724.4675 | 31910.0879 | 46010.0508 | 17817.7308 | 25.945 | 260.7302 | 332.1619 | 0 | 0 | 299027.3225 | 489108.4966 | 95448.192 | 36963.6173 | 61009.0205 | 17817.7308 | 25.945 | 260.7302 | 221.4413 | 0 | 0 | 299027.3225 | 510773.9997
66 | ATCO Electric | 38374.1335 | 29777.5698 | 46231.1 | 7565.0058 | 14.9658 | 125.1304 | 259.3109 | 0 | 0 | 132101.4467 | 254448.663 | 39019.3422 | 34900.5437 | 61277.3 | 7565.0058 | 14.9658 | 125.1304 | 172.8739 | 0 | 0 | 132101.4467 | 275176.6086
67 | ATCO Electric | 67452.352 | 31200.5846 | 46231.1 | 13596.9475 | 19.3742 | 206.9129 | 231.6667 | 0 | 0 | 231765.9408 | 390704.8787 | 68629.4167 | 36307.202 | 61277.3 | 13596.9475 | 19.3742 | 206.9129 | 154.4445 | 0 | 0 | 231765.9408 | 411957.5386
68 | ATCO Electric | 4810.534 | 30802.2948 | 31310.2618 | 6363.3042 | 3.665 | 166.9403 | 327.9485 | 0 | 0 | 128444.6908 | 202229.6393 | 4393.1232 | 35972.3467 | 39649.806 | 6363.3042 | 3.665 | 166.9403 | 218.6323 | 0 | 0 | 128444.6908 | 215212.5085
69 | ATCO Electric | 111.2491 | 28252.3523 | 26545.0642 | 453.1842 | 0 | 4.4146 | 340.5542 | 11.9433 | 0 | 7473.1033 | 63191.8654 | 99.771 | 33506.7625 | 32946.1052 | 453.1842 | 0 | 4.4146 | 227.0362 | 11.9433 | 0 | 7473.1033 | 74722.3204
70 | ATCO Electric | 115404.8601 | 34950.3216 | 47351.3107 | 22683.2808 | 32.345 | 356.3262 | 433.1952 | 0 | 0 | 388360.8408 | 609572.4804 | 117411.0782 | 40241.5441 | 62636.8594 | 22683.2808 | 32.345 | 356.3262 | 288.7968 | 0 | 0 | 388360.8408 | 632011.0713
71 | ATCO Electric | 95494.6758 | 34271.6052 | 47554.748 | 19745.92 | 25.6942 | 305.3173 | 338.8608 | 0 | 0 | 334188.1017 | 531924.923 | 97120.2918 | 39611.9817 | 62883.764 | 19745.92 | 25.6942 | 305.3173 | 225.9072 | 0 | 0 | 334188.1017 | 554106.9779
72 | ATCO Electric | 122341.1898 | 35804.1305 | 47729.8556 | 24929.4792 | 31.9858 | 383.0627 | 414.0245 | 0 | 0 | 422110.1217 | 653743.8497 | 124450.4646 | 41162.4859 | 63096.2858 | 24929.4792 | 31.9858 | 383.0627 | 276.0163 | 0 | 0 | 422110.1217 | 676439.902
73 | ATCO Electric | 32822.0795 | 31507.7092 | 48299.3 | 7312.715 | 16.4125 | 102.5465 | 129.0552 | 1.6033 | 0 | 122145.0833 | 242336.5045 | 33388.6962 | 37031.1999 | 63787.4 | 7312.715 | 16.4125 | 102.5465 | 86.0368 | 1.6033 | 0 | 122145.0833 | 263871.6936
74 | ATCO Electric | 110703.0482 | 36624.2336 | 49492.5135 | 21379.5233 | 20.4033 | 326.2038 | 458.9568 | 0 | 0 | 355225.8933 | 574230.7759 | 112678.9383 | 42331.4584 | 65235.5604 | 21379.5233 | 20.4033 | 326.2038 | 305.9712 | 0 | 0 | 355225.8933 | 597503.9521
75 | ATCO Electric | 29503.3461 | 33361.2869 | 50367.5 | 5363.0492 | 10.0042 | 87.0567 | 185.4778 | 0 | 0 | 92838.3208 | 211716.0416 | 30029.5414 | 39283.8755 | 66297.5 | 5363.0492 | 10.0042 | 87.0567 | 123.6518 | 0 | 0 | 92838.3208 | 234032.9997
76 | ATCO Electric | 75139.7579 | 35954.2766 | 50367.5 | 15644.1417 | 22.3475 | 236.0791 | 268.1683 | 0 | 0 | 264020.9917 | 441653.2628 | 76432.5717 | 41847.0608 | 66297.5 | 15644.1417 | 22.3475 | 236.0791 | 178.7789 | 0 | 0 | 264020.9917 | 464679.4713
77 | ATCO Electric | 61123.2417 | 36396.2084 | 51090.9104 | 13440.795 | 15.4642 | 218.7986 | 494.6424 | 0 | -40362.862 | 234966.8108 | 357384.0094 | 62086.7447 | 42430.9607 | 67175.4772 | 13440.795 | 15.4642 | 218.7986 | 329.7616 | 0 | -53064.0044 | 234966.8108 | 367600.8084
78 | ATCO Electric | 122951.4676 | 40132.5556 | 51236.0733 | 25394.0142 | 33.2167 | 390.798 | 434.0245 | 0 | -40477.45 | 429510.48 | 629605.1799 | 125052.0759 | 46271.596 | 67286.2367 | 25394.0142 | 33.2167 | 390.798 | 289.3497 | 0 | -53151.7233 | 429510.48 | 641076.0437
79 | ATCO Electric | 104317.6409 | 38336.5992 | 51961.0006 | 19640.135 | 30.5458 | 278.9827 | 358.8614 | 0 | 0 | 328404.6958 | 543328.4615 | 106273.1401 | 44525.9115 | 68231.4744 | 19640.135 | 30.5458 | 278.9827 | 239.241 | 0 | 0 | 328404.6958 | 567624.1263
80 | ATCO Electric | 147587.1411 | 40802.9386 | 51996.2305 | 28737.7517 | 40.4725 | 418.6479 | 511.4592 | 268.0167 | 0 | 476640.09 | 747002.7482 | 150274.8625 | 46971.0634 | 68274.2316 | 28737.7517 | 40.4725 | 418.6479 | 340.9728 | 268.0167 | 0 | 476640.09 | 771966.1091
81 | ATCO Electric | 101844.2261 | 39768.3402 | 52338.5222 | 22183.5408 | 34.2358 | 338.9941 | 485.6458 | 0 | 0 | 376327.4842 | 593320.9893 | 103533.8654 | 46017.9347 | 68689.6588 | 22183.5408 | 34.2358 | 338.9941 | 323.7638 | 0 | 0 | 376327.4842 | 617449.4777
82 | ATCO Electric | 6848.6003 | 35466.2693 | 53194.518 | 2040.3858 | 0.075833 | 41.2476 | 311.1898 | 425.2667 | 0 | 37273.045 | 135600.5983 | 6901.4341 | 41939.3113 | 69728.5501 | 2040.3858 | 0.075833 | 41.2476 | 207.4598 | 425.2667 | 0 | 37273.045 | 158556.7763
83 | ATCO Electric | 141243.2304 | 42273.6446 | 54041.3586 | 26817.9233 | 38.9167 | 382.5152 | 514.9421 | 0 | 0 | 445627.5725 | 710940.1033 | 143875.1747 | 48840.5784 | 70756.3301 | 26817.9233 | 38.9167 | 382.5152 | 343.2947 | 0 | 0 | 445627.5725 | 736682.3056
84 | ATCO Electric | 146546.7838 | 42544.3385 | 54202.9539 | 25395.4108 | 38.82 | 388.5387 | 531.3514 | 0 | 0 | 439177.965 | 708826.1622 | 149305.0293 | 49141.0084 | 70952.4526 | 25395.4108 | 38.82 | 388.5387 | 354.2342 | 0 | 0 | 439177.965 | 734753.459
85 | ATCO Electric | 116726.8652 | 41775.8297 | 54503.9 | 21450.1417 | 19.2142 | 326.6166 | 443.0736 | 53.8633 | 0 | 355557.0242 | 590856.5285 | 118867.3879 | 48442.5064 | 71317.7 | 21450.1417 | 19.2142 | 326.6166 | 295.3824 | 53.8633 | 0 | 355557.0242 | 616329.8367
86 | ATCO Electric | 124197.8725 | 42288.802 | 54620.6384 | 22884.6167 | 25.5267 | 349.2106 | 456.4224 | 0 | 0 | 381137.0458 | 625960.1351 | 126469.8329 | 48973.3119 | 71459.3812 | 22884.6167 | 25.5267 | 349.2106 | 304.2816 | 0 | 0 | 381137.0458 | 651603.2074
87 | ATCO Electric | 105590.0124 | 41862.6116 | 54809.0009 | 21676.1775 | 30.6317 | 313.6041 | 443.2272 | 0 | 0 | 362281.1958 | 587006.4612 | 107466.5159 | 48590.3087 | 71687.99 | 21676.1775 | 30.6317 | 313.6041 | 295.4848 | 0 | 0 | 362281.1958 | 612341.9085
88 | ATCO Electric | 66818.8142 | 41449.4859 | 56365.28 | 13312.1792 | 12.7225 | 198.0457 | 315.7488 | 0 | 0 | 214931.9725 | 393404.2488 | 68007.6332 | 48498.2767 | 73576.79 | 13312.1792 | 12.7225 | 198.0457 | 210.4992 | 0 | 0 | 214931.9725 | 418748.119
89 | ATCO Electric | 120491.4383 | 44833.6145 | 20063.2181 | 24974.8475 | 30.8808 | 370.152 | 565.0162 | 6.5033 | 0 | 416093.8883 | 627429.5591 | 122592.2746 | 51920.6299 | 23020.4496 | 24974.8475 | 30.8808 | 370.152 | 376.6774 | 6.5033 | 0 | 416093.8883 | 639386.3035
90 | ATCO Electric | 51109.9348 | 41383.868 | 56885.0526 | 12390.5842 | 34.1858 | 158.5751 | 457.4582 | 0 | 0 | 201536.5133 | 363956.172 | 51995.9116 | 48556.4138 | 74197.9802 | 12390.5842 | 34.1858 | 158.5751 | 304.9722 | 0 | 0 | 201536.5133 | 389175.1361
91 | ATCO Electric | 166728.72 | 48239.0145 | 20464.4027 | 34351.1442 | 40.0708 | 534.9514 | 594.1123 | 0 | 0 | 581077.56 | 852029.976 | 169560.7563 | 55393.397 | 23506.048 | 34351.1442 | 40.0708 | 534.9514 | 396.0749 | 0 | 0 | 581077.56 | 864860.0026
92 | ATCO Electric | 89763.7633 | 44284.4497 | 21801.2265 | 17473.6525 | 20.4783 | 254.0553 | 561.5854 | 0 | 0 | 286471.895 | 460631.1061 | 91400.336 | 51669.0393 | 25218.6836 | 17473.6525 | 20.4783 | 254.0553 | 374.3902 | 0 | 0 | 286471.895 | 472882.5303
93 | ATCO Electric | 164830.7213 | 47853.0957 | 58819.483 | 29263.3492 | 42.7067 | 410.8178 | 536.856 | 0 | 0 | 485445.2258 | 787202.2555 | 168019.4035 | 55363.1919 | 76535.3389 | 29263.3492 | 42.7067 | 410.8178 | 357.904 | 0 | 0 | 485445.2258 | 815437.9379
94 | ATCO Electric | 41588.1982 | 44223.8627 | 59623.971 | 9069.2567 | 11.36 | 134.2011 | 157.4842 | 0 | 0 | 148714.65 | 303522.9839 | 42292.0912 | 52010.1025 | 77472.319 | 9069.2567 | 11.36 | 134.2011 | 104.9894 | 0 | 0 | 148714.65 | 329808.97
95 | ATCO Electric | 158303.3579 | 50683.6185 | 59831.0572 | 31002.505 | 36.6067 | 487.937 | 588.6398 | 0 | 0 | 531335.7158 | 832269.4381 | 161058.1092 | 58455.9532 | 77713.5105 | 31002.505 | 36.6067 | 487.937 | 392.4266 | 0 | 0 | 531335.7158 | 860482.764
96 | ATCO Electric | 108235.6934 | 48195.5925 | 60013.5 | 21171.3 | 29.56 | 329.5168 | 424.4074 | 0 | 0 | 358340.8583 | 596740.4283 | 110132.6785 | 56049.6891 | 77926 | 21171.3 | 29.56 | 329.5168 | 282.9383 | 0 | 0 | 358340.8583 | 624262.541
97 | ATCO Electric | 114824.998 | 48352.9502 | 60013.5 | 22632.9667 | 33.2408 | 338.5604 | 386.485 | 0 | 0 | 382360.8425 | 628943.5436 | 116873.7653 | 56205.2382 | 77926 | 22632.9667 | 33.2408 | 338.5604 | 257.6566 | 0 | 0 | 382360.8425 | 656628.2704
98 | ATCO Electric | 149048.2784 | 50674.8164 | 60013.5 | 30912.0925 | 34.865 | 472.0009 | 504.6307 | 0 | 0 | 516508.4825 | 808168.6665 | 151600.4961 | 58500.4163 | 77926 | 30912.0925 | 34.865 | 472.0009 | 336.4205 | 0 | 0 | 516508.4825 | 836290.7738
99 | ATCO Electric | 67947.9047 | 47231.7493 | 61141.5845 | 12433.9683 | 4.6325 | 178.7151 | 597.4752 | 0 | 0 | 201889.0433 | 391425.073 | 69231.5202 | 55425.6489 | 79239.8701 | 12433.9683 | 4.6325 | 178.7151 | 398.3168 | 0 | 0 | 201889.0433 | 418801.7153
100 | ATCO Electric | 142533.3356 | 51870.6698 | 25182.8817 | 28900.5525 | 39.26 | 439.9115 | 503.8425 | 41.6567 | 0 | 485477.715 | 734989.8252 | 145011.7431 | 60029.8822 | 29331.8581 | 28900.5525 | 39.26 | 439.9115 | 335.895 | 41.6567 | 0 | 485477.715 | 749608.4741
101 | ATCO Electric | 65242.8208 | 48577.2225 | 61456.2 | 13644.7542 | 22.9917 | 229.4323 | 521.6112 | 0 | 0 | 249120.5217 | 438815.5543 | 66284.8113 | 56847.336 | 79606.3 | 13644.7542 | 22.9917 | 229.4323 | 347.7408 | 0 | 0 | 249120.5217 | 466103.8879
102 | ATCO Electric | 151945.2983 | 53131.8938 | 61456.2 | 32628.98 | 43.9075 | 491.195 | 575.9986 | 0 | 0 | 545724.5358 | 845998.009 | 154514.1132 | 61349.6548 | 79606.3 | 32628.98 | 43.9075 | 491.195 | 383.999 | 0 | 0 | 545724.5358 | 874742.6854
103 | ATCO Electric | 170018.9722 | 52955.2117 | 61473.32 | 32901.62 | 49.1158 | 479.593 | 548.4643 | 0 | 0 | 551497.425 | 869923.722 | 173124.0484 | 61179.9923 | 79626.2396 | 32901.62 | 49.1158 | 479.593 | 365.6429 | 0 | 0 | 551497.425 | 899223.6769
104 | ATCO Electric | 54299.9963 | 47664.611 | 61520.0956 | 10780.3225 | 9.0967 | 171.5794 | 394.2938 | 12.43 | 0 | 185103.2425 | 359955.6677 | 55231.037 | 55963.8335 | 79680.7186 | 10780.3225 | 9.0967 | 171.5794 | 262.8626 | 12.43 | 0 | 185103.2425 | 387215.1228
105 | ATCO Electric | 86098.9446 | 50674.5759 | 62820.4171 | 15946.565 | 14.3033 | 234.5904 | 555.9744 | 0 | 0 | 261490.1767 | 477835.5474 | 87698.655 | 59318.1154 | 81195.1917 | 15946.565 | 14.3033 | 234.5904 | 370.6496 | 0 | 0 | 261490.1767 | 506268.247
106 | ATCO Electric | 130732.6807 | 53458.694 | 62898.9 | 25149.2117 | 40.6142 | 387.9594 | 524.6467 | 0 | 0 | 435794.4733 | 708987.18 | 133057.0601 | 62093.1021 | 81286.6 | 25149.2117 | 40.6142 | 387.9594 | 349.7645 | 0 | 0 | 435794.4733 | 738158.7853
107 | ATCO Electric | 190602.6613 | 57103.1198 | 62898.9 | 38259.7617 | 47.8792 | 597.4092 | 642.8074 | 201.0067 | 0 | 649187.6825 | 999541.2276 | 193886.8077 | 65695.6379 | 81286.6 | 38259.7617 | 47.8792 | 597.4092 | 428.5382 | 201.0067 | 0 | 649187.6825 | 1029591.323
108 | ATCO Electric | 128764.0103 | 54608.032 | 63578.5464 | 26139.54 | 31.3158 | 396.5318 | 641.8829 | 0 | 0 | 438768.0342 | 712927.8933 | 131005.8999 | 63427.2786 | 82078.1781 | 26139.54 | 31.3158 | 396.5318 | 427.9219 | 0 | 0 | 438768.0342 | 742274.7003
109 | ATCO Electric | 168576.2611 | 57467.0275 | 63692.1926 | 35779.3908 | 52.1075 | 551.2302 | 629.6054 | 0 | 0 | 607487.7567 | 934235.5719 | 171405.5793 | 66286.5286 | 82210.541 | 35779.3908 | 52.1075 | 551.2302 | 419.737 | 0 | 0 | 607487.7567 | 964192.871
110 | ATCO Electric | 71507.4055 | 53210.2708 | 64731.129 | 14443.6442 | 20.6325 | 218.7203 | 249.791 | 0 | 0 | 243954.0025 | 448335.5958 | 72757.313 | 62381.4467 | 83420.581 | 14443.6442 | 20.6325 | 218.7203 | 166.5274 | 0 | 0 | 243954.0025 | 477362.8676
111 | ATCO Electric | 176658.5742 | 59943.208 | 65448.6959 | 36354.9983 | 55.4967 | 544.9821 | 670.991 | 0 | 0 | 610824.1 | 950501.0462 | 179731.193 | 69246.0931 | 84256.3249 | 36354.9983 | 55.4967 | 544.9821 | 447.3274 | 0 | 0 | 610824.1 | 981460.5154
112 | ATCO Electric | 55819.2429 | 54043.1406 | 65784.3 | 11988.7367 | 8.4 | 177.5138 | 507.1296 | 0 | 0 | 197158.1558 | 385486.6195 | 56772.5976 | 63511.6379 | 84647.2 | 11988.7367 | 8.4 | 177.5138 | 338.0864 | 0 | 0 | 197158.1558 | 414602.3282
113 | ATCO Electric | 211931.2802 | 61104.8685 | 66381.4624 | 38957.085 | 56.2167 | 532.8549 | 720.5544 | 0 | 0 | 639532.5042 | 1019216.8262 | 216015.8278 | 70666.2098 | 85342.7098 | 38957.085 | 56.2167 | 532.8549 | 480.3696 | 0 | 0 | 639532.5042 | 1051583.7777
114 | ATCO Electric | 78004.1218 | 57577.9334 | 67212.573 | 16842.3875 | 17.4025 | 259.8658 | 283.5322 | 0 | 0 | 285153.4558 | 505351.272 | 79297.5031 | 67422.0002 | 86310.697 | 16842.3875 | 17.4025 | 259.8658 | 189.0214 | 0 | 0 | 285153.4558 | 535492.3334
115 | ATCO Electric | 129260.6629 | 57875.1215 | 67227 | 19579.95 | 0.92833 | 275.7254 | 447.0518 | 0 | 0 | 302474.09 | 577140.5299 | 131914.2247 | 67719.9764 | 86327.5 | 19579.95 | 0.92833 | 275.7254 | 298.0346 | 0 | 0 | 302474.09 | 608590.4293
116 | ATCO Electric | 200796.1166 | 63118.7521 | 67862.6857 | 37339.0833 | 62.595 | 523.3199 | 714.5683 | 0 | 0 | 623053.0125 | 993470.1335 | 204605.235 | 73088.5745 | 87067.8775 | 37339.0833 | 62.595 | 523.3199 | 476.3789 | 0 | 0 | 623053.0125 | 1026216.0767
117 | ATCO Electric | 203814.8614 | 64456.9389 | 68280.6112 | 38938.3333 | 55.0425 | 564.8809 | 743.7106 | 0 | 0 | 649408.7358 | 1026263.1148 | 207570.2455 | 74533.1635 | 87554.6317 | 38938.3333 | 55.0425 | 564.8809 | 495.8071 | 0 | 0 | 649408.7358 | 1059120.8405
118 | ATCO Electric | 252637.732 | 68742.4977 | 68428.5575 | 52279.9925 | 62.9942 | 798.6648 | 835.583 | 0 | 0 | 877821.6275 | 1321607.6492 | 256968.3017 | 78812.5747 | 87726.9435 | 52279.9925 | 62.9942 | 798.6648 | 557.0554 | 0 | 0 | 877821.6275 | 1355028.1541
119 | ATCO Electric | 216991.6011 | 64056.8708 | 68693.5526 | 36176.7533 | 50.6925 | 506.9637 | 809.5248 | 0 | 0 | 601252.6667 | 988538.6256 | 221300.8875 | 74258.0252 | 88035.581 | 36176.7533 | 50.6925 | 506.9637 | 539.6832 | 0 | 0 | 601252.6667 | 1022121.2531
120 | ATCO Electric | 74603.2914 | 60907.4924 | 70112.4 | 12894.1358 | 9.6067 | 205.9651 | 543.5597 | 0 | 0 | 219217.9392 | 438494.3903 | 75980.5304 | 71558.2994 | 89688.1 | 12894.1358 | 9.6067 | 205.9651 | 362.3731 | 0 | 0 | 219217.9392 | 469916.9497
121 | ATCO Electric | 237687.2979 | 72851.0643 | 71777.2309 | 49210.1992 | 61.5333 | 751.5732 | 879.2928 | 0 | 0 | 830288.0733 | 1263506.2649 | 241761.0317 | 83849.7213 | 91627.1139 | 49210.1992 | 61.5333 | 751.5732 | 586.1952 | 0 | 0 | 830288.0733 | 1298135.4412
122 | ATCO Electric | 240474.0514 | 71348.9429 | 72376.4772 | 43544.1667 | 63.8175 | 614.5627 | 798.6557 | 0 | 0 | 722942.9567 | 1152163.6307 | 245075.9461 | 82539.4863 | 92325.0508 | 43544.1667 | 63.8175 | 614.5627 | 532.4371 | 0 | 0 | 722942.9567 | 1187638.4239
123 | ATCO Electric | 137878.8405 | 70492.0681 | 73627.8175 | 29768.7292 | 43.5225 | 459.4842 | 833.2531 | 0 | 0 | 509187.8158 | 822291.5309 | 140164.5079 | 82057.1019 | 93782.4758 | 29768.7292 | 43.5225 | 459.4842 | 555.5021 | 0 | 0 | 509187.8158 | 856019.1394
124 | ATCO Electric | 271116.4609 | 78865.3841 | 74982.4935 | 53331.2558 | 76.5342 | 826.1367 | 917.7754 | 0 | 0 | 915697.6083 | 1395813.6488 | 275865.7278 | 90728.926 | 95360.2551 | 53331.2558 | 76.5342 | 826.1367 | 611.8502 | 0 | 0 | 915697.6083 | 1432498.2942
125 | ATCO Electric | 228229.0968 | 73685.3478 | 75023.5816 | 38623.9267 | 52.375 | 524.9584 | 763.6982 | 0 | 0 | 629995.98 | 1046898.9645 | 232788.7624 | 85620.4035 | 95408.11 | 38623.9267 | 52.375 | 524.9584 | 509.1322 | 0 | 0 | 629995.98 | 1083523.6481
126 | ATCO Electric | 103327.6957 | 70750.7641 | 75883.2 | 19633.0383 | 19.7742 | 283.6014 | 664.7424 | 0 | 0 | 319905.64 | 590468.456 | 105240.7001 | 82970.0438 | 96409.3 | 19633.0383 | 19.7742 | 283.6014 | 443.1616 | 0 | 0 | 319905.64 | 624905.2593
127 | ATCO Electric | 203867.5647 | 77250.4233 | 76396.0959 | 39811.0858 | 54.585 | 613.7665 | 928.2038 | 0 | 0 | 686295.8425 | 1085217.5676 | 207463.3517 | 89544.4524 | 97006.6653 | 39811.0858 | 54.585 | 613.7665 | 618.8026 | 0 | 0 | 686295.8425 | 1121408.5519
128 | ATCO Electric | 277850.2741 | 79963.9145 | 77274.9887 | 49568.7667 | 71.1425 | 695.3814 | 916.6771 | 0 | 0 | 820897.8725 | 1307239.0175 | 283215.8602 | 92482.8638 | 98030.3041 | 49568.7667 | 71.1425 | 695.3814 | 611.1181 | 0 | 0 | 820897.8725 | 1345573.3093
129 | ATCO Electric | 139687.4257 | 75924.4394 | 77325.9 | 29917.2117 | 42.6492 | 458.9218 | 514.08 | 0 | 0 | 503993.8983 | 827864.5261 | 142024.7833 | 88504.655 | 98089.6 | 29917.2117 | 42.6492 | 458.9218 | 342.72 | 0 | 0 | 503993.8983 | 863374.4393
130 | ATCO Electric | 221807.405 | 79868.5663 | 39659.1708 | 44834.2483 | 70.5367 | 681.4667 | 878.2387 | 0 | 0 | 761687.8775 | 1149487.51 | 225674.5111 | 92417.6736 | 46371.6744 | 44834.2483 | 70.5367 | 681.4667 | 585.4925 | 0 | 0 | 761687.8775 | 1172323.4808
131 | ATCO Electric | 163925.4406 | 76574.9553 | 77383.608 | 33214.4192 | 48.1933 | 491.4271 | 579.8318 | 0 | 0 | 551651.28 | 903869.1553 | 166823.6166 | 89164.5098 | 98156.812 | 33214.4192 | 48.1933 | 491.4271 | 386.5546 | 0 | 0 | 551651.28 | 939936.8126
132 | ATCO Electric | 165700.8788 | 82885.1057 | 81112.9875 | 35746.6775 | 49.9292 | 538.6648 | 700.272 | 0 | 0 | 600049.3417 | 966783.8572 | 168492.3582 | 96488.8728 | 102500.3875 | 35746.6775 | 49.9292 | 538.6648 | 466.848 | 0 | 0 | 600049.3417 | 1004333.0796
133 | ATCO Electric | 338595.9502 | 93003.0508 | 51124.5398 | 69229.4958 | 86.5433 | 1068.239 | 1135.6358 | 0 | 0 | 1166165.515 | 1720408.9697 | 344407.1012 | 106669.3967 | 61235.956 | 69229.4958 | 86.5433 | 1068.239 | 757.0906 | 0 | 0 | 1166165.515 | 1749619.3375
134 | ATCO Electric | 67874.5928 | 90972.6483 | 82557.3226 | 33622.5317 | 19.755 | 881.3106 | 1154.2867 | 480.5333 | 0 | 701245.575 | 978808.556 | 66841.5484 | 104904.335 | 104182.5918 | 33622.5317 | 19.755 | 881.3106 | 769.5245 | 480.5333 | 0 | 701245.575 | 1012947.7053
135 | ATCO Electric | 246081.7063 | 95726.3615 | 84775.5379 | 53303.2917 | 60.67 | 966.9056 | 1158.9365 | 0 | 0 | 954925.7625 | 1436999.172 | 249677.3631 | 110249.7968 | 106766.1278 | 53303.2917 | 60.67 | 966.9056 | 772.6243 | 0 | 0 | 954925.7625 | 1476722.5417
136 | ATCO Electric | 318561.5085 | 96698.479 | 85495.4292 | 63133.0083 | 86.5883 | 961.8892 | 1158.8861 | 0 | 0 | 1069467.4042 | 1635563.1928 | 324170.9493 | 111420.5172 | 107604.5788 | 63133.0083 | 86.5883 | 961.8892 | 772.5907 | 0 | 0 | 1069467.4042 | 1677617.526
137 | ATCO Electric | 324540.687 | 95985.7525 | 86042.8858 | 62093.4525 | 83.5442 | 874.6264 | 1166.5728 | 0 | 0 | 1022103.025 | 1592890.5461 | 330602.3701 | 110875.512 | 108242.1966 | 62093.4525 | 83.5442 | 874.6264 | 777.7152 | 0 | 0 | 1022103.025 | 1635652.442
138 | ATCO Electric | 307152.6521 | 98268.9217 | 88867.5 | 54574.1692 | 75.3717 | 766.9495 | 988.583 | 0 | 0 | 903646.49 | 1454340.6373 | 313089.9214 | 113955.5318 | 111532 | 54574.1692 | 75.3717 | 766.9495 | 659.0554 | 0 | 0 | 903646.49 | 1498299.489
139 | ATCO Electric | 10066.3119 | 91302.9078 | 81759.6108 | 2578.6058 | 0.039167 | 57.3642 | 628.8798 | 267.2633 | 0 | 46315.4325 | 232976.4154 | 10154.7186 | 108135.0548 | 101087.4407 | 2578.6058 | 0.039167 | 57.3642 | 419.2532 | 267.2633 | 0 | 46315.4325 | 269015.1723
140 | ATCO Electric | 349813.2641 | 119109.5657 | 98068.606 | 69754.6292 | 85.27 | 1058.0996 | 1219.8298 | 0 | 0 | 1175168.4558 | 1814277.7201 | 355966.9235 | 137680.2258 | 122090.05 | 69754.6292 | 85.27 | 1058.0996 | 813.2198 | 0 | 0 | 1175168.4558 | 1862616.8737
141 | ATCO Electric | 421806.8718 | 123941.738 | 98346.6654 | 80387.1567 | 122.2308 | 1299.4929 | 1482.624 | 0 | 0 | 1421734.6942 | 2149121.4738 | 429149.1423 | 142581.9867 | 122398.112 | 80387.1567 | 122.2308 | 1299.4929 | 988.416 | 0 | 0 | 1421734.6942 | 2198661.2315
142 | ATCO Electric | 393596.5125 | 124031.1957 | 98780.0314 | 79828.9208 | 107.3167 | 1224.2871 | 1407.5078 | 0 | 0 | 1348593.8592 | 2047569.6312 | 400409.1754 | 142947.2471 | 122848.9461 | 79828.9208 | 107.3167 | 1224.2871 | 938.3386 | 0 | 0 | 1348593.8592 | 2096898.0909
143 | ATCO Electric | 284799.4149 | 121901.2221 | 100469.5 | 57847.1258 | 96.4508 | 904.9553 | 1064.0678 | 0 | 0 | 1006463.5242 | 1573546.2609 | 289666.069 | 141520.231 | 124750 | 57847.1258 | 96.4508 | 904.9553 | 709.3786 | 0 | 0 | 1006463.5242 | 1621957.7347
144 | ATCO Electric | 315630.3911 | 122202.2683 | 100469.5 | 62184.94 | 81.3725 | 922.2568 | 1318.991 | 0 | 0 | 1040136.0292 | 1642945.7488 | 321289.6272 | 141817.8169 | 124750 | 62184.94 | 81.3725 | 922.2568 | 879.3274 | 0 | 0 | 1040136.0292 | 1692061.3699
145 | ATCO Electric | 329605.1103 | 126752.6971 | 101403.7 | 66757.6633 | 96.4775 | 1061.7585 | 1180.751 | 0 | 0 | 1159120.3983 | 1785978.556 | 335189.8586 | 146736.3454 | 125785 | 66757.6633 | 96.4775 | 1061.7585 | 787.1674 | 0 | 0 | 1159120.3983 | 1835534.669
146 | ATCO Electric | 447014.0029 | 132469.8672 | 103430.7894 | 82173.7575 | 112.2458 | 1125.5703 | 1520.9981 | 0 | 0 | 1345794.4483 | 2113641.6796 | 455623.8554 | 153300.0204 | 128030.812 | 82173.7575 | 112.2458 | 1125.5703 | 1013.9987 | 0 | 0 | 1345794.4483 | 2167174.7085
147 | ATCO Electric | 530832.8728 | 148648.156 | 109161.6096 | 96022.6983 | 131.3158 | 1306.8461 | 1755.3341 | 0 | 0 | 1568466.5 | 2456325.3327 | 541155.2459 | 171871.3034 | 134379.9865 | 96022.6983 | 131.3158 | 1306.8461 | 1170.2227 | 0 | 0 | 1568466.5 | 2514504.1188
148 | ATCO Electric | 80400.1128 | 152659.5705 | 105598.9941 | 61144.1483 | 73.6925 | 1418.6483 | 1936.9224 | 0 | 0 | 1227515.7175 | 1630747.8065 | 77942.0101 | 176245.7176 | 129315.038 | 61144.1483 | 73.6925 | 1418.6483 | 1291.2816 | 0 | 0 | 1227515.7175 | 1674946.254
149 | ATCO Electric | 457979.7487 | 157053.1483 | 113820.0622 | 87088.3067 | 143.0225 | 1181.4443 | 1623.815 | 0 | 0 | 1436795.9167 | 2255685.4643 | 466707.702 | 182276.0573 | 139541.0853 | 87088.3067 | 143.0225 | 1181.4443 | 1082.5434 | 0 | 0 | 1436795.9167 | 2314816.0781
150 | ATCO Electric | 334040.9213 | 173130.2534 | 115782.7818 | 91388.8375 | 74.245 | 1849.0621 | 2151.0965 | 0 | 0 | 1699144.5583 | 2417561.756 | 337154.1998 | 199051.6202 | 141715.582 | 91388.8375 | 74.245 | 1849.0621 | 1434.0643 | 0 | 0 | 1699144.5583 | 2471812.1693
Average: |  | 109646.9439 | 44271.0336 | 49674.9956 | 22050.1542 | 29.517 | 338.5592 | 457.584 | 16.1429 | -538.9354 | 374155.0177 | 600101.0129 | 111553.0282 | 51361.9676 | 64434.8514 | 22050.1542 | 29.517 | 338.5592 | 305.056 | 16.1429 | -708.1049 | 374155.0177 | 623536.1896
151 | Enmax | 142360.0501 | 49444.7345 | 60543.0824 | 23842.0925 | 38.4842 | 356.5168 | 569.1604 | 0 | 0 | 405260.455 | 682414.576 | 145108.419 | 57438.7937 | 78542.8 | 23842.0925 | 38.4842 | 356.5168 | 379.4403 | 0 | 0 | 405260.455 | 710967.0015
152 | Enmax | 180500.9171 | 53191.277 | 62283.6947 | 30922.3233 | 43.0817 | 424.622 | 613.4059 | 0 | 0 | 506946.3175 | 834925.6391 | 184075.9315 | 61649.4877 | 80570.0758 | 30922.3233 | 43.0817 | 424.622 | 408.9372 | 0 | 0 | 506946.3175 | 865040.7767
153 | Enmax | 198873.7827 | 65982.4208 | 70001.5014 | 36137.3525 | 50.015 | 507.007 | 682.4673 | 0 | 0 | 594430.3567 | 966664.9034 | 202683.6709 | 76542.5794 | 89558.9374 | 36137.3525 | 50.015 | 507.007 | 454.9782 | 0 | 0 | 594430.3567 | 1000364.897
154 | Enmax | 204635.4258 | 70335.1107 | 72857.455 | 38368.3 | 51.2292 | 515.6175 | 810.0916 | 0 | 0 | 618667.005 | 1006240.2348 | 208575.7154 | 81677.4646 | 92885.2414 | 38368.3 | 51.2292 | 515.6175 | 540.0611 | 0 | 0 | 618667.005 | 1041280.6342
155 | Enmax | 169003.1252 | 69415.1876 | 74512.8184 | 27323.8683 | 30.1658 | 322.745 | 828.9314 | 87.0267 | 0 | 411924.3642 | 753448.2326 | 172596.9307 | 81250.489 | 94813.2286 | 27323.8683 | 30.1658 | 322.745 | 552.6209 | 87.0267 | 0 | 411924.3642 | 788901.4392
156 | Enmax | 228380.4879 | 73536.8369 | 74562.1118 | 40180.6717 | 50.8425 | 555.4524 | 908.8682 | 0 | 0 | 661919.0217 | 1080094.293 | 232843.8655 | 85339.1271 | 94870.6402 | 40180.6717 | 50.8425 | 555.4524 | 605.9121 | 0 | 0 | 661919.0217 | 1116365.5331
157 | Enmax | 258254.3362 | 75623.4727 | 75435.3999 | 40484.1167 | 60.1492 | 601.5151 | 916.6585 | 0 | 0 | 677983.1967 | 1129358.8449 | 263389.1698 | 87656.2552 | 95887.7512 | 40484.1167 | 60.1492 | 601.5151 | 611.1056 | 0 | 0 | 677983.1967 | 1166673.2594
158 | Enmax | 266996.119 | 81246.1468 | 78636.689 | 46651.3933 | 64.4725 | 653.9063 | 949.9597 | 0 | 0 | 770653.4858 | 1245852.1723 | 272199.2435 | 94147.1579 | 99616.2644 | 46651.3933 | 64.4725 | 653.9063 | 633.3064 | 0 | 0 | 770653.4858 | 1284619.2302
159 | Enmax | 308122.2623 | 88030.799 | 82006.2727 | 55032.8025 | 74.3567 | 758.8442 | 1010.8676 | 0 | 0 | 899228.0867 | 1434264.2917 | 314112.9525 | 101835.7239 | 103540.7889 | 55032.8025 | 74.3567 | 758.8442 | 673.9118 | 0 | 0 | 899228.0867 | 1475257.4671
160 | Enmax | 327230.4002 | 92706.0544 | 84906.9678 | 57144.0325 | 86.2583 | 782.209 | 1121.1606 | 0 | 0 | 935389.6858 | 1499366.7687 | 333670.6623 | 107302.5046 | 106919.203 | 57144.0325 | 86.2583 | 782.209 | 747.4404 | 0 | 0 | 935389.6858 | 1542041.996
161 | Enmax | 287019.1304 | 92150.6216 | 85827.5805 | 48066.6217 | 63.5683 | 672.4261 | 1041.2763 | 0 | 0 | 793581.5517 | 1308422.7766 | 292712.9982 | 107021.723 | 107991.4325 | 48066.6217 | 63.5683 | 672.4261 | 694.1842 | 0 | 0 | 793581.5517 | 1350804.5058
162 | Enmax | 251936.5038 | 91681.3353 | 85982.1 | 45206.4933 | 61.22 | 632.3871 | 921.0634 | 0 | 0 | 745068.23 | 1221489.3329 | 256795.5377 | 106602.8579 | 108171.4 | 45206.4933 | 61.22 | 632.3871 | 614.0423 | 0 | 0 | 745068.23 | 1263152.1682
163 | Enmax | 319392.4987 | 93752.959 | 85991.2839 | 54691.3033 | 73.82 | 750.6692 | 1084.2148 | 0 | 0 | 893757.835 | 1449494.5838 | 325720.6842 | 108653.3459 | 108182.0964 | 54691.3033 | 73.82 | 750.6692 | 722.8099 | 0 | 0 | 893757.835 | 1492552.5638
164 | Enmax | 330324.2582 | 96537.4517 | 87675.7618 | 56780.6875 | 77.49 | 768.2317 | 1111.3408 | 0 | 0 | 923079.3492 | 1496354.5709 | 336895.8216 | 111896.6907 | 110143.993 | 56780.6875 | 77.49 | 768.2317 | 740.8939 | 0 | 0 | 923079.3492 | 1540383.1576
165 | Enmax | 328782.7106 | 99406.808 | 88509.1832 | 62420.3708 | 82.3175 | 862.6502 | 1205.2711 | 0 | 0 | 1015424.775 | 1596694.0863 | 335000.7418 | 114975.9253 | 111114.6715 | 62420.3708 | 82.3175 | 862.6502 | 803.514 | 0 | 0 | 1015424.775 | 1640684.9661
166 | Enmax | 340290.7349 | 103522.954 | 91323.5268 | 63559.6475 | 92.7275 | 859.8742 | 1311.0615 | 0 | 0 | 1032098.1125 | 1633058.6389 | 346835.0271 | 119869.378 | 114390.8952 | 63559.6475 | 92.7275 | 859.8742 | 874.041 | 0 | 0 | 1032098.1125 | 1678579.703
167 | Enmax | 372357.831 | 108163.104 | 93591.7392 | 67358.6058 | 90.1183 | 933.6512 | 1268.7257 | 0 | 0 | 1102536.195 | 1746299.9703 | 379542.714 | 125120.8128 | 117031.3513 | 67358.6058 | 90.1183 | 933.6512 | 845.8172 | 0 | 0 | 1102536.195 | 1793459.2656
168 | Enmax | 344195.3735 | 106269.0326 | 93829.4606 | 58956.8383 | 99.82 | 807.0651 | 1144.3637 | 0 | 0 | 970256.3233 | 1575558.2773 | 351021.237 | 123309.605 | 117311.1519 | 58956.8383 | 99.82 | 807.0651 | 762.9091 | 0 | 0 | 970256.3233 | 1622524.9499
169 | Enmax | 339894.5211 | 106472.8918 | 93868.5045 | 57831.3333 | 76.8225 | 800.3571 | 1190.8483 | 0 | 0 | 946117.315 | 1546252.5935 | 346623.969 | 123574.6001 | 117337.971 | 57831.3333 | 76.8225 | 800.3571 | 793.8989 | 0 | 0 | 946117.315 | 1593156.2669
170 | Enmax | 370785.6455 | 119649.3335 | 80942.5233 | 69382.8458 | 93.1808 | 967.1448 | 1497.451 | 0 | 0 | 1134636.3717 | 1777954.4964 | 377816.8637 | 138634.0505 | 98601.0796 | 69382.8458 | 93.1808 | 967.1448 | 998.3007 | 0 | 0 | 1134636.3717 | 1821129.8376
171 | Enmax | 383658.1707 | 118726.8476 | 99014.0806 | 63102.9758 | 47.5958 | 912.6145 | 1356.2346 | 0 | 0 | 1034672.8283 | 1701491.3479 | 391223.7504 | 137727.3839 | 123137.5411 | 63102.9758 | 47.5958 | 912.6145 | 904.1564 | 0 | 0 | 1034672.8283 | 1751728.8463
172 | Enmax | 319334.6606 | 118957.5603 | 100469.5 | 54352.5233 | 71.185 | 735.7793 | 1084.3124 | 0 | 0 | 881309.65 | 1476315.1709 | 325710.3056 | 138610.4045 | 124750 | 54352.5233 | 71.185 | 735.7793 | 722.8749 | 0 | 0 | 881309.65 | 1526262.7226
173 | Enmax | 451482.6621 | 131265.1333 | 102686.1149 | 82821.9458 | 96.6933 | 1153.5958 | 1681.0398 | 0 | 0 | 1355401.685 | 2126588.8701 | 460123.3259 | 151774.0197 | 127205.7872 | 82821.9458 | 96.6933 | 1153.5958 | 1120.6932 | 0 | 0 | 1355401.685 | 2179697.746
174 | Enmax | 522574.5899 | 147526.9539 | 108871.7542 | 92603.0842 | 113.0892 | 1280.2677 | 1772.7477 | 0 | 0 | 1515303.7692 | 2390046.2558 | 532756.9577 | 170632.5495 | 134058.8558 | 92603.0842 | 113.0892 | 1280.2677 | 1181.8318 | 0 | 0 | 1515303.7692 | 2447930.405
175 | Enmax | 503657.2163 | 148541.1541 | 108898.639 | 95689.19 | 131.9892 | 1335.0436 | 1871.1673 | 0 | 0 | 1565188.8317 | 2425313.2311 | 513137.8414 | 171647.1908 | 134088.6414 | 95689.19 | 131.9892 | 1335.0436 | 1247.4449 | 0 | 0 | 1565188.8317 | 2482466.1729
176 | Enmax | 486914.3381 | 145709.6582 | 108972.1142 | 85821.7275 | 122.0108 | 1162.7172 | 1719.9813 | 0 | 0 | 1392985.4617 | 2223408.0091 | 496501.3095 | 168881.3058 | 134170.0447 | 85821.7275 | 122.0108 | 1162.7172 | 1146.6542 | 0 | 0 | 1392985.4617 | 2280791.2314
177 | Enmax | 442081.8677 | 145092.604 | 109185.9309 | 78810.6133 | 91.2017 | 1099.3274 | 1502.0759 | 0 | 0 | 1281686.6108 | 2059550.2318 | 450642.2649 | 168367.5647 | 134406.9321 | 78810.6133 | 91.2017 | 1099.3274 | 1001.384 | 0 | 0 | 1281686.6108 | 2116105.8989
178 | Enmax | 544553.8398 | 149500.1674 | 109437.7504 | 95786.625 | 131.9617 | 1319.7452 | 1799.3283 | 0 | 0 | 1567913.2608 | 2470442.6786 | 555211.8141 | 172837.7889 | 134685.9229 | 95786.625 | 131.9617 | 1319.7452 | 1199.5522 | 0 | 0 | 1567913.2608 | 2529086.6707
179 | Enmax | 453784.8302 | 165773.6372 | 117752.8171 | 87186.86 | 142.73 | 1168.9589 | 1809.7345 | 0 | 0 | 1415484.8225 | 2243104.3904 | 462438.3202 | 192666.107 | 143898.1837 | 87186.86 | 142.73 | 1168.9589 | 1206.4897 | 0 | 0 | 1415484.8225 | 2304192.4719
180 | Enmax | 578468.3571 | 171326.3781 | 111128.7549 | 101937.79 | 136.4375 | 1437.4322 | 1945.3529 | 0 | 0 | 1683496.5458 | 2649877.0486 | 589673.1723 | 198329.5341 | 134806.4254 | 101937.79 | 136.4375 | 1437.4322 | 1296.902 | 0 | 0 | 1683496.5458 | 2711114.2393
181 | Enmax | 484279.3657 | 168442.4671 | 118953.2011 | 82065.6242 | 97.5242 | 1165.556 | 1794.1132 | 0 | 0 | 1366629.4925 | 2223427.3439 | 493784.3755 | 195844.4507 | 145228.0889 | 82065.6242 | 97.5242 | 1165.556 | 1196.0755 | 0 | 0 | 1366629.4925 | 2286011.1874
182 | Enmax | 464259.1626 | 171708.7756 | 119153.5 | 94570.82 | 133.215 | 1327.1135 | 2055.6368 | 105.5633 | 0 | 1548945.8875 | 2402259.6743 | 472680.2572 | 199163.3529 | 145450 | 94570.82 | 133.215 | 1327.1135 | 1370.4245 | 105.5633 | 0 | 1548945.8875 | 2463746.634
183 | Enmax | 586804.5364 | 184392.6853 | 123824.5 | 105284.0717 | 168.8525 | 1445.9877 | 2080.7301 | 0 | 0 | 1724759.85 | 2728761.2137 | 598210.8786 | 213803.4878 | 150625 | 105284.0717 | 168.8525 | 1445.9877 | 1387.1534 | 0 | 0 | 1724759.85 | 2795685.2816
184 | Enmax | 839525.9911 | 231802.4137 | 139727.9517 | 149881.37 | 201.4958 | 2093.5114 | 2746.53 | 0 | 0 | 2464854.2575 | 3830833.5212 | 855763.131 | 267825.059 | 168244.4311 | 149881.37 | 201.4958 | 2093.5114 | 1831.02 | 0 | 0 | 2464854.2575 | 3910694.2758
185 | Enmax | 714090.5348 | 243402.1782 | 147534.496 | 127315.015 | 166.9358 | 1740.5402 | 2355.9831 | 0 | 0 | 2063847.975 | 3300453.6582 | 728034.0001 | 282804.5502 | 176893.3 | 127315.015 | 166.9358 | 1740.5402 | 1570.6554 | 0 | 0 | 2063847.975 | 3382372.9718
186 | Enmax | 872662.2763 | 255057.2941 | 149179.824 | 159396.0425 | 214.0075 | 2195.4758 | 2969.5756 | 0 | 0 | 2593496.2817 | 4035170.7774 | 889476.6089 | 295066.1205 | 178716.1586 | 159396.0425 | 214.0075 | 2195.4758 | 1979.7171 | 0 | 0 | 2593496.2817 | 4120540.4125
187 | Enmax | 852683.1828 | 282802.0002 | 163060.9 | 149874.98 | 210.4458 | 1976.9713 | 2983.6164 | 0 | 0 | 2405158.6625 | 3858750.759 | 869666.8143 | 328738.606 | 194095 | 149874.98 | 210.4458 | 1976.9713 | 1989.0776 | 0 | 0 | 2405158.6625 | 3951710.5575
188 | Enmax | 955168.4053 | 295404.2398 | 165863.5 | 171990.4167 | 227.8525 | 2335.1862 | 3293.696 | 0 | 0 | 2776060.4208 | 4370343.7173 | 973796.0182 | 342457.2025 | 197200 | 171990.4167 | 227.8525 | 2335.1862 | 2195.7973 | 0 | 0 | 2776060.4208 | 4466262.8942
Average: |  | 421718.95 | 131909.2284 | 100710.6049 | 75232.4573 | 101.7201 | 1037.3346 | 1500.238 | 5.0682 | 0 | 1228319.8507 | 1960535.4522 | 429922.4553 | 152938.8224 | 124451.0865 | 75232.4573 | 101.7201 | 1037.3346 | 1000.1587 | 5.0682 | 0 | 1228319.8507 | 2013008.9537
189 | EPCOR | 1196.3986 | 6809.7385 | 3278.0068 | 188.4725 | 0.27667 | 5.7699 | 99.0192 | 74.3833 | 0 | 4549.5725 | 16201.638 | 1210.3582 | 8060.009 | 3713.1487 | 188.4725 | 0.27667 | 5.7699 | 66.0128 | 74.3833 | 0 | 4549.5725 | 17868.0036
190 | EPCOR | 56924.8557 | 29133.3523 | 44824.724 | 11796.2017 | 16.1192 | 171.0782 | 209.6304 | 206.78 | 0 | 197437.7892 | 340720.5306 | 57929.8785 | 33977.8567 | 59570.432 | 11796.2017 | 16.1192 | 171.0782 | 139.7536 | 206.78 | 0 | 197437.7892 | 361245.8889
191 | EPCOR | 67899.8324 | 32651.7962 | 47299.8538 | 13111.5383 | 25.4458 | 227.2628 | 365.2034 | 2.9133 | 0 | 250195.6858 | 411779.5319 | 69022.187 | 37958.9788 | 62574.4081 | 13111.5383 | 25.4458 | 227.2628 | 243.469 | 2.9133 | 0 | 250195.6858 | 433361.889
192 | EPCOR | 102961.7257 | 40099.6115 | 52228.88 | 23240.1042 | 30.5733 | 364.5012 | 455.2632 | 0 | 0 | 392531.9342 | 611912.5934 | 104598.1279 | 46323.1113 | 68556.59 | 23240.1042 | 30.5733 | 364.5012 | 303.5088 | 0 | 0 | 392531.9342 | 635948.4509
193 | EPCOR | 125975.7371 | 43716.9346 | 38015.3363 | 25207.0425 | 41.93 | 340.0721 | 542.6587 | 0 | 0 | 410204.1867 | 644043.898 | 128326.7944 | 50699.3055 | 47482.9063 | 25207.0425 | 41.93 | 340.0721 | 361.7725 | 0 | 0 | 410204.1867 | 662664.0099
194 | EPCOR | 145368.0515 | 74733.3151 | 75332.8901 | 34502.125 | 33.1117 | 559.0264 | 944.856 | 72.2333 | 0 | 581097.9208 | 912643.53 | 147532.1588 | 86746.4578 | 95768.3589 | 34502.125 | 33.1117 | 559.0264 | 629.904 | 72.2333 | 0 | 581097.9208 | 946941.2968
195 | EPCOR | 236350.3663 | 80097.1573 | 77614.44 | 46826.8742 | 66.1008 | 674.3297 | 916.2979 | 0 | 0 | 771416.3133 | 1213961.8797 | 240641.7313 | 92713.4914 | 98425.66 | 46826.8742 | 66.1008 | 674.3297 | 610.8653 | 0 | 0 | 771416.3133 | 1251375.366
196 | EPCOR | 505985.0792 | 138960.9286 | 105305.7012 | 92568.3917 | 127.0483 | 1253.7348 | 1777.668 | 0 | 0 | 1503272.6942 | 2349251.2459 | 515797.7156 | 160560.2091 | 130108.0264 | 92568.3917 | 127.0483 | 1253.7348 | 1185.112 | 0 | 0 | 1503272.6942 | 2404872.932
197 | EPCOR | 531495.2235 | 143960.2731 | 106992.4554 | 94945.0267 | 128.3608 | 1320.744 | 1731.6205 | 0 | 0 | 1557957.4725 | 2438531.1765 | 541790.0631 | 166261.1535 | 131976.781 | 94945.0267 | 128.3608 | 1320.744 | 1154.4137 | 0 | 0 | 1557957.4725 | 2495534.0153
198 | EPCOR | 482971.4354 | 142099.4669 | 107199.2108 | 87217.8233 | 126.505 | 1186.7965 | 1730.4276 | 0 | 0 | 1423527.2033 | 2246058.8689 | 492370.4289 | 164514.7789 | 132205.8453 | 87217.8233 | 126.505 | 1186.7965 | 1153.6184 | 0 | 0 | 1423527.2033 | 2302302.9996
199 | EPCOR | 523221.5134 | 146488.2587 | 108502.9979 | 91342.7725 | 120.585 | 1268.7363 | 1762.4356 | 0 | 0 | 1496687.0558 | 2369394.3554 | 533459.6969 | 169439.8478 | 133650.3108 | 91342.7725 | 120.585 | 1268.7363 | 1174.9571 | 0 | 0 | 1496687.0558 | 2427143.9622
200 | EPCOR | 577229.7022 | 156422.6721 | 111425.804 | 103300.9717 | 140.6183 | 1457.9276 | 1881.6937 | 0 | 0 | 1708602.44 | 2660461.8296 | 588332.8644 | 180575.3773 | 136888.487 | 103300.9717 | 140.6183 | 1457.9276 | 1254.4624 | 0 | 0 | 1708602.44 | 2720553.1488
201 | EPCOR | 492605.7956 | 152105.5155 | 111773.32 | 85711.4733 | 114.8617 | 1164.4256 | 1694.7485 | 0 | 0 | 1391094.175 | 2236264.3151 | 502343.973 | 176464.2304 | 137273.5 | 85711.4733 | 114.8617 | 1164.4256 | 1129.8323 | 0 | 0 | 1391094.175 | 2295296.4713
202 | EPCOR | 524511.5725 | 156022.342 | 112435.7575 | 96441.18 | 136.2558 | 1303.0086 | 1883.5884 | 0 | 0 | 1568151.3117 | 2460885.0165 | 534672.3978 | 180634.1422 | 138007.4144 | 96441.18 | 136.2558 | 1303.0086 | 1255.7256 | 0 | 0 | 1568151.3117 | 2520601.4361
203 | EPCOR | 592318.4793 | 158749.4019 | 112604.8147 | 103073.9025 | 119.4883 | 1437.6554 | 2009.1983 | 0 | 0 | 1680761.495 | 2651074.4355 | 603904.2139 | 183405.9349 | 138194.7129 | 103073.9025 | 119.4883 | 1437.6554 | 1339.4656 | 0 | 0 | 1680761.495 | 2712236.8684
204 | EPCOR | 434582.8756 | 171579.177 | 121001.6304 | 81965.2425 | 90.4608 | 1078.2783 | 1969.6363 | 0 | 0 | 1295722.1217 | 2107989.4227 | 443005.9746 | 199866.9292 | 147497.5433 | 81965.2425 | 90.4608 | 1078.2783 | 1313.0909 | 0 | 0 | 1295722.1217 | 2170539.6413
205 | EPCOR | 685942.9684 | 193119.3262 | 125942.2739 | 124405.3717 | 177.9842 | 1670.9132 | 2379.6457 | 0 | 0 | 2016320.2883 | 3149958.7715 | 699340.1779 | 223382.8512 | 152971.2813 | 124405.3717 | 177.9842 | 1670.9132 | 1586.4305 | 0 | 0 | 2016320.2883 | 3219855.2981
206 | EPCOR | 791047.4107 | 221756.8527 | 136980.8198 | 134379.8975 | 172.3308 | 1874.9873 | 2713.8954 | 0 | 0 | 2207747.7167 | 3496673.9109 | 806668.5806 | 256658.7153 | 165200.8841 | 134379.8975 | 172.3308 | 1874.9873 | 1809.2636 | 0 | 0 | 2207747.7167 | 3574512.3759
207 | EPCOR | 792572.9401 | 225174.5666 | 137373.5207 | 145283.2175 | 190.7708 | 2020.1163 | 2627.5859 | 0 | 0 | 2371003.7575 | 3676246.4754 | 807758.0323 | 260213.8662 | 165635.9574 | 145283.2175 | 190.7708 | 2020.1163 | 1751.7239 | 0 | 0 | 2371003.7575 | 3753857.442
208 | EPCOR | 812912.2838 | 235701.9316 | 142612.0884 | 138433.7425 | 190.9992 | 1940.9203 | 2811.3712 | 0 | 0 | 2292560.4792 | 3627163.8161 | 828918.7528 | 272977.6579 | 171439.7656 | 138433.7425 | 190.9992 | 1940.9203 | 1874.2475 | 0 | 0 | 2292560.4792 | 3708336.5649
209 | EPCOR | 886160.0148 | 245791.8078 | 146189.5454 | 148404.6483 | 193.6833 | 2053.5413 | 3051.8905 | 0 | 0 | 2435713.8942 | 3867559.0257 | 903813.8829 | 284561.4657 | 175403.2295 | 148404.6483 | 193.6833 | 2053.5413 | 2034.5936 | 0 | 0 | 2435713.8942 | 3952178.9389
210 | EPCOR | 1134323.2354 | 318774.3278 | 172484.2169 | 203846.83 | 263.8667 | 2813.5531 | 3697.1386 | 0 | 0 | 3321254.2425 | 5157457.411 | 1156311.7119 | 368538.0868 | 204535.091 | 203846.83 | 263.8667 | 2813.5531 | 2464.7591 | 0 | 0 | 3321254.2425 | 5260028.141
211 | EPCOR | 1133881.7724 | 326643.6079 | 176249.4365 | 203694.78 | 278.2208 | 2774.0297 | 3913.2696 | 0 | 0 | 3315745.6717 | 5163180.7886 | 1155988.2904 | 378011.3184 | 208706.5771 | 203694.78 | 278.2208 | 2774.0297 | 2608.8464 | 0 | 0 | 3315745.6717 | 5267807.7345
212 | EPCOR | 1156364.5274 | 346700.7861 | 184547.5 | 208701.9083 | 282.2067 | 2842.9187 | 3861.9333 | 0 | 0 | 3383627.0517 | 5286928.8323 | 1178863.6326 | 401572.2024 | 217900 | 208701.9083 | 282.2067 | 2842.9187 | 2574.6222 | 0 | 0 | 3383627.0517 | 5396364.5426
Average: |  | 533116.8249 | 157803.8812 | 106592.301 | 95774.5641 | 127.8252 | 1325.1803 | 1876.2782 | 14.8462 | 0 | 1565715.9364 | 2462347.6375 | 543441.7344 | 182671.5824 | 130153.6213 | 95774.5641 | 127.8252 | 1325.1803 | 1250.8521 | 14.8462 | 0 | 1565715.9364 | 2520476.1424
213 | FortisAlberta | 262.5305 | 145.3255 | 226.1059 | 48.2992 | 0.1225 | 0.79872 | 1.1688 | 0 | 0 | 915.1492 | 1599.5002 | 267.1335 | 169.6796 | 300.6197 | 48.2992 | 0.1225 | 0.79872 | 0.7792 | 0 | 0 | 915.1492 | 1702.5815
214 | FortisAlberta | 0.020059 | 155.2183 | 69.3678 | 0.0525 | 0 | 0.00079598 | 0.50073 | 5.3467 | 0 | 0.97417 | 231.481 | 0.017989 | 184.1668 | 77.1214 | 0.0525 | 0 | 0.00079598 | 0.33382 | 5.3467 | 0 | 0.97417 | 268.0141
215 | FortisAlberta | 224.067 | 173.754 | 217.6438 | 48.8792 | 0.1575 | 0.77582 | 1.56 | 2.09 | 0 | 906.0183 | 1574.9455 | 227.6855 | 203.4895 | 281.5083 | 48.8792 | 0.1575 | 0.77582 | 1.04 | 2.09 | 0 | 906.0183 | 1671.6441
216 | FortisAlberta | 363.6131 | 232.602 | 9392.21 | 78.3758 | 0.13 | 1.1662 | 1.5643 | 0.12333 | 0 | 1331.41 | 11401.1948 | 369.7909 | 271.9688 | 14714.27 | 78.3758 | 0.13 | 1.1662 | 1.0429 | 0.12333 | 0 | 1331.41 | 16768.2779
217 | FortisAlberta | 1174.0384 | 632.4585 | 1275.7052 | 230.4383 | 0.205 | 3.4035 | 4.7692 | 2.85 | 0 | 3750.16 | 7074.0282 | 1195.1776 | 738.6978 | 1748.6245 | 230.4383 | 0.205 | 3.4035 | 3.1795 | 2.85 | 0 | 3750.16 | 7672.7363
218 | FortisAlberta | 0.0018722 | 636.9313 | 423.7979 | 0.00083333 | 0 | 7.4294e-05 | 0.15918 | 15.0667 | 0 | 0.046667 | 1076.0044 | 0.001679 | 755.7313 | 505.41 | 0.00083333 | 0 | 7.4294e-05 | 0.10612 | 15.0667 | 0 | 0.046667 | 1276.3633
219 | FortisAlberta | 352.4043 | 648.8165 | 10052.63 | 60.8717 | 0.034167 | 0.68313 | 5.6461 | 43.65 | 0 | 937.0367 | 12101.7725 | 359.8646 | 767.4798 | 15560.81 | 60.8717 | 0.034167 | 0.68313 | 3.7641 | 43.65 | 0 | 937.0367 | 17734.1942
220 | FortisAlberta | 1612.7508 | 998.5023 | 10462.8484 | 416.8658 | 0.68583 | 5.6219 | 10.5266 | 0.34333 | 0 | 6550.9425 | 20059.0875 | 1638.6712 | 1165.3728 | 16086.6364 | 416.8658 | 0.68583 | 5.6219 | 7.0177 | 0.34333 | 0 | 6550.9425 | 25872.1575
221 | FortisAlberta | 0.33068 | 948.674 | 667.8515 | 0.705 | 0.00083333 | 0.013122 | 1.9996 | 44.76 | -574.5699 | 12.7458 | 1102.5107 | 0.29656 | 1125.5752 | 802.5423 | 0.705 | 0.00083333 | 0.013122 | 1.3331 | 44.76 | -686.0702 | 12.7458 | 1301.9017
222 | FortisAlberta | 465.6024 | 1074.0606 | 779.5119 | 340.8475 | 0.32333 | 5.906 | 12.3111 | 15.1033 | 0 | 5886.4825 | 8580.1486 | 458.9759 | 1254.0455 | 951.6522 | 340.8475 | 0.32333 | 5.906 | 8.2074 | 15.1033 | 0 | 5886.4825 | 8921.5436
223 | FortisAlberta | 304.6152 | 1300.2404 | 732.8977 | 60.5642 | 0.1525 | 0.97924 | 1.7556 | 17.56 | 0 | 1126.3592 | 3545.124 | 309.7832 | 1539.3869 | 854.044 | 60.5642 | 0.1525 | 0.97924 | 1.1704 | 17.56 | 0 | 1126.3592 | 3909.9996
224 | FortisAlberta | 474.537 | 1352.7301 | 658.222 | 116.6292 | 0 | 2.234 | 8.2052 | 105.3667 | 0 | 2107.7217 | 4825.6457 | 480.2538 | 1597.3439 | 749.2694 | 116.6292 | 0 | 2.234 | 5.4701 | 105.3667 | 0 | 2107.7217 | 5164.2887
225 | FortisAlberta | 231.3091 | 1356.6535 | 668.7428 | 50.1367 | 0.0083333 | 0.94488 | 9.5034 | 82.0067 | -639.317 | 892.8233 | 2652.8116 | 234.5703 | 1606.4406 | 760.6566 | 50.1367 | 0.0083333 | 0.94488 | 6.3356 | 82.0067 | -723.9154 | 892.8233 | 2910.0075
226 | FortisAlberta | 0.11207 | 1431.9657 | 892.9391 | 0.25583 | 0 | 0.0044473 | 1.2319 | 2.3067 | 0 | 4.785 | 2333.6006 | 0.10051 | 1699.0402 | 1055.0079 | 0.25583 | 0 | 0.0044473 | 0.82125 | 2.3067 | 0 | 4.785 | 2762.3218
227 | FortisAlberta | 1504.537 | 1569.1555 | 11354.7207 | 387.4758 | 0.19667 | 5.4621 | 9.7355 | 3.92 | 0 | 5734.2 | 20569.4032 | 1528.0017 | 1843.0146 | 17229.8567 | 387.4758 | 0.19667 | 5.4621 | 6.4903 | 3.92 | 0 | 5734.2 | 26738.6179
228 | FortisAlberta | 0.95616 | 1615.6479 | 973.5059 | 1.6625 | 0 | 0.037943 | 3.3722 | 46.9133 | 0 | 36.1075 | 2678.2035 | 0.8575 | 1916.8674 | 1144.2679 | 1.6625 | 0 | 0.037943 | 2.2481 | 46.9133 | 0 | 36.1075 | 3148.9622
229 | FortisAlberta | 112.9153 | 1627.521 | 1156.4728 | 25.7508 | 0.021667 | 0.48554 | 13.4841 | 91.22 | 0 | 499.8458 | 3527.7171 | 114.4272 | 1929.4128 | 1392.2693 | 25.7508 | 0.021667 | 0.48554 | 8.9894 | 91.22 | 0 | 499.8458 | 4062.4226
230 | FortisAlberta | 3161.7749 | 2044.4639 | 11990.5965 | 674.7258 | 1.1942 | 9.2822 | 28.4903 | 0 | 0 | 11094.0533 | 29004.5811 | 3218.3217 | 2393.8155 | 18044.9355 | 674.7258 | 1.1942 | 9.2822 | 18.9935 | 0 | 0 | 11094.0533 | 35455.3218
231 | FortisAlberta | 0.44196 | 2463.3024 | 1118.7042 | 0.71833 | 0 | 0.017538 | 1.1096 | 0.11333 | 0 | 12.3075 | 3596.7149 | 0.39637 | 2922.6965 | 1248.1481 | 0.71833 | 0 | 0.017538 | 0.73971 | 0.11333 | 0 | 12.3075 | 4185.1374
232 | FortisAlberta | 85.4557 | 2806.2106 | 13420.772 | 14.7558 | 0.03 | 0.21372 | 0.85219 | 0.33 | 0 | 253.6125 | 16582.2326 | 87.1065 | 3328.8879 | 19878.164 | 14.7558 | 0.03 | 0.21372 | 0.56813 | 0.33 | 0 | 253.6125 | 23563.6686
233 | FortisAlberta | 4817.1891 | 3566.2728 | 14206.9112 | 1093.1542 | 3.9442 | 14.8465 | 22.9867 | 7.9867 | 0 | 19758.3417 | 43491.633 | 4901.0214 | 4180.3002 | 20885.8535 | 1093.1542 | 3.9442 | 14.8465 | 15.3245 | 7.9867 | 0 | 19758.3417 | 50860.7727
234 | FortisAlberta | 2708.8918 | 3639.6117 | 9527.2389 | 608.9233 | 0.3025 | 9.3761 | 45.7219 | 0 | 0 | 9980.3217 | 26520.3879 | 2752.6494 | 4286.1661 | 13428.5181 | 608.9233 | 0.3025 | 9.3761 | 30.4813 | 0 | 0 | 9980.3217 | 31096.7385
235 | FortisAlberta | 10.5296 | 3828.8505 | 3486.804 | 17.7283 | 0 | 0.41784 | 5.2001 | 33.65 | 0 | 334.4325 | 7717.6129 | 9.4432 | 4541.5669 | 4314.34 | 17.7283 | 0 | 0.41784 | 3.4668 | 33.65 | 0 | 334.4325 | 9255.0456
236 | FortisAlberta | 11792.7775 | 4634.1974 | 11281.8125 | 2195.8908 | 3.4033 | 32.0601 | 42.6298 | 0 | 0 | 37154.2925 | 67137.0638 | 12012.1209 | 5388.1053 | 15920.095 | 2195.8908 | 3.4033 | 32.0601 | 28.4199 | 0 | 0 | 37154.2925 | 72734.3878
237 | FortisAlberta | 2681.2056 | 4579.5874 | 15996.41 | 442.4025 | 0.9275 | 6.9585 | 27.5781 | 31.1133 | 0 | 7626.4625 | 31392.6454 | 2732.165 | 5409.7957 | 23179.67 | 442.4025 | 0.9275 | 6.9585 | 18.3854 | 31.1133 | 0 | 7626.4625 | 39447.8804
238 | FortisAlberta | 1162.9182 | 4609.282 | 6249.9295 | 170.7258 | 0.17917 | 3.9959 | 65.4792 | 139.8 | 0 | 3406.4258 | 15808.7357 | 1181.7997 | 5455.2365 | 8094.7704 | 170.7258 | 0.17917 | 3.9959 | 43.6528 | 139.8 | 0 | 3406.4258 | 18496.586
239 | FortisAlberta | 3365.5842 | 4848.6518 | 16359.641 | 704.9908 | 1.1825 | 9 | 28.3698 | 0 | 0 | 11196.5733 | 36513.9936 | 3428.6766 | 5722.0118 | 23645.267 | 704.9908 | 1.1825 | 9 | 18.9132 | 0 | 0 | 11196.5733 | 44726.6153
240 | FortisAlberta | 13014.2012 | 5345.5617 | 16442.1935 | 2331.21 | 1.68 | 34.5077 | 55.1664 | 0 | -12990.3385 | 38283.2858 | 62517.4677 | 13259.1388 | 6223.7201 | 23751.0845 | 2331.21 | 1.68 | 34.5077 | 36.7776 | 0 | -18762.7225 | 38283.2858 | 65158.6821
241 | FortisAlberta | 14719.3905 | 5640.2447 | 3158.801 | 2903.59 | 4.19 | 43.5123 | 54.3452 | 0 | 0 | 49129.8475 | 75653.9212 | 14981.6513 | 6542.3422 | 3752.17 | 2903.59 | 4.19 | 43.5123 | 36.2301 | 0 | 0 | 49129.8475 | 77393.5335
242 | FortisAlberta | 6070.3246 | 5476.9095 | 17185.166 | 1552.8542 | 3.3758 | 14.6025 | 37.5283 | 13.7633 | 0 | 21213.45 | 51567.9742 | 6189.4922 | 6448.149 | 24703.442 | 1552.8542 | 3.3758 | 14.6025 | 25.0189 | 13.7633 | 0 | 21213.45 | 60164.1479
243 | FortisAlberta | 19197.2504 | 6590.4708 | 17654.9879 | 4245.4433 | 6.31 | 61.2397 | 68.3383 | 0 | 0 | 69670.0367 | 117494.0771 | 19524.5022 | 7608.7257 | 25305.6695 | 4245.4433 | 6.31 | 61.2397 | 45.5589 | 0 | 0 | 69670.0367 | 126467.4858
244 | FortisAlberta | 6549.6484 | 6208.3015 | 18098.7976 | 1606.6908 | 3.8092 | 22.8766 | 50.3015 | 16.52 | 0 | 28464.7792 | 61021.7248 | 6654.7661 | 7287.4523 | 25874.5538 | 1606.6908 | 3.8092 | 22.8766 | 33.5343 | 16.52 | 0 | 28464.7792 | 69964.9823
245 | FortisAlberta | 1014.3538 | 5971.0927 | 18307.88 | 100.9308 | 0.086667 | 1.518 | 33.7181 | 0 | 0 | 1703.2167 | 27132.7968 | 1037.3046 | 7079.5891 | 26142.56 | 100.9308 | 0.086667 | 1.518 | 22.4787 | 0 | 0 | 1703.2167 | 36087.6846
246 | FortisAlberta | 8268.0458 | 6390.27 | 5424.1563 | 1661.5917 | 2.0508 | 25.6086 | 28.4063 | 12.7967 | 0 | 28008.0983 | 49821.0246 | 8411.5153 | 7493.9483 | 6711.52 | 1661.5917 | 2.0508 | 25.6086 | 18.9375 | 12.7967 | 0 | 28008.0983 | 52346.0672
247 | FortisAlberta | 22747.9247 | 7583.9999 | 18892.2124 | 4768.29 | 6.5167 | 72.6219 | 96.2625 | 146.43 | 0 | 80254.8408 | 134569.0988 | 23135.5214 | 8748.3508 | 26891.5693 | 4768.29 | 6.5167 | 72.6219 | 64.175 | 146.43 | 0 | 80254.8408 | 144088.316
248 | FortisAlberta | 8277.0997 | 7606.7384 | 13066.0099 | 1537.3242 | 2.6525 | 22.3103 | 38.4853 | 30.08 | 0 | 25954.9392 | 56535.6394 | 8431.6848 | 8948.6764 | 17469.8868 | 1537.3242 | 2.6525 | 22.3103 | 25.6569 | 30.08 | 0 | 25954.9392 | 62423.2109
249 | FortisAlberta | 52.9152 | 7300.0864 | 8274.1941 | 323.1283 | 0 | 2.0998 | 54.894 | 83.1333 | 0 | 4336.75 | 20427.2011 | 47.4557 | 8654.4616 | 10497.0872 | 323.1283 | 0 | 2.0998 | 36.596 | 83.1333 | 0 | 4336.75 | 23980.712
250 | FortisAlberta | 19151.9537 | 8352.2704 | 3417.001 | 3444.2225 | 4.7583 | 52.9552 | 82.9995 | 0.27333 | 0 | 59122.5792 | 93629.0131 | 19505.2498 | 9727.6793 | 3822.52 | 3444.2225 | 4.7583 | 52.9552 | 55.333 | 0.27333 | 0 | 59122.5792 | 95735.5707
251 | FortisAlberta | 21019.7048 | 8907.7411 | 21177.0945 | 4211.1642 | 5.695 | 64.2694 | 76.006 | 0 | 0 | 71371.1458 | 126832.8207 | 21387.1953 | 10347.774 | 29820.3784 | 4211.1642 | 5.695 | 64.2694 | 50.6706 | 0 | 0 | 71371.1458 | 137258.2927
252 | FortisAlberta | 23757.3971 | 9624.1403 | 22110.7249 | 4829.5775 | 7.4867 | 70.9428 | 98.7564 | 46.4133 | 0 | 81638.5067 | 142183.9456 | 24178.3426 | 11174.803 | 31017.1251 | 4829.5775 | 7.4867 | 70.9428 | 65.8376 | 46.4133 | 0 | 81638.5067 | 153029.0352
253 | FortisAlberta | 8454.7223 | 8973.813 | 22270.4 | 1812.7883 | 2.9975 | 27.6674 | 48.1781 | 0 | 0 | 31354.31 | 72944.8767 | 8596.5533 | 10552.2795 | 31221.8 | 1812.7883 | 2.9975 | 27.6674 | 32.1188 | 0 | 0 | 31354.31 | 83600.5148
254 | FortisAlberta | 2773.5436 | 8690.0147 | 22343.3958 | 577.8108 | 0.79667 | 8.6599 | 11.5556 | 35.33 | 0 | 9694.2742 | 44135.3812 | 2821.4424 | 10281.0366 | 31315.3675 | 577.8108 | 0.79667 | 8.6599 | 7.7037 | 35.33 | 0 | 9694.2742 | 54742.4218
255 | FortisAlberta | 13303.8551 | 9479.0906 | 22534.568 | 3044.7017 | 3.8858 | 46.945 | 84.0053 | 0 | 0 | 51462.6358 | 99959.6874 | 13515.8008 | 11085.3816 | 31560.416 | 3044.7017 | 3.8858 | 46.945 | 56.0036 | 0 | 0 | 51462.6358 | 110775.7703
256 | FortisAlberta | 26558.9394 | 10123.2426 | 22930.82 | 4863.565 | 7.3008 | 69.3231 | 96.8471 | 0 | 0 | 81239.5992 | 145889.6372 | 27062.4201 | 11772.578 | 32068.34 | 4863.565 | 7.3008 | 69.3231 | 64.5647 | 0 | 0 | 81239.5992 | 157147.6909
257 | FortisAlberta | 15491.8737 | 9900.5398 | 23119.8058 | 3221.755 | 4.1983 | 49.5408 | 73.4781 | 45.5133 | 0 | 54163.2533 | 106069.9583 | 15755.5608 | 11576.4955 | 32310.5859 | 3221.755 | 4.1983 | 49.5408 | 48.9854 | 45.5133 | 0 | 54163.2533 | 117175.8884
258 | FortisAlberta | 20930.1974 | 10382.496 | 14920.8128 | 4767.2775 | 8.49 | 72.021 | 93.3191 | 16.5367 | 0 | 81898.8867 | 133090.0371 | 21269.6842 | 12070.8918 | 19719.2371 | 4767.2775 | 8.49 | 72.021 | 62.2127 | 16.5367 | 0 | 81898.8867 | 139885.2377
259 | FortisAlberta | 42228.58 | 11681.4807 | 12819.7075 | 8729.8 | 10.6867 | 132.8925 | 142.9799 | 0 | 0 | 146054.1217 | 221800.2489 | 42954.4308 | 13402.4337 | 16593.766 | 8729.8 | 10.6867 | 132.8925 | 95.3199 | 0 | 0 | 146054.1217 | 227973.4513
260 | FortisAlberta | 17925.0049 | 10825.1068 | 24341.4862 | 3745.2817 | 8.8233 | 57.5341 | 108.7605 | 0 | 0 | 65918.3925 | 122930.3899 | 18229.4065 | 12645.9723 | 33876.561 | 3745.2817 | 8.8233 | 57.5341 | 72.507 | 0 | 0 | 65918.3925 | 134554.4784
261 | FortisAlberta | 5810.0376 | 10414.2062 | 24912.08 | 935.825 | 0.65917 | 12.8348 | 63.4929 | 2.01 | 0 | 14512.3342 | 56663.4798 | 5927.8561 | 12312.4392 | 34607.96 | 935.825 | 0.65917 | 12.8348 | 42.3286 | 2.01 | 0 | 14512.3342 | 68354.247
262 | FortisAlberta | 42470.256 | 12330.9064 | 13304.7201 | 7318.2442 | 10.3008 | 99.7325 | 143.3778 | 0 | 0 | 119403.78 | 195081.3178 | 43312.009 | 14287.2409 | 17068.8939 | 7318.2442 | 10.3008 | 99.7325 | 95.5852 | 0 | 0 | 119403.78 | 201595.7865
263 | FortisAlberta | 34332.1172 | 12949.2458 | 26232.92 | 7269.8475 | 9.37 | 109.7199 | 130.5138 | 0.96667 | 0 | 121953.3483 | 202988.0491 | 34916.7127 | 14986.5018 | 36301.04 | 7269.8475 | 9.37 | 109.7199 | 87.0092 | 0.96667 | 0 | 121953.3483 | 215634.516
264 | FortisAlberta | 33784.5775 | 13011.587 | 26623.8534 | 6470.1367 | 7.1133 | 98.8572 | 148.1678 | 0 | 0 | 110328.76 | 190473.0528 | 34389.8711 | 15097.8977 | 36802.1465 | 6470.1367 | 7.1133 | 98.8572 | 98.7785 | 0 | 0 | 110328.76 | 203293.561
265 | FortisAlberta | 42242.2062 | 14292.559 | 27784.907 | 8623.5625 | 11.2608 | 129.5737 | 151.9246 | 34.3733 | 0 | 143896.085 | 237166.4521 | 42979.3659 | 16511.9642 | 38290.409 | 8623.5625 | 11.2608 | 129.5737 | 101.2831 | 34.3733 | 0 | 143896.085 | 250577.8775
266 | FortisAlberta | 29460.7873 | 14735.0289 | 29684.7636 | 5836.6058 | 9.4592 | 84.8006 | 103.5633 | 0.22 | 0 | 98327.7933 | 178243.022 | 29993.2423 | 17191.2266 | 40725.6845 | 5836.6058 | 9.4592 | 84.8006 | 69.0422 | 0.22 | 0 | 98327.7933 | 192238.0745
267 | FortisAlberta | 34471.8552 | 15454.8839 | 30126.3761 | 7042.1125 | 9.9992 | 109.8534 | 161.0938 | 383.9367 | 0 | 121034.7167 | 208794.8274 | 35059.8614 | 17959.0308 | 41291.7525 | 7042.1125 | 9.9992 | 109.8534 | 107.3959 | 383.9367 | 0 | 121034.7167 | 222998.659
268 | FortisAlberta | 42749.5905 | 15181.001 | 26173.8075 | 6476.6342 | 13.8475 | 89.1463 | 184.2309 | 0 | 0 | 111978.755 | 202847.0129 | 43633.9164 | 17705.4086 | 35211.7437 | 6476.6342 | 13.8475 | 89.1463 | 122.8206 | 0 | 0 | 111978.755 | 215232.2722
269 | FortisAlberta | 50278.2071 | 16153.4101 | 30525.65 | 9223.9208 | 12.9208 | 135.2448 | 165.956 | 0 | 0 | 154994.1317 | 261489.4413 | 51218.1241 | 18700.3612 | 41803.55 | 9223.9208 | 12.9208 | 135.2448 | 110.6373 | 0 | 0 | 154994.1317 | 276198.8908
270 | FortisAlberta | 61354.1753 | 17162.7636 | 6709.477 | 12525.1025 | 16.1567 | 188.1113 | 207.9186 | 0 | 0 | 208400.1367 | 306563.8416 | 62425.1385 | 19715.8306 | 7582.8795 | 12525.1025 | 16.1567 | 188.1113 | 138.6124 | 0 | 0 | 208400.1367 | 310991.9681
271 | FortisAlberta | 47527.238 | 16825.9788 | 24315.9973 | 10379.4225 | 14.7417 | 154.3754 | 181.9494 | 0 | 0 | 171336.9667 | 270736.6697 | 48328.3251 | 19432.4637 | 32327.9037 | 10379.4225 | 14.7417 | 154.3754 | 121.2996 | 0 | 0 | 171336.9667 | 282095.4983
272 | FortisAlberta | 57086.0469 | 18498.527 | 13391.3058 | 11798.0625 | 16.5108 | 180.4015 | 204.7284 | 0 | 0 | 199801.5775 | 300977.1604 | 58064.7966 | 21327.304 | 16494.4351 | 11798.0625 | 16.5108 | 180.4015 | 136.4856 | 0 | 0 | 199801.5775 | 307819.5736
273 | FortisAlberta | 36615.4592 | 18232.3229 | 7402.8901 | 7972.3917 | 14.9908 | 106.3505 | 137.9061 | 0 | 0 | 129297.5092 | 199779.8204 | 37274.0747 | 21266.5861 | 8250.3128 | 7972.3917 | 14.9908 | 106.3505 | 91.9374 | 0 | 0 | 129297.5092 | 204274.1531
274 | FortisAlberta | 32597.9537 | 18340.448 | 35605.5718 | 4590.2258 | 5.8692 | 71.5641 | 160.2863 | 0 | 0 | 80125.4925 | 171497.4114 | 33260.4634 | 21514.7332 | 48309.9593 | 4590.2258 | 5.8692 | 71.5641 | 106.8575 | 0 | 0 | 80125.4925 | 187985.1651
275 | FortisAlberta | 48149.1822 | 19770.3992 | 35884.8174 | 9183.88 | 13.5008 | 140.1824 | 197.0633 | 0 | 0 | 158115.0367 | 271454.062 | 49014.1653 | 22974.9779 | 48657.8721 | 9183.88 | 13.5008 | 140.1824 | 131.3756 | 0 | 0 | 158115.0367 | 288230.9908
276 | FortisAlberta | 67596.6835 | 20969.2785 | 35971.8794 | 13552.3 | 16.2975 | 205.767 | 254.735 | 0 | 0 | 227470.8658 | 366037.8067 | 68781.5003 | 24171.5037 | 48769.1625 | 13552.3 | 16.2975 | 205.767 | 169.8233 | 0 | 0 | 227470.8658 | 383137.2202
277 | FortisAlberta | 68513.888 | 21158.697 | 36832.1204 | 12867.5642 | 18.315 | 184.3029 | 244.6612 | 0 | 0 | 213403.6558 | 353223.2045 | 69794.6911 | 24470.2058 | 49870.0963 | 12867.5642 | 18.315 | 184.3029 | 163.1074 | 0 | 0 | 213403.6558 | 370771.9386
278 | FortisAlberta | 77491.4202 | 21816.5154 | 36899.0617 | 14712.6075 | 20.1008 | 218.1593 | 259.8625 | 0 | 0 | 246969.335 | 398387.0624 | 78908.0719 | 25134.0703 | 49951.3406 | 14712.6075 | 20.1008 | 218.1593 | 173.2417 | 0 | 0 | 246969.335 | 416086.9271
279 | FortisAlberta | 57848.2685 | 20774.8727 | 14475.5387 | 10513.775 | 15.6625 | 152.1991 | 212.5693 | 0 | 0 | 176749.2108 | 280742.0965 | 58940.9323 | 24125.4027 | 17662.3256 | 10513.775 | 15.6625 | 152.1991 | 141.7128 | 0 | 0 | 176749.2108 | 288301.2209
280 | FortisAlberta | 77922.9751 | 23236.1618 | 14879.0754 | 16200.6717 | 18.7642 | 247.4058 | 277.072 | 0 | 0 | 270169.8492 | 402951.9751 | 79255.1685 | 26717.7413 | 18121.7685 | 16200.6717 | 18.7642 | 247.4058 | 184.7146 | 0 | 0 | 270169.8492 | 410916.0838
281 | FortisAlberta | 66053.4716 | 22959.5493 | 38236.7735 | 13253.2642 | 16.1733 | 204.9301 | 249.6784 | 0 | 0 | 224911.3792 | 365885.2195 | 67198.5208 | 26535.8828 | 51574.8733 | 13253.2642 | 16.1733 | 204.9301 | 166.4522 | 0 | 0 | 224911.3792 | 383861.4759
282 | FortisAlberta | 79554.6231 | 23422.6872 | 15780.1116 | 15408.6325 | 22.1292 | 229.2634 | 280.5476 | 0 | 0 | 259278.1933 | 393976.1878 | 80991.5471 | 27001.5662 | 19290.0406 | 15408.6325 | 22.1292 | 229.2634 | 187.0317 | 0 | 0 | 259278.1933 | 402408.404
283 | FortisAlberta | 78118.6608 | 24092.695 | 11599.025 | 17093.2842 | 21.2742 | 259.4413 | 297.344 | 34.75 | 0 | 285518.4708 | 417034.9453 | 79416.5968 | 27692.5673 | 13596.6042 | 17093.2842 | 21.2742 | 259.4413 | 198.2293 | 34.75 | 0 | 285518.4708 | 423831.2181
284 | FortisAlberta | 84274.8376 | 24162.2914 | 38424.6989 | 17569.655 | 23.2283 | 262.9662 | 288.099 | 0 | 0 | 292993.2608 | 457999.0372 | 85730.801 | 27762.9999 | 51802.9515 | 17569.655 | 23.2283 | 262.9662 | 192.066 | 0 | 0 | 292993.2608 | 476337.9289
285 | FortisAlberta | 81551.1948 | 23757.3869 | 38446.8655 | 16092.4083 | 22.4558 | 238.3881 | 270.9105 | 0 | 0 | 269534.0267 | 429913.6366 | 83013.0758 | 27367.2553 | 51829.8544 | 16092.4083 | 22.4558 | 238.3881 | 180.607 | 0 | 0 | 269534.0267 | 448278.0715
286 | FortisAlberta | 70209.9166 | 23076.793 | 37150.2435 | 11891.2783 | 17.98 | 167.0761 | 251.0703 | 0 | 0 | 198848.5733 | 341612.9311 | 71594.2079 | 26805.4187 | 49763.9643 | 11891.2783 | 17.98 | 167.0761 | 167.3802 | 0 | 0 | 198848.5733 | 359255.8788
287 | FortisAlberta | 83762.0552 | 24349.0487 | 39448.9299 | 15181.5592 | 23.2108 | 213.273 | 283.0902 | 0 | 0 | 252107.5625 | 415368.7295 | 85367.5983 | 28155.8062 | 53046.0239 | 15181.5592 | 23.2108 | 213.273 | 188.7268 | 0 | 0 | 252107.5625 | 434283.7608
288 | FortisAlberta | 72839.2855 | 24455.0815 | 39612.86 | 13789.47 | 18.5792 | 209.6955 | 240.7004 | 0 | 0 | 233107.6825 | 384273.3546 | 74155.6259 | 28293.9424 | 53244.98 | 13789.47 | 18.5792 | 209.6955 | 160.4669 | 0 | 0 | 233107.6825 | 402980.4424
289 | FortisAlberta | 39930.5753 | 23420.5252 | 39716.3979 | 9499.1717 | 12.2183 | 144.1298 | 274.9549 | 12.3367 | 0 | 159802.4592 | 272812.769 | 40556.0816 | 27292.3238 | 53370.6403 | 9499.1717 | 12.2183 | 144.1298 | 183.3032 | 12.3367 | 0 | 159802.4592 | 290872.6645
290 | FortisAlberta | 43885.173 | 23571.3243 | 39981.7276 | 9018.0842 | 11.5075 | 137.1428 | 172.5603 | 0 | 0 | 151200.2658 | 267977.7855 | 44642.6705 | 27495.3231 | 53692.6614 | 9018.0842 | 11.5075 | 137.1428 | 115.0402 | 0 | 0 | 151200.2658 | 286312.6955
291 | FortisAlberta | 68255.1527 | 24922.3555 | 40026.5 | 13900.6275 | 18.7467 | 212.1469 | 238.7589 | 0 | 0 | 235035 | 382609.2882 | 69437.0966 | 28839.9261 | 53747 | 13900.6275 | 18.7467 | 212.1469 | 159.1726 | 0 | 0 | 235035 | 401349.7164
292 | FortisAlberta | 169.4255 | 21560.2943 | 28876.2849 | 1175.7142 | 0.1075 | 6.7232 | 220.3767 | 0 | 0 | 16266.9283 | 68275.8546 | 151.9451 | 25558.5496 | 37317.8988 | 1175.7142 | 0.1075 | 6.7232 | 146.9178 | 0 | 0 | 16266.9283 | 80624.7846
293 | FortisAlberta | 41153.7933 | 23576.915 | 40272.9502 | 8635.3058 | 8.8175 | 120.2829 | 248.5417 | 0 | 0 | 139866.7217 | 253883.3281 | 41891.5682 | 27560.0464 | 54046.1078 | 8635.3058 | 8.8175 | 120.2829 | 165.6945 | 0 | 0 | 139866.7217 | 272294.5448
294 | FortisAlberta | 59404.5193 | 24930.6102 | 40402.0082 | 12454.8033 | 15.4342 | 190.4675 | 255.3748 | 0 | 0 | 209120.1375 | 346773.355 | 60413.9954 | 28924.4156 | 54202.7408 | 12454.8033 | 15.4342 | 190.4675 | 170.2499 | 0 | 0 | 209120.1375 | 365492.2442
295 | FortisAlberta | 58980.5488 | 23748.1427 | 33635.1202 | 8625.2275 | 19.6558 | 121.2877 | 258.6886 | 0 | 0 | 151501.2983 | 276889.9697 | 60206.2486 | 27759.7494 | 44176.5675 | 8625.2275 | 19.6558 | 121.2877 | 172.4591 | 0 | 0 | 151501.2983 | 292582.4939
296 | FortisAlberta | 39702.8234 | 24103.1263 | 33571.2784 | 6805.6275 | 5.9242 | 118.3734 | 173.5152 | 56.8467 | 0 | 123666.74 | 228204.255 | 40406.9062 | 28190.9858 | 43976.4418 | 6805.6275 | 5.9242 | 118.3734 | 115.6768 | 56.8467 | 0 | 123666.74 | 243343.5223
297 | FortisAlberta | 77145.319 | 26122.4028 | 40905.6918 | 15360.2808 | 20.225 | 229.2456 | 304.116 | 0 | 0 | 257528.6625 | 417615.9435 | 78515.9107 | 30204.8932 | 54814.0435 | 15360.2808 | 20.225 | 229.2456 | 202.744 | 0 | 0 | 257528.6625 | 436876.0054
298 | FortisAlberta | 13249.3014 | 22769.8244 | 16863.8083 | 2020.19 | 0 | 21.832 | 46.5705 | 0 | 0 | 33545.3 | 88516.8266 | 13542.4764 | 26941.6247 | 20436.371 | 2020.19 | 0 | 21.832 | 31.047 | 0 | 0 | 33545.3 | 96538.841
299 | FortisAlberta | 81983.9107 | 27249.9016 | 41295.9866 | 17498.115 | 18.6292 | 271.0182 | 318.1896 | 0 | 0 | 292930.8042 | 461566.5551 | 83350.2186 | 31398.7677 | 55287.7302 | 17498.115 | 18.6292 | 271.0182 | 212.1264 | 0 | 0 | 292930.8042 | 480967.4095
300 | FortisAlberta | 77403.7731 | 26763.8079 | 35285.8778 | 16003.0867 | 20.025 | 242.0526 | 287.4332 | 0 | 0 | 267220.145 | 423226.2012 | 78739.2949 | 30921.807 | 46383.0942 | 16003.0867 | 20.025 | 242.0526 | 191.6221 | 0 | 0 | 267220.145 | 439721.1276
301 | FortisAlberta | 82547.4469 | 26527.073 | 41496.2242 | 13870.2175 | 17.1567 | 217.6629 | 332.2428 | 20.3733 | 0 | 237174.5175 | 402202.9148 | 84105.058 | 30724.9497 | 55530.7514 | 13870.2175 | 17.1567 | 217.6629 | 221.4952 | 20.3733 | 0 | 237174.5175 | 421882.1822
302 | FortisAlberta | 72735.9477 | 26594.5943 | 18798.7945 | 14719.9208 | 18.7808 | 217.9598 | 253.7159 | 0 | 0 | 244289.9058 | 377629.6196 | 74022.2145 | 30804.0423 | 23018.55 | 14719.9208 | 18.7808 | 217.9598 | 169.1439 | 0 | 0 | 244289.9058 | 387260.518
303 | FortisAlberta | 79770.7054 | 26629.6323 | 41887.88 | 14196.94 | 22.4358 | 200.4507 | 274.1023 | 0 | 0 | 237690.0325 | 400672.179 | 81308.5046 | 30905.9421 | 56006.09 | 14196.94 | 22.4358 | 200.4507 | 182.7348 | 0 | 0 | 237690.0325 | 420513.1306
304 | FortisAlberta | 71182.9325 | 27013.9741 | 42301.52 | 13723.8967 | 22.6317 | 198.1359 | 249.3942 | 0 | 0 | 230397.5733 | 385090.0584 | 72491.7125 | 31369.9469 | 56508.11 | 13723.8967 | 22.6317 | 198.1359 | 166.2628 | 0 | 0 | 230397.5733 | 404878.2698
305 | FortisAlberta | 62778.2887 | 25837.712 | 36406.4581 | 11772.6508 | 21.9733 | 123.8936 | 299.4627 | 0 | 0 | 182368.5458 | 319608.9851 | 64100.0547 | 30230.0864 | 47748.4255 | 11772.6508 | 21.9733 | 123.8936 | 199.6418 | 0 | 0 | 182368.5458 | 336565.2719
306 | FortisAlberta | 42577.4595 | 26244.8876 | 42487.658 | 9048.4542 | 12.1167 | 142.9539 | 186.6184 | 352.5567 | 0 | 155370.3567 | 276423.0616 | 43279.7773 | 30647.5368 | 56734.019 | 9048.4542 | 12.1167 | 142.9539 | 124.4122 | 352.5567 | 0 | 155370.3567 | 295712.1835
307 | FortisAlberta | 1311.8583 | 24126.5013 | 42784.1 | 259.2758 | 0.625 | 3.7185 | 7.5072 | 0.0033333 | 0 | 4550.875 | 73044.4644 | 1335.7578 | 28613.7576 | 57093.8 | 259.2758 | 0.625 | 3.7185 | 5.0048 | 0.0033333 | 0 | 4550.875 | 91862.8178
308 | FortisAlberta | 70619.9588 | 27645.5613 | 43128.8 | 12652.4283 | 17.4717 | 185.6271 | 261.6739 | 0 | 0 | 213651.7733 | 368163.2945 | 71954.4346 | 32162.4359 | 57512.15 | 12652.4283 | 17.4717 | 185.6271 | 174.4493 | 0 | 0 | 213651.7733 | 388310.7702
309 | FortisAlberta | 72476.7387 | 29350.9108 | 11489.3249 | 14275.8092 | 13.3833 | 234.9964 | 373.428 | 127.4367 | 0 | 245564.7492 | 373906.7771 | 73699.737 | 34015.7674 | 12822.4278 | 14275.8092 | 13.3833 | 234.9964 | 248.952 | 127.4367 | 0 | 245564.7492 | 381003.2589
310 | FortisAlberta | 81598.4247 | 30344.2225 | 44576.54 | 16974.625 | 23.4833 | 255.3105 | 287.3397 | 0 | 0 | 286728.8042 | 460788.7499 | 83005.8579 | 35124.3604 | 59269.22 | 16974.625 | 23.4833 | 255.3105 | 191.5598 | 0 | 0 | 286728.8042 | 481573.221
311 | FortisAlberta | 119398.2526 | 32634.547 | 26868.3212 | 24344.1442 | 30.2267 | 376.9833 | 397.9234 | 296.8 | 0 | 408670.2717 | 613017.4701 | 121446.4597 | 37422.6588 | 33650.8755 | 24344.1442 | 30.2267 | 376.9833 | 265.2823 | 296.8 | 0 | 408670.2717 | 626503.7021
312 | FortisAlberta | 117475.5262 | 31584.8608 | 44864.5191 | 21520.7917 | 29.6008 | 309.6217 | 399.2288 | 526.7733 | 0 | 352121.9192 | 568832.8416 | 119692.6675 | 36409.2761 | 59618.7299 | 21520.7917 | 29.6008 | 309.6217 | 266.1525 | 526.7733 | 0 | 352121.9192 | 590495.5326
313 | FortisAlberta | 79056.031 | 30251.1245 | 45197 | 14169.1508 | 16.7908 | 213.3549 | 298.3355 | 0 | 0 | 240352.8458 | 409554.6334 | 80531.625 | 35158.4535 | 60022.25 | 14169.1508 | 16.7908 | 213.3549 | 198.8903 | 0 | 0 | 240352.8458 | 430663.3612
314 | FortisAlberta | 68129.9538 | 32239.4764 | 45920.87 | 17442.25 | 21.7092 | 284.9219 | 352.2323 | 237.2633 | 0 | 300002.5583 | 464631.2352 | 69068.6966 | 37271.092 | 60900.785 | 17442.25 | 21.7092 | 284.9219 | 234.8215 | 237.2633 | 0 | 300002.5583 | 485464.0979
315 | FortisAlberta | 84886.4385 | 31217.3121 | 46024.28 | 15372.6492 | 21.47 | 220.076 | 305.7949 | 0 | 0 | 254461.7967 | 432509.8173 | 86500.5534 | 36281.6969 | 61026.29 | 15372.6492 | 21.47 | 220.076 | 203.8632 | 0 | 0 | 254461.7967 | 454088.3953
316 | FortisAlberta | 97180.3938 | 33023.3587 | 46231.1 | 20200.4667 | 24.4983 | 311.67 | 398.1956 | 0 | 0 | 341882.9367 | 539252.6198 | 98831.5331 | 38109.0247 | 61277.3 | 20200.4667 | 24.4983 | 311.67 | 265.4637 | 0 | 0 | 341882.9367 | 560902.8932
317 | FortisAlberta | 79329.9087 | 31637.3994 | 46329.8833 | 15526.9133 | 17.3675 | 226.1893 | 323.7149 | 0 | 0 | 259803.7625 | 433195.1389 | 80770.7677 | 36759.0757 | 61397.1897 | 15526.9133 | 17.3675 | 226.1893 | 215.8099 | 0 | 0 | 259803.7625 | 454717.0756
318 | FortisAlberta | 104054.3317 | 33510.9083 | 46851.56 | 20538.425 | 30.8575 | 303.085 | 373.1853 | 0 | 0 | 345001.4508 | 550663.8036 | 105923.1724 | 38717.0913 | 62030.33 | 20538.425 | 30.8575 | 303.085 | 248.7902 | 0 | 0 | 345001.4508 | 572793.2022
319 | FortisAlberta | 90973.607 | 32430.7329 | 47058.38 | 16297.7233 | 23.945 | 228.8042 | 308.6471 | 0 | 0 | 270174.3442 | 457496.1837 | 92726.7059 | 37691.3721 | 62281.34 | 16297.7233 | 23.945 | 228.8042 | 205.7647 | 0 | 0 | 270174.3442 | 479629.9994
320 | FortisAlberta | 48705.4182 | 31209.857 | 47223.836 | 10048.8517 | 14.3175 | 148.8775 | 175.9057 | 0 | 0 | 168215.4808 | 305742.5444 | 49557.0837 | 36518.1615 | 62482.148 | 10048.8517 | 14.3175 | 148.8775 | 117.2705 | 0 | 0 | 168215.4808 | 327102.1912
321 | FortisAlberta | 113834.771 | 34787.4941 | 43437.3838 | 22766.1983 | 33.3783 | 341.5217 | 390.5276 | 0 | 0 | 384591.82 | 600183.0949 | 115846.4956 | 40099.3539 | 56816.3172 | 22766.1983 | 33.3783 | 341.5217 | 260.3517 | 0 | 0 | 384591.82 | 620755.4367
322 | FortisAlberta | 90377.8958 | 34100.0209 | 48569.9819 | 16579.8142 | 23.4458 | 235.5606 | 326.1521 | 0 | 0 | 273758.8 | 463971.6712 | 92092.321 | 39648.7364 | 64115.9169 | 16579.8142 | 23.4458 | 235.5606 | 217.4347 | 0 | 0 | 273758.8 | 486672.0296
323 | FortisAlberta | 121531.569 | 35412.9104 | 19262.8677 | 21883.3175 | 30.5 | 304.8506 | 415.9 | 0 | 0 | 359870.335 | 558712.2502 | 123876.1967 | 40967.7709 | 22844.979 | 21883.3175 | 30.5 | 304.8506 | 277.2667 | 0 | 0 | 359870.335 | 570055.2164
324 | FortisAlberta | 99783.0479 | 35359.1846 | 48712.94 | 19891.7358 | 28.085 | 299.4922 | 338.9751 | 0 | 0 | 335229.5625 | 539643.0231 | 101546.0248 | 40922.4862 | 64289.42 | 19891.7358 | 28.085 | 299.4922 | 225.9834 | 0 | 0 | 335229.5625 | 562432.7899
325 | FortisAlberta | 99344.2313 | 35002.7248 | 48816.35 | 19083.945 | 25 | 272.9052 | 385.9479 | 0 | 0 | 314630.2917 | 517561.3958 | 101182.7048 | 40591.1438 | 64414.925 | 19083.945 | 25 | 272.9052 | 257.2986 | 0 | 0 | 314630.2917 | 540458.2141
326 | FortisAlberta | 102721.6467 | 35063.7586 | 48852.9174 | 19192.8583 | 21.8508 | 274.2555 | 339.3479 | 0 | 0 | 311957.6467 | 518424.282 | 104648.74 | 40658.9091 | 64459.3055 | 19192.8583 | 21.8508 | 274.2555 | 226.2319 | 0 | 0 | 311957.6467 | 541439.7979
327 | FortisAlberta | 29497.476 | 31595.6339 | 46500.2707 | 7830.9617 | 25.7375 | 72.9275 | 242.5418 | 54.2667 | 0 | 105178.2033 | 220998.0191 | 30070.057 | 37237.5749 | 60966.321 | 7830.9617 | 25.7375 | 72.9275 | 161.6945 | 54.2667 | 0 | 105178.2033 | 241597.7441
328 | FortisAlberta | 113311.4679 | 37863.1462 | 49021.537 | 26700.2233 | 29.7867 | 425.1918 | 461.4529 | 0 | 0 | 451742.5192 | 679555.325 | 115033.1284 | 43460.3952 | 64663.9531 | 26700.2233 | 29.7867 | 425.1918 | 307.6352 | 0 | 0 | 451742.5192 | 702362.833
329 | FortisAlberta | 121038.162 | 35989.086 | 49105.898 | 21868.1483 | 29.7467 | 312.5102 | 405.9092 | 0 | 0 | 363377.725 | 592127.1853 | 123343.9596 | 41625.0239 | 64766.339 | 21868.1483 | 29.7467 | 312.5102 | 270.6061 | 0 | 0 | 363377.725 | 615594.0589
330 | FortisAlberta | 113444.6768 | 35848.6491 | 49126.58 | 20994.77 | 30.0492 | 303.2189 | 376.0538 | 0 | 0 | 349961.3267 | 570085.3245 | 115571.8371 | 41490.4053 | 64791.44 | 20994.77 | 30.0492 | 303.2189 | 250.7025 | 0 | 0 | 349961.3267 | 593393.7497
331 | FortisAlberta | 107419.7408 | 37386.8237 | 50009.4532 | 22535.6767 | 28.255 | 339.533 | 402.9603 | 0 | 0 | 377521.225 | 595643.6678 | 109261.2439 | 43190.3616 | 65862.9515 | 22535.6767 | 28.255 | 339.533 | 268.6402 | 0 | 0 | 377521.225 | 619007.8869
332 | FortisAlberta | 139836.6793 | 39101.3895 | 50133.7359 | 28165.6533 | 34.4908 | 430.739 | 482.3379 | 0 | 0 | 468274.7125 | 726459.7383 | 142270.9954 | 44910.4826 | 66013.789 | 28165.6533 | 34.4908 | 430.739 | 321.5586 | 0 | 0 | 468274.7125 | 750422.4213
333 | FortisAlberta | 103575.7019 | 36569.157 | 50906.8961 | 17692.7067 | 26.795 | 239.5944 | 374.6043 | 5.3267 | 0 | 287744.7725 | 497135.5545 | 105640.5175 | 42564.5167 | 66952.1457 | 17692.7067 | 26.795 | 239.5944 | 249.7362 | 5.3267 | 0 | 287744.7725 | 521116.1114
334 | FortisAlberta | 121133.9099 | 38555.7673 | 50987.96 | 23600.125 | 34.8758 | 348.9849 | 407.0902 | 0 | 0 | 396634.385 | 631703.0982 | 123322.1832 | 44544.7703 | 67050.53 | 23600.125 | 34.8758 | 348.9849 | 271.3935 | 0 | 0 | 396634.385 | 655807.2477
335 | FortisAlberta | 103668.5174 | 38076.1587 | 51069.3617 | 21337.275 | 28.6517 | 315.3203 | 381.4062 | 0 | 0 | 358426.5467 | 573303.2376 | 105486.4182 | 44091.6946 | 67146.8383 | 21337.275 | 28.6517 | 315.3203 | 254.2708 | 0 | 0 | 358426.5467 | 597087.0156
336 | FortisAlberta | 106743.7515 | 38415.1699 | 51194.78 | 21846.7075 | 30.4983 | 328.7029 | 361.9302 | 0 | 0 | 367737.2633 | 586658.8036 | 108602.306 | 44447.8293 | 67301.54 | 21846.7075 | 30.4983 | 328.7029 | 241.2868 | 0 | 0 | 367737.2633 | 610536.1342
337 | FortisAlberta | 112320.9371 | 37863.9317 | 51310.3368 | 20370.5475 | 28.3292 | 290.205 | 384.4548 | 0 | 0 | 336814.7767 | 559383.5186 | 114460.0047 | 43926.4164 | 67441.7871 | 20370.5475 | 28.3292 | 290.205 | 256.3032 | 0 | 0 | 336814.7767 | 583588.3697
338 | FortisAlberta | 134571.7947 | 38822.9609 | 51450.0693 | 24138.0442 | 36.15 | 337.0779 | 443.1828 | 0 | 0 | 400665.4983 | 650464.7781 | 137169.5898 | 44902.8258 | 67611.3755 | 24138.0442 | 36.15 | 337.0779 | 295.4552 | 0 | 0 | 400665.4983 | 675156.0167
339 | FortisAlberta | 53941.1111 | 35561.5635 | 51608.42 | 9494.5108 | 12.9117 | 140.2991 | 230.6539 | 0 | 0 | 159134.2025 | 310123.6726 | 54965.3128 | 41711.1037 | 67803.56 | 9494.5108 | 12.9117 | 140.2991 | 153.7693 | 0 | 0 | 159134.2025 | 333415.6698
340 | FortisAlberta | 125261.3957 | 39207.5145 | 51608.42 | 23915.0492 | 32.9433 | 349.8365 | 434.9004 | 0 | 0 | 398578.81 | 639388.8696 | 127560.6008 | 45315.1472 | 67803.56 | 23915.0492 | 32.9433 | 349.8365 | 289.9336 | 0 | 0 | 398578.81 | 663845.8806
341 | FortisAlberta | 108772.6778 | 39057.7507 | 51976.4252 | 21976.1225 | 26.7083 | 319.5182 | 409.9553 | 172.03 | 0 | 358874.7367 | 581585.9248 | 110717.3997 | 45241.9093 | 68250.1947 | 21976.1225 | 26.7083 | 319.5182 | 273.3035 | 172.03 | 0 | 358874.7367 | 605851.923
342 | FortisAlberta | 58435.4314 | 37125.1899 | 49848.512 | 11916.9417 | 15.7433 | 205.7592 | 322.052 | 0 | 0 | 212905.535 | 370775.1645 | 59367.8261 | 43340.838 | 65086.9154 | 11916.9417 | 15.7433 | 205.7592 | 214.7014 | 0 | 0 | 212905.535 | 393054.2601
343 | FortisAlberta | 122275.8357 | 39679.8694 | 52435.7 | 22816.335 | 33.6817 | 328.1764 | 411.4779 | 0 | 0 | 380709.6133 | 618690.6893 | 124564.1277 | 45950.2341 | 68807.6 | 22816.335 | 33.6817 | 328.1764 | 274.3186 | 0 | 0 | 380709.6133 | 643484.0868
344 | FortisAlberta | 108484.0181 | 38979.4182 | 29323.444 | 19657.5658 | 28.9567 | 275.7189 | 388.4559 | 0 | 0 | 325495.4483 | 522633.0258 | 110565.0787 | 45299.8744 | 36058.14 | 19657.5658 | 28.9567 | 275.7189 | 258.9706 | 0 | 0 | 325495.4483 | 537639.7534
345 | FortisAlberta | 40334.9312 | 38256.7612 | 51407.4848 | 9904.2 | 10.8308 | 221.6492 | 435.7045 | 0 | 0 | 191075.4558 | 331647.0176 | 40716.1991 | 44628.7216 | 67172.9501 | 9904.2 | 10.8308 | 221.6492 | 290.4696 | 0 | 0 | 191075.4558 | 354020.4763
346 | FortisAlberta | 128416.5376 | 40834.1062 | 52934.4298 | 25269.4217 | 33.685 | 365.0884 | 440.7792 | 0 | 0 | 416132.565 | 664426.6129 | 130752.4399 | 47192.5808 | 69412.8904 | 25269.4217 | 33.685 | 365.0884 | 293.8528 | 0 | 0 | 416132.565 | 689452.524
347 | FortisAlberta | 32471.0795 | 36902.7215 | 53467.5778 | 8157.1042 | 28.7192 | 107.6927 | 463.0664 | 0 | 0 | 138578.8075 | 270176.7687 | 33011.0704 | 43414.7575 | 70059.953 | 8157.1042 | 28.7192 | 107.6927 | 308.7109 | 0 | 0 | 138578.8075 | 293666.8154
348 | FortisAlberta | 110032.1363 | 40412.4854 | 53958.0441 | 20083.6458 | 28.7283 | 280.4673 | 425.1419 | 0 | 0 | 333464.4067 | 558685.0559 | 112140.2136 | 46983.8765 | 70655.2143 | 20083.6458 | 28.7283 | 280.4673 | 283.428 | 0 | 0 | 333464.4067 | 583919.9805
349 | FortisAlberta | 80624.9673 | 43013.5653 | 54846.2208 | 21209.4058 | 23.0917 | 377.555 | 556.1627 | 0 | 0 | 381459.4883 | 582110.4571 | 81602.8518 | 49735.5988 | 71733.1625 | 21209.4058 | 23.0917 | 377.555 | 370.7752 | 0 | 0 | 381459.4883 | 606511.9291
350 | FortisAlberta | 94275.9369 | 41156.4916 | 54917.54 | 17649.0142 | 27.8108 | 266.6191 | 375.8071 | 0 | 0 | 297333.0875 | 506002.3071 | 95995.4573 | 47914.3678 | 71819.72 | 17649.0142 | 27.8108 | 266.6191 | 250.538 | 0 | 0 | 297333.0875 | 531256.6146
351 | FortisAlberta | 22173.2065 | 37431.6955 | 34244.8534 | 3453.88 | 0.013333 | 37.3149 | 86.9057 | 64.4467 | 0 | 57264.0783 | 154756.3943 | 22661.2821 | 44284.8782 | 42454.8532 | 3453.88 | 0.013333 | 37.3149 | 57.9371 | 64.4467 | 0 | 57264.0783 | 170278.6839
352 | FortisAlberta | 67741.7834 | 39495.5997 | 26605.8607 | 11158.2883 | 14.3392 | 154.9167 | 333.6203 | 0 | 0 | 182812.185 | 328316.5933 | 69098.1206 | 46328.5509 | 32079.9289 | 11158.2883 | 14.3392 | 154.9167 | 222.4135 | 0 | 0 | 182812.185 | 341868.7431
353 | FortisAlberta | 144953.9736 | 45238.5319 | 23673.7325 | 32975.2583 | 44.045 | 476.1342 | 543.8966 | 38.3067 | 0 | 540386.22 | 788330.0988 | 147379.7518 | 52035.9167 | 28081.4804 | 32975.2583 | 44.045 | 476.1342 | 362.5977 | 38.3067 | 0 | 540386.22 | 801779.7108
354 | FortisAlberta | 65578.9166 | 40688.7564 | 45122.4449 | 12773.6542 | 12.1608 | 210.9504 | 416.4047 | 0 | 0 | 220819.5983 | 385622.8863 | 66691.0558 | 47551.194 | 57698.7332 | 12773.6542 | 12.1608 | 210.9504 | 277.6031 | 0 | 0 | 220819.5983 | 406034.9497
355 | FortisAlberta | 8029.009 | 37645.354 | 39619.3701 | 1236.28 | 0 | 11.4805 | 352.3904 | 114.5767 | 0 | 16091.8892 | 103100.3498 | 8212.4354 | 44627.3991 | 49796.5547 | 1236.28 | 0 | 11.4805 | 234.9269 | 114.5767 | 0 | 16091.8892 | 120325.5424
356 | FortisAlberta | 160566.3463 | 45728.069 | 56034.0212 | 31470.4142 | 44.66 | 463.4845 | 569.6564 | 0 | 0 | 527779.5742 | 822656.2258 | 163464.0132 | 52660.3457 | 73174.7531 | 31470.4142 | 44.66 | 463.4845 | 379.7709 | 0 | 0 | 527779.5742 | 849437.0158
357 | FortisAlberta | 144727.2138 | 44038.8961 | 56065.9272 | 26046.0025 | 37.9133 | 364.5233 | 494.3146 | 0 | 0 | 431091.705 | 702866.4958 | 147514.4357 | 50997.0741 | 73213.4763 | 26046.0025 | 37.9133 | 364.5233 | 329.5431 | 0 | 0 | 431091.705 | 729594.6733
358 | FortisAlberta | 75484.354 | 40837.6533 | 56092.5341 | 12705.345 | 13.4183 | 178.9741 | 284.7237 | 0 | 0 | 203916.605 | 389513.6075 | 76974.791 | 47838.0356 | 73245.7681 | 12705.345 | 13.4183 | 178.9741 | 189.8158 | 0 | 0 | 203916.605 | 415062.7529
359 | FortisAlberta | 39318.2897 | 39870.457 | 56158.46 | 8354.015 | 19.53 | 119.4987 | 155.9373 | 0 | 0 | 143691.1042 | 287687.2919 | 40008.069 | 46895.3573 | 73325.78 | 8354.015 | 19.53 | 119.4987 | 103.9582 | 0 | 0 | 143691.1042 | 312517.3123
360 | FortisAlberta | 147788.5124 | 45492.7933 | 57399.38 | 26588.8508 | 38.4592 | 369.4111 | 490.2488 | 0 | 0 | 438580.465 | 716748.1206 | 150643.9892 | 52705.3111 | 74831.84 | 26588.8508 | 38.4592 | 369.4111 | 326.8325 | 0 | 0 | 438580.465 | 744085.1589
361 | FortisAlberta | 127418.5165 | 45386.5057 | 57483.0157 | 24097.1067 | 38.4733 | 358.3684 | 516.9283 | 0 | 0 | 405513.2483 | 660812.1629 | 129749.0557 | 52617.2458 | 74933.3457 | 24097.1067 | 38.4733 | 358.3684 | 344.6189 | 0 | 0 | 405513.2483 | 687651.4627
362 | FortisAlberta | 157946.7093 | 46191.0144 | 57797.7605 | 27406.7542 | 38.5533 | 386.0356 | 528.5009 | 0 | 0 | 453530.0083 | 743825.3365 | 161027.3381 | 53476.4856 | 75315.3401 | 27406.7542 | 38.5533 | 386.0356 | 352.3339 | 0 | 0 | 453530.0083 | 771532.8491
363 | FortisAlberta | 92797.9756 | 45130.7552 | 57726.8838 | 20003.9108 | 28.6183 | 320.7548 | 600.0965 | 0 | 0 | 346465.7075 | 563074.7026 | 94298.4238 | 52443.3884 | 75212.9922 | 20003.9108 | 28.6183 | 320.7548 | 400.0643 | 0 | 0 | 346465.7075 | 589173.8601
364 | FortisAlberta | 89153.3115 | 44865.1453 | 58426.53 | 17968.5142 | 24.1233 | 272.3308 | 296.326 | 0 | 0 | 303249.5175 | 514255.7986 | 90712.8558 | 52295.0791 | 76077.67 | 17968.5142 | 24.1233 | 272.3308 | 197.5507 | 0 | 0 | 303249.5175 | 540797.6414
365 | FortisAlberta | 127547.0189 | 46474.8519 | 58570.8 | 22986.455 | 24.9517 | 352.6409 | 473.8232 | 60.9867 | 0 | 382095.5658 | 638587.0941 | 129899.9678 | 53928.3237 | 76245.7 | 22986.455 | 24.9517 | 352.6409 | 315.8821 | 60.9867 | 0 | 382095.5658 | 665910.4737
366 | FortisAlberta | 96505.8413 | 44598.8179 | 58832.4019 | 16044.2592 | 19.6717 | 222.6977 | 343.6272 | 0 | 0 | 259663.825 | 476231.1419 | 98431.504 | 52150.0842 | 76550.3854 | 16044.2592 | 19.6717 | 222.6977 | 229.0848 | 0 | 0 | 259663.825 | 503311.5121
367 | FortisAlberta | 104285.4396 | 46367.1184 | 59003.61 | 20763.1233 | 25.0458 | 309.8442 | 369.2402 | 0 | 0 | 346143.9517 | 577267.3732 | 106138.3811 | 53947.9495 | 76749.79 | 20763.1233 | 25.0458 | 309.8442 | 246.1601 | 0 | 0 | 346143.9517 | 604324.2458
368 | FortisAlberta | 99126.0718 | 46031.6323 | 59095.7862 | 19153.9283 | 19.295 | 280.6535 | 618.7369 | 0 | 0 | 313750.655 | 538076.759 | 100933.0075 | 53650.4634 | 76853.0994 | 19153.9283 | 19.295 | 280.6535 | 412.4913 | 0 | 0 | 313750.655 | 565053.5934
369 | FortisAlberta | 117809.807 | 48377.315 | 59984.6981 | 23242.39 | 27.32 | 342.3966 | 471.9998 | 0 | 0 | 380844.4733 | 631100.3997 | 119928.1857 | 56220.93 | 77892.4547 | 23242.39 | 27.32 | 342.3966 | 314.6665 | 0 | 0 | 380844.4733 | 658812.8168
370 | FortisAlberta | 662.0937 | 43671.6998 | 21648.2706 | 753.245 | 0.0066667 | 26.2736 | 286.5118 | 1047.2967 | -20667.8135 | 18294.6242 | 65722.2085 | 593.7824 | 51726.8086 | 24642.3992 | 753.245 | 0.0066667 | 26.2736 | 191.0079 | 1047.2967 | -23418.1931 | 18294.6242 | 73857.2511
371 | FortisAlberta | 93535.2081 | 48955.1006 | 61600.47 | 16771.6533 | 26.355 | 238.9477 | 329.8828 | 0 | 0 | 281533.5475 | 502991.165 | 95325.4776 | 57262.911 | 79774.33 | 16771.6533 | 26.355 | 238.9477 | 219.9219 | 0 | 0 | 281533.5475 | 531153.1441
372 | FortisAlberta | 148245.7527 | 52466.1536 | 61600.47 | 29945.1775 | 44.5967 | 440.7324 | 550.4901 | 0 | 0 | 498050.5983 | 791343.9713 | 150878.8675 | 60733.6072 | 79774.33 | 29945.1775 | 44.5967 | 440.7324 | 366.9934 | 0 | 0 | 498050.5983 | 820234.9029
373 | FortisAlberta | 164632.4525 | 52976.3119 | 62423.6149 | 29025.0242 | 41.6517 | 400.4338 | 568.0419 | 0 | 0 | 478594.6225 | 788662.1533 | 167849.8803 | 61477.7663 | 80733.0397 | 29025.0242 | 41.6517 | 400.4338 | 378.6946 | 0 | 0 | 478594.6225 | 818501.113
374 | FortisAlberta | 154914.3432 | 52896.0413 | 62466.09 | 28346.1717 | 42.6525 | 392.2282 | 535.1816 | 0 | 0 | 465933.2092 | 765525.9177 | 157891.0107 | 61410.7957 | 80782.51 | 28346.1717 | 42.6525 | 392.2282 | 356.7878 | 0 | 0 | 465933.2092 | 795155.3657
375 | FortisAlberta | 152963.8075 | 53386.6155 | 63043.17 | 26641.7825 | 39.2108 | 371.6153 | 573.9231 | 0 | 0 | 439403.4117 | 736423.5362 | 155954.6336 | 62063.8924 | 81454.63 | 26641.7825 | 39.2108 | 371.6153 | 382.6154 | 0 | 0 | 439403.4117 | 766311.7917
376 | FortisAlberta | 196023.4428 | 56728.5033 | 63444.985 | 37274.535 | 53.9025 | 529.694 | 665.4384 | 0 | 0 | 617490.0033 | 972210.5043 | 199680.0463 | 65484.4568 | 81922.6204 | 37274.535 | 53.9025 | 529.694 | 443.6256 | 0 | 0 | 617490.0033 | 1002878.8839
377 | FortisAlberta | 198024.3736 | 56234.7379 | 63470.9637 | 35766.7333 | 51.4983 | 499.1195 | 645.9529 | 0 | 0 | 590290.3867 | 944983.766 | 201836.8398 | 65003.9371 | 81952.8775 | 35766.7333 | 51.4983 | 499.1195 | 430.6353 | 0 | 0 | 590290.3867 | 975832.0276
378 | FortisAlberta | 179842.9942 | 55299.6167 | 63494.6555 | 31496.7592 | 41.7633 | 443.3732 | 602.3853 | 0 | 0 | 521920.5492 | 853142.0965 | 183338.1047 | 64086.4682 | 81980.4712 | 31496.7592 | 41.7633 | 443.3732 | 401.5902 | 0 | 0 | 521920.5492 | 883709.0791
379 | FortisAlberta | 210286.0351 | 56354.7488 | 63535.1207 | 36289.2742 | 48.8833 | 500.5906 | 697.908 | 0 | 0 | 595728.3808 | 963440.9416 | 214431.5381 | 65141.264 | 82027.6006 | 36289.2742 | 48.8833 | 500.5906 | 465.272 | 0 | 0 | 595728.3808 | 994632.8037
380 | FortisAlberta | 183946.5387 | 57632.2651 | 64033.4786 | 36364.905 | 55.2733 | 531.8621 | 623.2556 | 0 | 0 | 610571.7308 | 953759.3093 | 187263.2075 | 66549.3179 | 82608.0337 | 36364.905 | 55.2733 | 531.8621 | 415.5038 | 0 | 0 | 610571.7308 | 984359.8342
381 | FortisAlberta | 166617.5243 | 58257.15 | 64239.4914 | 36222.3475 | 50.6217 | 550.3514 | 660.8401 | 0 | 0 | 610254.115 | 936852.4413 | 169395.7624 | 67227.0523 | 82847.975 | 36222.3475 | 50.6217 | 550.3514 | 440.5601 | 0 | 0 | 610254.115 | 966988.7854
382 | FortisAlberta | 167265.2944 | 56526.3053 | 64591.4206 | 31693.8608 | 45.7233 | 421.113 | 659.5794 | 0 | 0 | 509976.3967 | 831179.6934 | 170487.1474 | 65618.6548 | 83257.8639 | 31693.8608 | 45.7233 | 421.113 | 439.7196 | 0 | 0 | 509976.3967 | 861940.4794
383 | FortisAlberta | 106598.4103 | 55055.2819 | 30636.3968 | 20448.4092 | 29.0475 | 296.6915 | 376.8452 | 0 | 0 | 341966.3233 | 555407.4058 | 108558.4186 | 64301.9436 | 36112.73 | 20448.4092 | 29.0475 | 296.6915 | 251.2302 | 0 | 0 | 341966.3233 | 571964.7938
384 | FortisAlberta | 140109.7087 | 55823.0714 | 65107.0362 | 23981.2792 | 30.6117 | 337.0887 | 500.6126 | 0 | 0 | 392417.98 | 678307.3885 | 142860.0712 | 65073.7547 | 83858.3969 | 23981.2792 | 30.6117 | 337.0887 | 333.7418 | 0 | 0 | 392417.98 | 708892.9241
385 | FortisAlberta | 121675.8704 | 57346.7466 | 65640.03 | 25428.3442 | 36.4708 | 379.578 | 427.9746 | 0 | 0 | 427395.9733 | 698330.9879 | 123778.2918 | 66735.231 | 84479.17 | 25428.3442 | 36.4708 | 379.578 | 285.3164 | 0 | 0 | 427395.9733 | 728518.3755
386 | FortisAlberta | 46495.8975 | 53678.5136 | 65928.57 | 9661.8575 | 16.3308 | 144.3565 | 388.4151 | 5.72 | 0 | 163227.7567 | 339547.4178 | 47301.5714 | 63193.2423 | 84815.23 | 9661.8575 | 16.3308 | 144.3565 | 258.9434 | 5.72 | 0 | 163227.7567 | 368625.0086
387 | FortisAlberta | 210583.0227 | 61461.4264 | 66230.1885 | 40372.83 | 57.5192 | 566.1408 | 728.0447 | 0 | 0 | 664624.45 | 1044623.6224 | 214520.7602 | 70974.5881 | 85166.5224 | 40372.83 | 57.5192 | 566.1408 | 485.3631 | 0 | 0 | 664624.45 | 1076768.1738
388 | FortisAlberta | 185501.2311 | 61135.6459 | 66649.92 | 35033.5558 | 46.6125 | 511.9187 | 622.0118 | 0 | 0 | 586618.75 | 936119.6459 | 188926.443 | 70774.8622 | 85655.38 | 35033.5558 | 46.6125 | 511.9187 | 414.6745 | 0 | 0 | 586618.75 | 967982.1967
389 | FortisAlberta | 174682.5784 | 59787.6906 | 66937.4111 | 30092.4517 | 54.3108 | 410.1353 | 615.5213 | 0 | 0 | 498897.4192 | 831477.5184 | 178144.9875 | 69526.1756 | 85990.2184 | 30092.4517 | 54.3108 | 410.1353 | 410.3475 | 0 | 0 | 498897.4192 | 863526.046
390 | FortisAlberta | 103.2489 | 53315.7331 | 24059.5939 | 790.2467 | 1.1858 | 4.0972 | 59.3334 | 87.2067 | -23824.5885 | 6817.0358 | 61413.093 | 92.5962 | 63246.0517 | 26813.4034 | 790.2467 | 1.1858 | 4.0972 | 39.5556 | 87.2067 | -26519.9739 | 6817.0358 | 71371.4053
391 | FortisAlberta | 164219.3593 | 62680.8079 | 67515.54 | 34532.7608 | 45.3642 | 527.5108 | 611.8523 | 0 | 0 | 580736.1592 | 910869.3544 | 167006.7599 | 72554.5057 | 86663.56 | 34532.7608 | 45.3642 | 527.5108 | 407.9015 | 0 | 0 | 580736.1592 | 942474.5221
392 | FortisAlberta | 185308.471 | 63796.4553 | 67515.54 | 38844.0517 | 53.2008 | 591.6285 | 644.893 | 0 | 0 | 654989.895 | 1011744.1352 | 188465.7744 | 73657.3296 | 86663.56 | 38844.0517 | 53.2008 | 591.6285 | 429.9287 | 0 | 0 | 654989.895 | 1043695.3686
393 | FortisAlberta | 171750.5528 | 61666.8737 | 67616.2885 | 30702.7542 | 42.6925 | 460.7178 | 588.8201 | 0 | 0 | 520054.1517 | 852882.8513 | 174965.527 | 71581.5841 | 86780.901 | 30702.7542 | 42.6925 | 460.7178 | 392.5467 | 0 | 0 | 520054.1517 | 884980.875
394 | FortisAlberta | 88424.4015 | 58935.1734 | 68092.62 | 17466.8525 | 25.3367 | 263.4376 | 321.8885 | 0 | 0 | 296513.5208 | 530043.2309 | 89993.1577 | 69020.0859 | 87335.68 | 17466.8525 | 25.3367 | 263.4376 | 214.5923 | 0 | 0 | 296513.5208 | 560832.6635
395 | FortisAlberta | 197600.4395 | 63523.5541 | 68429.4495 | 35561.3817 | 49.9142 | 498.65 | 684.567 | 0 | 0 | 588089.9025 | 954437.8585 | 201402.7706 | 73653.8788 | 87727.9824 | 35561.3817 | 49.9142 | 498.65 | 456.378 | 0 | 0 | 588089.9025 | 987440.8581
396 | FortisAlberta | 156.1803 | 55620.1482 | 24426.3574 | 2232.4933 | 0 | 6.1976 | 266.1863 | 596.73 | 0 | 21294.2817 | 104598.5749 | 140.0664 | 65973.0486 | 27061.9567 | 2232.4933 | 0 | 6.1976 | 177.4576 | 596.73 | 0 | 21294.2817 | 117482.232
397 | FortisAlberta | 236284.6626 | 66972.8627 | 69057.6068 | 44737.0567 | 59.97 | 643.7594 | 797.2086 | 0 | 0 | 743670.1633 | 1162223.29 | 240674.9284 | 77246.5855 | 88459.5916 | 44737.0567 | 59.97 | 643.7594 | 531.4724 | 0 | 0 | 743670.1633 | 1196023.5273
398 | FortisAlberta | 75763.5283 | 63264.719 | 59442.6902 | 21735.7583 | 33.1092 | 416.4194 | 813.2885 | 0 | 0 | 385115.3858 | 606584.8987 | 76479.4155 | 73630.0869 | 74740.3791 | 21735.7583 | 33.1092 | 416.4194 | 542.1923 | 0 | 0 | 385115.3858 | 632692.7466
399 | FortisAlberta | 96722.2496 | 63330.3966 | 69808.9783 | 21698.0742 | 20.89 | 370.8745 | 555.0609 | 0 | 0 | 373701.2983 | 626207.8225 | 98165.7202 | 73864.9369 | 89334.7075 | 21698.0742 | 20.89 | 370.8745 | 370.0406 | 0 | 0 | 373701.2983 | 657526.5422
400 | FortisAlberta | 205715.7243 | 66465.744 | 69829.595 | 38674.8133 | 55.0992 | 549.3232 | 722.1569 | 0 | 0 | 642610.535 | 1024622.991 | 209574.7421 | 76970.2536 | 89358.7195 | 38674.8133 | 55.0992 | 549.3232 | 481.438 | 0 | 0 | 642610.535 | 1058274.9238
401 | FortisAlberta | 150446.4653 | 68696.6861 | 69905.7167 | 40030.7542 | 53.9467 | 671.1003 | 870.1583 | 60.9933 | 0 | 696070.4775 | 1026806.2984 | 152381.2962 | 79197.7345 | 89447.3777 | 40030.7542 | 53.9467 | 671.1003 | 580.1056 | 60.9933 | 0 | 696070.4775 | 1058493.786
402 | FortisAlberta | 250038.4861 | 70391.5168 | 70520.2499 | 48924.8383 | 72.6292 | 716.5298 | 862.9988 | 0 | 0 | 807348.9092 | 1248876.158 | 254568.0173 | 81052.1596 | 90163.1192 | 48924.8383 | 72.6292 | 716.5298 | 575.3325 | 0 | 0 | 807348.9092 | 1283421.5351
403 | FortisAlberta | 171728.8964 | 67166.5759 | 39246.9631 | 31785.9058 | 43.07 | 443.6653 | 595.4492 | 0 | 0 | 520358.1508 | 831368.6765 | 174999.4519 | 78165.8429 | 46754.04 | 31785.9058 | 43.07 | 443.6653 | 396.9661 | 0 | 0 | 520358.1508 | 852947.0929
404 | FortisAlberta | 237504.6955 | 72268.4367 | 62420.7689 | 49062.4083 | 65.945 | 735.5779 | 815.969 | 426.8833 | 0 | 822228.57 | 1245529.2547 | 241626.0924 | 83213.533 | 78372.1467 | 49062.4083 | 65.945 | 735.5779 | 543.9793 | 426.8833 | 0 | 822228.57 | 1276275.1361
405 | FortisAlberta | 165102.3343 | 66484.4555 | 71625.5836 | 28264.4375 | 38.3017 | 398.5018 | 568.127 | 0 | 0 | 467589.1917 | 800070.933 | 168339.0752 | 77512.1018 | 91450.4916 | 28264.4375 | 38.3017 | 398.5018 | 378.7513 | 0 | 0 | 467589.1917 | 833970.8526
406 | FortisAlberta | 102287.4311 | 65390.7579 | 71699.37 | 18926.7825 | 22.115 | 329.4051 | 717.6076 | 0 | 0 | 338241.8275 | 597615.2967 | 104020.8737 | 76452.4769 | 91536.43 | 18926.7825 | 22.115 | 329.4051 | 478.4051 | 0 | 0 | 338241.8275 | 630008.3157
407 | FortisAlberta | 188589.1156 | 70127.0958 | 71843.64 | 39267.2792 | 56.3517 | 589.4067 | 680.7143 | 19.5833 | 0 | 658710.6325 | 1029883.819 | 191844.1402 | 81176.4145 | 91704.46 | 39267.2792 | 56.3517 | 589.4067 | 453.8095 | 19.5833 | 0 | 658710.6325 | 1063822.0775
408 | FortisAlberta | 126489.9646 | 66667.7043 | 72460.2001 | 24418.4075 | 24.1792 | 338.4451 | 466.3206 | 1.95 | 0 | 384965.6233 | 675832.7947 | 128860.5521 | 77936.452 | 92422.5622 | 24418.4075 | 24.1792 | 338.4451 | 310.8804 | 1.95 | 0 | 384965.6233 | 709279.0517
409 | FortisAlberta | 255930.4132 | 72616.682 | 72949.0632 | 45412.5792 | 64.3808 | 638.9945 | 861.18 | 0 | 0 | 752806.81 | 1201280.1029 | 260877.7361 | 83959.5056 | 92991.9367 | 45412.5792 | 64.3808 | 638.9945 | 574.12 | 0 | 0 | 752806.81 | 1237326.0628
410 | FortisAlberta | 87377.8671 | 65931.4704 | 70995.4003 | 17896.2575 | 21.0308 | 250.665 | 348.4931 | 72.3833 | 0 | 285312.3275 | 528205.8949 | 88959.8632 | 77365.3374 | 90213.315 | 17896.2575 | 21.0308 | 250.665 | 232.3287 | 72.3833 | 0 | 285312.3275 | 560323.5084
411 | FortisAlberta | 73269.0882 | 65093.1367 | 56221.0205 | 13209.4025 | 2.9583 | 165.8797 | 502.3858 | 0 | 0 | 214127.0342 | 422590.9059 | 74741.6196 | 76662.7608 | 69499.49 | 13209.4025 | 2.9583 | 165.8797 | 334.9238 | 0 | 0 | 214127.0342 | 448744.0689
412 | FortisAlberta | 3914.5915 | 64168.7281 | 29288.2731 | 4552.3683 | 0.12917 | 27.3407 | 342.8255 | 1224.3633 | -28818.2622 | 58533.205 | 133233.5625 | 3932.3907 | 76043.2599 | 32764.04 | 4552.3683 | 0.12917 | 27.3407 | 228.5504 | 1224.3633 | -32177.1809 | 58533.205 | 145128.4666
413 | FortisAlberta | 235479.107 | 77104.7008 | 74440.5 | 50571.4433 | 67.2942 | 770.7874 | 852.3876 | 13.3633 | 0 | 848928.1625 | 1288227.7462 | 239428.6921 | 88830.5433 | 94729 | 50571.4433 | 67.2942 | 770.7874 | 568.2584 | 13.3633 | 0 | 848928.1625 | 1323907.5446
414 | FortisAlberta | 134870.0144 | 73926.6973 | 31707.331 | 27305.8525 | 35.7333 | 446.6035 | 583.0352 | 0 | 0 | 477797.7567 | 746673.024 | 137115.2046 | 86176.7366 | 35777.96 | 27305.8525 | 35.7333 | 446.6035 | 388.6901 | 0 | 0 | 477797.7567 | 765044.5373
415 | FortisAlberta | 95634.2976 | 73986.5906 | 78335.79 | 17032.0867 | 27.845 | 262.1391 | 530.4521 | 0 | 0 | 290316.2025 | 556125.4036 | 97406.0078 | 86883.3628 | 99265.81 | 17032.0867 | 27.845 | 262.1391 | 353.6348 | 0 | 0 | 290316.2025 | 591547.0886
416 | FortisAlberta | 294322.3723 | 85619.2089 | 79816.6554 | 55563.5175 | 80.9317 | 805.4353 | 964.7395 | 0 | 0 | 928634.25 | 1445807.1105 | 299779.3016 | 98813.7977 | 100990.5609 | 55563.5175 | 80.9317 | 805.4353 | 643.1597 | 0 | 0 | 928634.25 | 1485310.9543
417 | FortisAlberta | 296672.427 | 84660.9032 | 79946.851 | 53160.88 | 78.1692 | 739.3489 | 969.8802 | 0 | 0 | 877404.16 | 1393632.6194 | 302411.8305 | 97904.446 | 101142.1985 | 53160.88 | 78.1692 | 739.3489 | 646.5868 | 0 | 0 | 877404.16 | 1433487.6199
418 | FortisAlberta | 294073.195 | 85727.2444 | 80035.0445 | 55222.5992 | 73.0867 | 793.1738 | 1013.2535 | 0 | 0 | 912900.865 | 1429838.4621 | 299563.6522 | 98984.2301 | 101244.9168 | 55222.5992 | 73.0867 | 793.1738 | 675.5023 | 0 | 0 | 912900.865 | 1469458.0262
419 | FortisAlberta | 334060.1451 | 88012.9652 | 80939.0275 | 61099.675 | 86.1017 | 848.0822 | 1111.7122 | 0 | 0 | 1001772.335 | 1567930.0438 | 340471.5945 | 101507.0993 | 102297.7778 | 61099.675 | 86.1017 | 848.0822 | 741.1415 | 0 | 0 | 1001772.335 | 1608823.8069
420 | FortisAlberta | 253428.4638 | 86721.3871 | 81509.73 | 49396.275 | 69.3067 | 725.586 | 856.9466 | 0 | 0 | 824947.6342 | 1297655.3293 | 258021.5744 | 100396.6699 | 102962.47 | 49396.275 | 69.3067 | 725.586 | 571.2977 | 0 | 0 | 824947.6342 | 1337090.8139
421 | FortisAlberta | 288053.6406 | 90289.4055 | 82333.7821 | 58425.5133 | 73.5975 | 860.9499 | 970.9604 | 0 | 0 | 963061.0475 | 1484068.8968 | 293154.9405 | 104163.8058 | 103922.2362 | 58425.5133 | 73.5975 | 860.9499 | 647.3069 | 0 | 0 | 963061.0475 | 1524309.3975
422 | FortisAlberta | 200567.0731 | 87310.9805 | 83240.97 | 39346.7708 | 51.5592 | 613.05 | 693.6838 | 0 | 0 | 669166.4775 | 1080990.5649 | 204074.272 | 101483.9705 | 104978.83 | 39346.7708 | 51.5592 | 613.05 | 462.4559 | 0 | 0 | 669166.4775 | 1120177.3859
423 | FortisAlberta | 280546.3989 | 92301.0169 | 85693.56 | 49885 | 66.9625 | 692.4044 | 951.316 | 0 | 0 | 818228.6692 | 1328365.328 | 285996.087 | 107131.3361 | 107835.34 | 49885 | 66.9625 | 692.4044 | 634.2107 | 0 | 0 | 818228.6692 | 1370470.0098
424 | FortisAlberta | 265513.6988 | 93464.232 | 85700.1355 | 52129.6108 | 70.0075 | 758.6997 | 1065.8509 | 20.4933 | 0 | 867237.3758 | 1365960.1045 | 270330.7408 | 108283.0969 | 107842.9984 | 52129.6108 | 70.0075 | 758.6997 | 710.5673 | 20.4933 | 0 | 867237.3758 | 1407383.5907
425 | FortisAlberta | 370679.2822 | 99064.6997 | 86569.7897 | 69146.07 | 94.2342 | 1007.0142 | 1242.7998 | 0 | 0 | 1151652.7767 | 1779456.6663 | 377576.2233 | 114072.609 | 108855.877 | 69146.07 | 94.2342 | 1007.0142 | 828.5332 | 0 | 0 | 1151652.7767 | 1823233.3375
426 | FortisAlberta | 164488.702 | 92694.9829 | 86893.8391 | 35840.1742 | 45.9175 | 593.0289 | 856.065 | 38.0133 | 0 | 620038.2542 | 1001488.977 | 167067.6809 | 107941.1771 | 109170.8304 | 35840.1742 | 45.9175 | 593.0289 | 570.71 | 38.0133 | 0 | 620038.2542 | 1041305.7864
427 | FortisAlberta | 334731.2933 | 96327.8737 | 68574.4076 | 56271.5725 | 74.365 | 778.8228 | 1137.4815 | 0 | 0 | 923445.0875 | 1481340.9037 | 341389.4061 | 111611.5315 | 84011.4158 | 56271.5725 | 74.365 | 778.8228 | 758.321 | 0 | 0 | 923445.0875 | 1518340.5221
428 | FortisAlberta | 215869.1392 | 97051.1888 | 87857.61 | 46718.04 | 60.0642 | 782.3769 | 915.681 | 0 | 0 | 811724.0767 | 1260978.1768 | 219240.1701 | 112457.5134 | 110355.79 | 46718.04 | 60.0642 | 782.3769 | 610.454 | 0 | 0 | 811724.0767 | 1301948.4852
429 | FortisAlberta | 110079.527 | 91803.8735 | 89444.58 | 22977.1142 | 34.545 | 346.5881 | 572.6568 | 0 | 0 | 390446.285 | 705705.1696 | 111971.0809 | 107732.9559 | 112204.12 | 22977.1142 | 34.545 | 346.5881 | 381.7712 | 0 | 0 | 390446.285 | 746094.4603
430 | FortisAlberta | 282986.073 | 101570.0162 | 90310.2 | 57011.0567 | 95.5442 | 834.6504 | 1091.7948 | 95.4433 | 0 | 961001.585 | 1494996.3635 | 288034.372 | 117639.0861 | 113212.3 | 57011.0567 | 95.5442 | 834.6504 | 727.8632 | 95.4433 | 0 | 961001.585 | 1538651.9009
431 | FortisAlberta | 319250.1095 | 101591.8957 | 90887.28 | 56650.6892 | 79.7275 | 787.1009 | 1061.9397 | 0 | 0 | 935859.7125 | 1506168.455 | 325454.3502 | 117828.8755 | 113884.42 | 56650.6892 | 79.7275 | 787.1009 | 707.9598 | 0 | 0 | 935859.7125 | 1551252.8355
432 | FortisAlberta | 342532.2289 | 103448.9612 | 90912.5263 | 64059.1942 | 95.5433 | 888.024 | 1217.8578 | 0 | 0 | 1054556.5708 | 1657710.9065 | 349045.5507 | 119684.5956 | 113909.2973 | 64059.1942 | 95.5433 | 888.024 | 811.9052 | 0 | 0 | 1054556.5708 | 1703050.6811
433 | FortisAlberta | 198803.4031 | 99293.4021 | 91678.2191 | 38459.2975 | 54.4475 | 586.8122 | 1135.3558 | 0 | 0 | 653461.4917 | 1083472.429 | 202348.4405 | 115791.7509 | 114804.0195 | 38459.2975 | 54.4475 | 586.8122 | 756.9039 | 0 | 0 | 653461.4917 | 1126263.1636
434 | FortisAlberta | 297274.9942 | 105292.7534 | 86403.77 | 54963.9117 | 80.2533 | 804.5663 | 1120.1304 | 0 | 0 | 914309.0417 | 1460249.421 | 302816.1491 | 122159.8401 | 107285 | 54963.9117 | 80.2533 | 804.5663 | 746.7536 | 0 | 0 | 914309.0417 | 1503165.5158
435 | FortisAlberta | 198730.3122 | 101733.9499 | 94205.49 | 35066.54 | 55.4667 | 514.6253 | 741.5795 | 0 | 0 | 578614.2075 | 1009662.1711 | 202511.1489 | 118936.2249 | 117749.11 | 35066.54 | 55.4667 | 514.6253 | 494.3864 | 0 | 0 | 578614.2075 | 1053941.7096
436 | FortisAlberta | 225446.951 | 108848.3525 | 81088.11 | 48828.3133 | 46.1233 | 820.7216 | 1341.0424 | 0 | 0 | 858684.175 | 1325103.7892 | 228955.5855 | 126322.9663 | 99706.6597 | 48828.3133 | 46.1233 | 820.7216 | 894.0283 | 0 | 0 | 858684.175 | 1364258.573
437 | FortisAlberta | 261346.8206 | 111143.4489 | 96826.12 | 51188.6167 | 75.1225 | 762.5597 | 1002.9807 | 0 | 0 | 857456.2658 | 1379801.9349 | 266036.3235 | 129246.5369 | 120713.5 | 51188.6167 | 75.1225 | 762.5597 | 668.6538 | 0 | 0 | 857456.2658 | 1426147.5789
438 | FortisAlberta | 318390.219 | 115383.2383 | 96828.1171 | 63721.7942 | 81.7542 | 1005.9649 | 1257.7121 | 0 | 0 | 1084562.8333 | 1681231.6332 | 323849.7361 | 133438.4919 | 120715.7126 | 63721.7942 | 81.7542 | 1005.9649 | 838.4748 | 0 | 0 | 1084562.8333 | 1728214.7619
439 | FortisAlberta | 254478.4841 | 108115.6997 | 96919.54 | 44312.9708 | 57.8408 | 576.3494 | 1073.4967 | 0 | 0 | 709769.9525 | 1215304.3341 | 259592.1762 | 126295.6298 | 120817 | 44312.9708 | 57.8408 | 576.3494 | 715.6645 | 0 | 0 | 709769.9525 | 1262137.5841
440 | FortisAlberta | 327945.2158 | 116136.0215 | 97337.4789 | 62536.4625 | 66.9633 | 982.6998 | 1473.3862 | 0 | -77319.9789 | 1047150.8208 | 1576309.07 | 333744.6757 | 134411.8426 | 121280.0345 | 62536.4625 | 66.9633 | 982.6998 | 982.2575 | 0 | -96286.0345 | 1047150.8208 | 1604869.7223
441 | FortisAlberta | 421858.3987 | 121272.724 | 97910.5228 | 82663.5 | 118.9425 | 1203.0665 | 1416.6937 | 0 | 0 | 1378149.3525 | 2104593.2007 | 429519.7574 | 139747.3805 | 121914.9096 | 82663.5 | 118.9425 | 1203.0665 | 944.4625 | 0 | 0 | 1378149.3525 | 2154261.3714
442 | FortisAlberta | 186558.6504 | 110393.0738 | 98040.58 | 36247.4925 | 39.2517 | 560.8123 | 864.0783 | 0 | 0 | 608401.3575 | 1041105.2964 | 189851.925 | 129051.3114 | 122059 | 36247.4925 | 39.2517 | 560.8123 | 576.0522 | 0 | 0 | 608401.3575 | 1086787.2025
443 | FortisAlberta | 186108.8078 | 112585.9027 | 98787.94 | 38107.1525 | 54.6183 | 589.2231 | 841.1381 | 0 | 0 | 650969.1758 | 1088043.9583 | 189296.0895 | 131555.258 | 122887 | 38107.1525 | 54.6183 | 589.2231 | 560.7587 | 0 | 0 | 650969.1758 | 1134019.276
444 | FortisAlberta | 400721.4766 | 121091.3353 | 99843.586 | 68549.4342 | 88.1117 | 940.1616 | 1371.7356 | 0 | 0 | 1117139.1617 | 1809745.0025 | 408666.5021 | 140437.9829 | 124056.55 | 68549.4342 | 88.1117 | 940.1616 | 914.4904 | 0 | 0 | 1117139.1617 | 1860792.3946
445 | FortisAlberta | 435735.3514 | 123231.4258 | 100032.9103 | 74924.565 | 103.8675 | 1038.4274 | 1469.7799 | 0 | 0 | 1231837.9367 | 1968374.264 | 444321.4934 | 142638.6734 | 124266.3023 | 74924.565 | 103.8675 | 1038.4274 | 979.8533 | 0 | 0 | 1231837.9367 | 2020111.119
446 | FortisAlberta | 311198.0077 | 124502.7862 | 101590.54 | 61534.195 | 89.1133 | 908.0498 | 1036.8601 | 0 | 0 | 1027918.745 | 1628778.2971 | 316781.9086 | 144596.3762 | 125992 | 61534.195 | 89.1133 | 908.0498 | 691.2401 | 0 | 0 | 1027918.745 | 1678511.628
447 | FortisAlberta | 397621.0413 | 128385.8373 | 102991.84 | 68308.8267 | 93.0775 | 948.1878 | 1377.5943 | 0 | 0 | 1124481.8275 | 1824208.2324 | 405454.1896 | 149065.3997 | 127544.5 | 68308.8267 | 93.0775 | 948.1878 | 918.3962 | 0 | 0 | 1124481.8275 | 1876814.405
448 | FortisAlberta | 442385.3588 | 131542.4364 | 103552.36 | 76962.3883 | 97.5908 | 1056.3912 | 1456.3771 | 0 | 0 | 1257470.8125 | 2014523.7151 | 451095.5687 | 152437.9582 | 128165.5 | 76962.3883 | 97.5908 | 1056.3912 | 970.9181 | 0 | 0 | 1257470.8125 | 2068257.1278
449 | FortisAlberta | 31232.7942 | 125030.1002 | 103982.1474 | 38928.6875 | 23.2267 | 625.9838 | 1741.8259 | 0 | 0 | 661457.2825 | 963022.0482 | 30031.198 | 146193.8869 | 128641.6613 | 38928.6875 | 23.2267 | 625.9838 | 1161.2173 | 0 | 0 | 661457.2825 | 1007063.144
450 | FortisAlberta | 410600.622 | 137155.8175 | 104846.1224 | 76288.1425 | 107.675 | 1086.1579 | 1378.3815 | 0 | 0 | 1260845.9225 | 1992308.8413 | 418336.9058 | 158995.7859 | 129361.78 | 76288.1425 | 107.675 | 1086.1579 | 918.921 | 0 | 0 | 1260845.9225 | 2045941.2906
451 | FortisAlberta | 310307.0351 | 133500.1273 | 106354.96 | 59169.6342 | 84.44 | 802.8504 | 1291.9482 | 0 | 0 | 957723.3125 | 1569234.3078 | 316212.9545 | 155634.3573 | 131270.5 | 59169.6342 | 84.44 | 802.8504 | 861.2988 | 0 | 0 | 957723.3125 | 1621759.3476
452 | FortisAlberta | 450458.694 | 137641.4109 | 106646.1533 | 73833.245 | 109.6325 | 1002.822 | 1575.7313 | 0 | 0 | 1206776.1542 | 1978043.8432 | 459567.8521 | 159859.081 | 131593.1129 | 73833.245 | 109.6325 | 1002.822 | 1050.4875 | 0 | 0 | 1206776.1542 | 2033792.3874
453 | FortisAlberta | 478717.0831 | 140191.636 | 106822.06 | 82441.5842 | 101.8883 | 1126.4113 | 1568.1763 | 0 | 0 | 1341726.205 | 2152695.0442 | 488197.7772 | 162459.1537 | 131788 | 82441.5842 | 101.8883 | 1126.4113 | 1045.4509 | 0 | 0 | 1341726.205 | 2208886.4706
454 | FortisAlberta | 85173.9829 | 125590.9503 | 107008.9 | 17277.4217 | 23.4783 | 262.888 | 296.7579 | 0 | 0 | 288111.8542 | 623746.2333 | 86654.9811 | 148110.3727 | 131995 | 17277.4217 | 23.4783 | 262.888 | 197.8386 | 0 | 0 | 288111.8542 | 672633.8346
455 | FortisAlberta | 475252.5192 | 150243.2551 | 101350.738 | 99764.8125 | 157.25 | 1563.3357 | 1783.3409 | 27.4533 | 0 | 1730536.4933 | 2560679.198 | 483198.3341 | 172880.1996 | 124089.0796 | 99764.8125 | 157.25 | 1563.3357 | 1188.8939 | 27.4533 | 0 | 1730536.4933 | 2613405.8521
456 | FortisAlberta | 563067.865 | 154202.4008 | 108132.9986 | 115793.495 | 148.7583 | 1760.404 | 1854.5902 | 628.6233 | 0 | 1944139.73 | 2889728.8652 | 572784.3007 | 176898.8165 | 133240.3887 | 115793.495 | 148.7583 | 1760.404 | 1236.3934 | 628.6233 | 0 | 1944139.73 | 2946630.91
457 | FortisAlberta | 512450.5623 | 145404.4767 | 108187.075 | 90480.7908 | 128.4192 | 1247.7132 | 1690.9822 | 0 | 0 | 1484248.6058 | 2343838.6251 | 522461.1997 | 168226.3531 | 133300.2998 | 90480.7908 | 128.4192 | 1247.7132 | 1127.3214 | 0 | 0 | 1484248.6058 | 2401220.7031
458 | FortisAlberta | 388817.1668 | 148716.7888 | 110381.362 | 75518.6375 | 97.5033 | 1151.4769 | 1353.3974 | 0 | 0 | 1274316.2983 | 2000352.6311 | 395737.9968 | 172488.0534 | 135731.35 | 75518.6375 | 97.5033 | 1151.4769 | 902.265 | 0 | 0 | 1274316.2983 | 2055943.5812
459 | FortisAlberta | 515118.7992 | 166559.1184 | 115181.811 | 100961.3733 | 131.8408 | 1549.9044 | 1896.1643 | 0 | 0 | 1705415.2108 | 2606814.2223 | 524207.4201 | 192285.5699 | 141049.7665 | 100961.3733 | 131.8408 | 1549.9044 | 1264.1095 | 0 | 0 | 1705415.2108 | 2666865.1955
460 | FortisAlberta | 488364.8041 | 169466.0273 | 116350.9 | 99510.0108 | 138.6458 | 1564.2717 | 1697.8001 | 0 | 0 | 1713148.025 | 2590240.4848 | 496668.8585 | 195685.173 | 142345 | 99510.0108 | 138.6458 | 1564.2717 | 1131.8667 | 0 | 0 | 1713148.025 | 2650191.8515
461 | FortisAlberta | 443156.4578 | 172100.7604 | 119153.5 | 92442.575 | 122.975 | 1349.6414 | 1736.1842 | 28.46 | 0 | 1532357.9058 | 2362448.4597 | 450921.8289 | 199550.8321 | 145450 | 92442.575 | 122.975 | 1349.6414 | 1157.4562 | 28.46 | 0 | 1532357.9058 | 2423381.6744
462 | FortisAlberta | 339426.4711 | 196607.1993 | 124623.6863 | 114952.1242 | 100.7325 | 2043.5883 | 2453.3231 | 0 | 0 | 2048447.1175 | 2828654.2423 | 342047.3047 | 226237.2504 | 151510.4183 | 114952.1242 | 100.7325 | 2043.5883 | 1635.5487 | 0 | 0 | 2048447.1175 | 2886974.0847
463 | FortisAlberta | 3258.6264 | 188563.613 | 94768.9288 | 4076.025 | 0 | 48.9119 | 658.1399 | 0 | 0 | 70077.355 | 361451.6001 | 3187.2852 | 223565.9205 | 108037.5311 | 4076.025 | 0 | 48.9119 | 438.76 | 0 | 0 | 70077.355 | 409431.7887
464 | FortisAlberta | 852159.6449 | 245391.5682 | 141297.5 | 173845.0017 | 207.5517 | 2669.4963 | 2987.8886 | 0 | 0 | 2914239.6283 | 4332798.2797 | 866847.3866 | 281964.3356 | 169983.3333 | 173845.0017 | 207.5517 | 2669.4963 | 1991.9257 | 0 | 0 | 2914239.6283 | 4411748.6593
465 | FortisAlberta | 729809.2519 | 289870.6421 | 161953.0876 | 165442.7892 | 283.5767 | 2527.9081 | 2895.5996 | 0 | 0 | 2859037.8733 | 4211820.7285 | 741591.9485 | 335227.4676 | 192867.6548 | 165442.7892 | 283.5767 | 2527.9081 | 1930.3998 | 0 | 0 | 2859037.8733 | 4298909.6179
466 | FortisAlberta | 990481.6908 | 309662.7256 | 164069.5447 | 217492.4142 | 278.4017 | 3388.9506 | 3825.7819 | 0 | 0 | 3693804.28 | 5383003.7894 | 1006610.8641 | 355744.492 | 195212.4772 | 217492.4142 | 278.4017 | 3388.9506 | 2550.5213 | 0 | 0 | 3693804.28 | 5475082.401
467 | FortisAlberta | 55104.6057 | 322454.247 | 160671.4279 | 73850.7525 | 58.125 | 2186.6907 | 4340.2331 | 0 | 0 | 1657069.3267 | 2275735.4086 | 49419.2099 | 375064.2021 | 186889.8445 | 73850.7525 | 58.125 | 2186.6907 | 2893.4887 | 0 | 0 | 1657069.3267 | 2347431.6401
Average: |  | 130455.9505 | 52135.209 | 50920.5205 | 25911.1667 | 34.9571 | 388.0651 | 530.9246 | 31.8822 | -646.4112 | 435375.5855 | 695137.85 | 132772.3563 | 60522.397 | 64999.3121 | 25911.1667 | 34.9571 | 388.0651 | 353.9497 | 31.8822 | -778.7219 | 435375.5855 | 719610.9499
468 | Lethbridge | 120860.5152 | 38454.1794 | 52230.4886 | 19418.56 | 20.8833 | 269.8413 | 423.9276 | 0 | 0 | 316814.3833 | 548492.7787 | 123301.9865 | 44696.9191 | 68558.5423 | 19418.56 | 20.8833 | 269.8413 | 282.6184 | 0 | 0 | 316814.3833 | 573363.7343
469 | Lethbridge | 236018.2667 | 70735.2089 | 72988.0644 | 38221.9675 | 49.5992 | 527.5653 | 839.1168 | 0 | 0 | 626619.3217 | 1045999.1105 | 240783.983 | 82111.0236 | 93037.3611 | 38221.9675 | 49.5992 | 527.5653 | 559.4112 | 0 | 0 | 626619.3217 | 1081910.2325
470 | Lethbridge | 229598.1437 | 75837.5062 | 75476.0968 | 43249.6933 | 58.6058 | 610.3739 | 874.5648 | 0 | 0 | 708736.7167 | 1134441.7012 | 233914.1409 | 87879.6876 | 95935.1505 | 43249.6933 | 58.6058 | 610.3739 | 583.0432 | 0 | 0 | 708736.7167 | 1170967.4118
471 | Lethbridge | 258527.7326 | 77523.0817 | 76649.3913 | 42498.6167 | 49.045 | 608.0139 | 883.2252 | 0 | 0 | 702961.1925 | 1159700.2989 | 263648.69 | 89887.7872 | 97301.6762 | 42498.6167 | 49.045 | 608.0139 | 588.8168 | 0 | 0 | 702961.1925 | 1197543.8383
472 | Lethbridge | 226545.3125 | 77050.4789 | 77463.4427 | 38438.34 | 53.0067 | 512.004 | 809.0832 | 0 | 0 | 619920.2433 | 1040791.9114 | 231101.2569 | 89657.8316 | 98249.7948 | 38438.34 | 53.0067 | 512.004 | 539.3888 | 0 | 0 | 619920.2433 | 1078471.8661
473 | Lethbridge | 406924.7417 | 129694.9051 | 103427.9246 | 70738.2408 | 104.7583 | 966.4639 | 1365.1068 | 0 | 0 | 1156929.95 | 1870152.0913 | 414954.0542 | 150555.6651 | 128027.638 | 70738.2408 | 104.7583 | 966.4639 | 910.0712 | 0 | 0 | 1156929.95 | 1923186.8416
Average: |  | 246412.4521 | 78215.8934 | 76372.5681 | 42094.2364 | 55.9831 | 582.377 | 865.8374 | 0 | 0 | 688663.6346 | 1133262.982 | 251284.0186 | 90798.1524 | 96851.6938 | 42094.2364 | 55.9831 | 582.377 | 577.2249 | 0 | 0 | 688663.6346 | 1170907.3208
474 | Red Deer | 124143.5584 | 36210.8551 | 49327.1643 | 21252.6492 | 32.26 | 312.2015 | 442.262 | 0 | 0 | 359308.1467 | 591029.0971 | 126535.9454 | 41889.2208 | 65034.882 | 21252.6492 | 32.26 | 312.2015 | 294.8413 | 0 | 0 | 359308.1467 | 614660.1468
475 | Red Deer | 333230.7917 | 95178.3473 | 86816.4582 | 55742.4733 | 75.3125 | 762.7984 | 1121.0978 | 0 | 0 | 916786.3608 | 1489713.6402 | 339900.3473 | 110302.8067 | 109143.1697 | 55742.4733 | 75.3125 | 762.7984 | 747.3985 | 0 | 0 | 916786.3608 | 1533460.6674
476 | Red Deer | 337376.5769 | 108153.4491 | 84451.0848 | 60487.5983 | 86.7908 | 846.9568 | 1170.9824 | 0 | 0 | 995943.9883 | 1588517.4276 | 343883.1214 | 125408.0577 | 104399.9 | 60487.5983 | 86.7908 | 846.9568 | 780.6549 | 0 | 0 | 995943.9883 | 1631837.0685
477 | Red Deer | 483318.8353 | 140135.3311 | 106347.0485 | 89063.56 | 122.0525 | 1185.2173 | 1610.114 | 0 | 0 | 1433429.9058 | 2255212.0646 | 492732.6042 | 162189.734 | 131261.7348 | 89063.56 | 122.0525 | 1185.2173 | 1073.4093 | 0 | 0 | 1433429.9058 | 2311058.2181
Average: |  | 319517.4406 | 94919.4957 | 81735.439 | 56636.5702 | 79.104 | 776.7935 | 1086.1141 | 0 | 0 | 926367.1004 | 1481118.0574 | 325763.0046 | 109947.4548 | 102459.9216 | 56636.5702 | 79.104 | 776.7935 | 724.076 | 0 | 0 | 926367.1004 | 1522754.0252
478 | Direct Connect | 377.1875 | 447.7218 | 719.5088 | 79.54 | 0.1275 | 1.2002 | 4.2744 | 6.0333 | 0 | 1331.7192 | 2967.3127 | 383.6272 | 527.0953 | 954.3839 | 79.54 | 0.1275 | 1.2002 | 2.8496 | 6.0333 | 0 | 1331.7192 | 3286.5762
479 | Direct Connect | 263.1182 | 666.5432 | 896.1794 | 139.9008 | 0.2525 | 1.4624 | 7.656 | 1.65 | 0 | 2193.075 | 4169.8375 | 265.551 | 785.828 | 1162.438 | 139.9008 | 0.2525 | 1.4624 | 5.104 | 1.65 | 0 | 2193.075 | 4555.2617
480 | Direct Connect | 623.6227 | 997.2297 | 605.9057 | 166.12 | 0.0825 | 1.4856 | 11.3412 | 191.6 | -539.4476 | 2506.6458 | 4564.5856 | 635.9132 | 1178.1144 | 715.9032 | 166.12 | 0.0825 | 1.4856 | 7.5608 | 191.6 | -632.9231 | 2506.6458 | 4770.5023
481 | Direct Connect | 190.3434 | 1240.1491 | 1269.7067 | 171.185 | 0.091667 | 1.1081 | 11.3484 | 3.7367 | 0 | 2400.9733 | 5288.6423 | 191.9381 | 1467.6437 | 1592.2436 | 171.185 | 0.091667 | 1.1081 | 7.5656 | 3.7367 | 0 | 2400.9733 | 5836.4856
482 | Direct Connect | 1089.9269 | 1323.2667 | 1252.9424 | 252.43 | 0.23333 | 2.8395 | 14.9772 | 681.9567 | -995.117 | 3941.8675 | 7565.3231 | 1110.6066 | 1560.2988 | 1561.24 | 252.43 | 0.23333 | 2.8395 | 9.9848 | 681.9567 | -1239.3173 | 3941.8675 | 7882.1399
483 | Direct Connect | 131.9223 | 1608.994 | 784.0134 | 118.8392 | 0.16917 | 1.3512 | 16.0356 | 459.3833 | -751.8519 | 1938.8742 | 4307.7303 | 131.1063 | 1904.4477 | 890.2017 | 118.8392 | 0.16917 | 1.3512 | 10.6904 | 459.3833 | -850.0446 | 1938.8742 | 4605.0184
484 | Direct Connect | 242.959 | 1702.1862 | 973.6634 | 95.9433 | 0.044167 | 0.70766 | 15.3084 | 111.03 | 0 | 1393.9208 | 4535.7629 | 247.3226 | 2017.2393 | 1136.2441 | 95.9433 | 0.044167 | 0.70766 | 10.2056 | 111.03 | 0 | 1393.9208 | 5012.6575
485 | Direct Connect | 4.8002 | 1824.085 | 847.9407 | 6.9392 | 0 | 0.19048 | 2.2596 | 0 | 0 | 142.2475 | 2828.4626 | 4.3049 | 2163.6565 | 951.126 | 6.9392 | 0 | 0.19048 | 1.5064 | 0 | 0 | 142.2475 | 3269.971
486 | Direct Connect | 1179.796 | 1891.1188 | 874.7042 | 195.1217 | 0.0066667 | 1.8815 | 22.902 | 1839.3033 | 0 | 2864.7533 | 8869.5875 | 1206.1081 | 2237.3672 | 983.3308 | 195.1217 | 0.0066667 | 1.8815 | 15.268 | 1839.3033 | 0 | 2864.7533 | 9343.1407
487 | Direct Connect | 123.1187 | 2130.8427 | 2386.8328 | 33.6108 | 0.3425 | 0.44498 | 1.8282 | 0.43333 | 0 | 639.1992 | 5316.6533 | 125.0454 | 2526.7537 | 3023.196 | 33.6108 | 0.3425 | 0.44498 | 1.2188 | 0.43333 | 0 | 639.1992 | 6350.2448
488 | Direct Connect | 1412.2888 | 2189.6882 | 1736.8293 | 410.1167 | 0.26667 | 3.8269 | 21.3096 | 731.52 | 0 | 6054.5233 | 12560.3695 | 1438.5986 | 2584.9228 | 2124.89 | 410.1167 | 0.26667 | 3.8269 | 14.2064 | 731.52 | 0 | 6054.5233 | 13362.8713
489 | Direct Connect | 1498.1046 | 2191.7782 | 1736.8293 | 483.9675 | 0.55833 | 3.947 | 23.9088 | 1872.1767 | -1437.9681 | 6960.8517 | 13334.1541 | 1526.3833 | 2586.9888 | 2124.89 | 483.9675 | 0.55833 | 3.947 | 15.9392 | 1872.1767 | -1751.7296 | 6960.8517 | 13823.973
490 | Direct Connect | 2556.0509 | 2228.7918 | 1329.3323 | 576.9417 | 0.52583 | 6.0742 | 28.5396 | 2573.4833 | 0 | 8786.8742 | 18086.6138 | 2606.4745 | 2623.5769 | 1571.55 | 576.9417 | 0.52583 | 6.0742 | 19.0264 | 2573.4833 | 0 | 8786.8742 | 18764.5271
491 | Direct Connect | 2084.9453 | 2356.7241 | 1420.9547 | 524.6308 | 0.68667 | 5.111 | 30.1606 | 575.15 | 0 | 7966.955 | 14965.3181 | 2125.5605 | 2778.69 | 1680.0471 | 524.6308 | 0.68667 | 5.111 | 20.1071 | 575.15 | 0 | 7966.955 | 15676.9381
492 | Direct Connect | 3833.3879 | 2395.8386 | 1508.3025 | 642.4267 | 1.0142 | 6.2721 | 25.7268 | 665.96 | 0 | 9910.2517 | 18989.1803 | 3918.3581 | 2821.0997 | 1796.5763 | 642.4267 | 1.0142 | 6.2721 | 17.1512 | 665.96 | 0 | 9910.2517 | 19779.1099
493 | Direct Connect | 2163.7755 | 2399.5379 | 1881.1613 | 415.585 | 0.45167 | 3.4957 | 22.6752 | 40.8333 | 0 | 6074.78 | 13002.2956 | 2211.8843 | 2835.0548 | 2297.16 | 415.585 | 0.45167 | 3.4957 | 15.1168 | 40.8333 | 0 | 6074.78 | 13894.3616
494 | Direct Connect | 2821.4129 | 2429.7804 | 1361.0704 | 450.2325 | 0.01 | 4.6327 | 33.9792 | 591.84 | 0 | 6837.1308 | 14530.0889 | 2883.8978 | 2867.0205 | 1589.7783 | 450.2325 | 0.01 | 4.6327 | 22.6528 | 591.84 | 0 | 6837.1308 | 15247.1955
495 | Direct Connect | 215.3504 | 2426.5918 | 1885.5941 | 57.2617 | 0.0041667 | 0.7501 | 18.5136 | 0 | 0 | 779.3492 | 5383.415 | 218.8135 | 2876.6145 | 2294.948 | 57.2617 | 0.0041667 | 0.7501 | 12.3424 | 0 | 0 | 779.3492 | 6240.0836
496 | Direct Connect | 3146.057 | 2628.5262 | 1350.2721 | 603.635 | 0.78167 | 5.669 | 29.2788 | 0 | -1261.9949 | 9219.7342 | 15721.959 | 3214.074 | 3099.266 | 1555.236 | 603.635 | 0.78167 | 5.669 | 19.5192 | 0 | -1445.0125 | 9219.7342 | 16272.9025
497 | Direct Connect | 2280.3741 | 3894.1851 | 1918.9741 | 487.3408 | 0.0041667 | 11.923 | 46.5572 | 9.5867 | -1808.4775 | 9964.7733 | 16805.241 | 2303.9331 | 4579.4474 | 2200.2191 | 487.3408 | 0.0041667 | 11.923 | 31.0381 | 9.5867 | -2062.2522 | 9964.7733 | 17526.0135
498 | Direct Connect | 13.6235 | 3741.3054 | 1699.0838 | 37.2117 | 0 | 0.54061 | 27.576 | 37.6467 | 0 | 500.0892 | 6057.0767 | 12.2179 | 4437.2699 | 1896.6608 | 37.2117 | 0 | 0.54061 | 18.384 | 37.6467 | 0 | 500.0892 | 6940.0207
499 | Direct Connect | 4034.7602 | 3959.166 | 2299.3899 | 974.15 | 1.8642 | 7.609 | 40.014 | 20.2 | 0 | 14575.36 | 25912.5132 | 4120.8752 | 4671.4122 | 2701.38 | 974.15 | 1.8642 | 7.609 | 26.676 | 20.2 | 0 | 14575.36 | 27099.5265
500 | Direct Connect | 363.1288 | 4283.779 | 6285.7674 | 159.7025 | 0.00083333 | 2.1597 | 33.7716 | 1.6333 | -4965.7608 | 2640.0767 | 8804.2591 | 366.0202 | 5075.3471 | 8203.0571 | 159.7025 | 0.00083333 | 2.1597 | 22.5144 | 1.6333 | -6479.8193 | 2640.0767 | 9990.6925
501 | Direct Connect | 16.1359 | 4262.8458 | 2805.6997 | 40.0058 | 0 | 0.64031 | 42.492 | 31.05 | -2457.5954 | 595.5633 | 5336.8375 | 14.4711 | 5055.7444 | 3342.1533 | 40.0058 | 0 | 0.64031 | 28.328 | 31.05 | -2907.5077 | 595.5633 | 6200.4487
502 | Direct Connect | 10.3433 | 4314.4399 | 2634.4773 | 9.3958 | 0.0016667 | 0.41045 | 16.2636 | 7.3633 | -2359.2367 | 287.1442 | 4920.6029 | 9.2762 | 5117.7538 | 3103.535 | 9.3958 | 0.0016667 | 0.41045 | 10.8424 | 7.3633 | -2759.8675 | 287.1442 | 5785.8553
503 | Direct Connect | 282.0931 | 5349.9011 | 2733.9106 | 172.785 | 0 | 3.3986 | 40.32 | 0 | 0 | 3017.1667 | 11599.5752 | 278.6701 | 6336.0534 | 3130.37 | 172.785 | 0 | 3.3986 | 26.88 | 0 | 0 | 3017.1667 | 12965.3238
504 | Direct Connect | 162.9077 | 6380.0519 | 4296.0389 | 20.5992 | 0 | 0.61793 | 19.656 | 27.2667 | -3739.9528 | 425.4858 | 7592.6713 | 165.3611 | 7567.9283 | 5132.94 | 20.5992 | 0 | 0.61793 | 13.104 | 27.2667 | -4438.6067 | 425.4858 | 8914.6963
505 | Direct Connect | 3802.0891 | 7900.1574 | 4340.5502 | 494.3383 | 0.010833 | 5.3502 | 81.6732 | 2160.13 | -4003.4555 | 7425.3975 | 22206.2412 | 3889.2338 | 9355.2585 | 5035.222 | 494.3383 | 0.010833 | 5.3502 | 54.4488 | 2160.13 | -4614.323 | 7425.3975 | 23805.067
506 | Direct Connect | 5386.6689 | 9935.5225 | 4824.574 | 1049.6725 | 0.795 | 10.3762 | 116.694 | 287.5367 | -4626.4007 | 16199.0392 | 33184.4782 | 5500.9207 | 11752.9426 | 5478.1992 | 1049.6725 | 0.795 | 10.3762 | 77.796 | 287.5367 | -5230.7586 | 16199.0392 | 35126.5194
507 | Direct Connect | 24206.2097 | 11931.191 | 25624.8444 | 5072.9542 | 8.1058 | 73.6802 | 132.0804 | 0 | 0 | 83270.1008 | 150319.1666 | 24630.5045 | 13902.7323 | 35521.5961 | 5072.9542 | 8.1058 | 73.6802 | 88.0536 | 0 | 0 | 83270.1008 | 162567.7276
508 | Direct Connect | 30049.352 | 12839.6522 | 26284.1025 | 6830.42 | 8.6758 | 101.5301 | 154.1544 | 0 | 0 | 113111.6783 | 189379.5655 | 30542.9116 | 14884.6842 | 36366.6468 | 6830.42 | 8.6758 | 101.5301 | 102.7696 | 0 | 0 | 113111.6783 | 201949.3166
509 | Direct Connect | 0 | 12738.6 | 5856.7945 | 0 | 0 | 0 | 0 | 0 | 0 | 0 | 18595.3945 | 0 | 15114.6 | 6551.64 | 0 | 0 | 0 | 0 | 0 | 0 | 0 | 21666.24
510 | Direct Connect | 35.2002 | 12762.9049 | 6594.3748 | 86.8717 | 0 | 1.3968 | 21.0708 | 25.5933 | -6226.0528 | 1181.0308 | 14482.3906 | 31.5685 | 15138.6256 | 7553.2 | 86.8717 | 0 | 1.3968 | 14.0472 | 25.5933 | -7093.3104 | 1181.0308 | 16939.0235
511 | Direct Connect | 12747.4021 | 14401.4702 | 30498.1325 | 1967.7283 | 4.2 | 35.5754 | 98.1342 | 0 | 0 | 35958.9575 | 95711.6003 | 12981.4701 | 16965.0551 | 41768.2775 | 1967.7283 | 4.2 | 35.5754 | 65.4228 | 0 | 0 | 35958.9575 | 109746.6868
512 | Direct Connect | 24479.7731 | 15266.4341 | 30537.2685 | 5891.8883 | 8.8658 | 83.8399 | 190.608 | 0 | -24127.3302 | 95702.1592 | 148033.5067 | 24878.136 | 17825.0595 | 41818.4428 | 5891.8883 | 8.8658 | 83.8399 | 127.072 | 0 | -33034.5142 | 95702.1592 | 153300.9494
513 | Direct Connect | 2080.7077 | 14922.7681 | 16305.4192 | 245.8067 | 0.00083333 | 5.6563 | 113.2524 | 715.8833 | -12880.155 | 4865.4292 | 26374.7686 | 2119.4098 | 17686.6701 | 20596.5392 | 245.8067 | 0.00083333 | 5.6563 | 75.5016 | 715.8833 | -16270.3458 | 4865.4292 | 30040.5511
514 | Direct Connect | 14576.5038 | 16682.8919 | 33827.75 | 2871.4708 | 2.68 | 43.6576 | 63.0396 | 0 | 0 | 47831.6067 | 115899.6004 | 14834.3488 | 19644.1604 | 46036.25 | 2871.4708 | 2.68 | 43.6576 | 42.0264 | 0 | 0 | 47831.6067 | 131306.2006
515 | Direct Connect | 44959.417 | 18399.8269 | 28821.8701 | 9172.3033 | 12.3392 | 142.332 | 194.0772 | 0 | 0 | 154403.1225 | 256105.2882 | 45729.4211 | 21341.3605 | 38536.2032 | 9172.3033 | 12.3392 | 142.332 | 129.3848 | 0 | 0 | 154403.1225 | 269466.4667
516 | Direct Connect | 5742.5399 | 16337.0319 | 9543.4819 | 1238.84 | 0 | 20.1201 | 199.2121 | 195.4433 | 0 | 21605.54 | 54882.2092 | 5834.4979 | 19314.8879 | 11200.46 | 1238.84 | 0 | 20.1201 | 132.8081 | 195.4433 | 0 | 21605.54 | 59542.5973
517 | Direct Connect | 60402.085 | 22311.3743 | 37749.4075 | 12299.995 | 16.0875 | 188.2219 | 249.8274 | 0 | -29825.3953 | 206354.4775 | 309746.0808 | 61446.4479 | 25824.3775 | 50957.993 | 12299.995 | 16.0875 | 188.2219 | 166.5516 | 0 | -40253.979 | 206354.4775 | 317000.1729
518 | Direct Connect | 41258.8695 | 21439.8404 | 37958.3 | 8844.6975 | 9.3558 | 134.0196 | 189.6956 | 0 | 0 | 147344.3542 | 257179.1325 | 41954.2857 | 24977.0365 | 51236.9 | 8844.6975 | 9.3558 | 134.0196 | 126.4637 | 0 | 0 | 147344.3542 | 274627.1129
519 | Direct Connect | 69009.4539 | 23343.9691 | 11980.6677 | 15150.5783 | 21.36 | 215.9261 | 265.8468 | 33.6867 | 0 | 244900.5217 | 364922.0102 | 70199.7331 | 26954.1185 | 14113.9083 | 15150.5783 | 21.36 | 215.9261 | 177.2312 | 33.6867 | 0 | 244900.5217 | 371767.0639
520 | Direct Connect | 63694.4577 | 28857.6453 | 44162.9 | 12713.0867 | 18.7442 | 194.2785 | 250.5 | 0 | 0 | 215441.7208 | 365333.3331 | 64809.5927 | 33570.7896 | 58767.2 | 12713.0867 | 18.7442 | 194.2785 | 167 | 0 | 0 | 215441.7208 | 385682.4124
521 | Direct Connect | 44489.81 | 29825.5695 | 45621.8987 | 10304.6517 | 11.4708 | 163.83 | 411.6564 | 0 | 0 | 176868.2908 | 307697.1779 | 45176.0503 | 34824.1592 | 60537.9342 | 10304.6517 | 11.4708 | 163.83 | 274.4376 | 0 | 0 | 176868.2908 | 328160.8247
522 | Direct Connect | 13670.3112 | 30455.3763 | 48299.3 | 2871.4275 | 4.255 | 42.0676 | 90.5412 | 0 | 0 | 47010.3183 | 142443.5971 | 13908.4231 | 35990.9628 | 63787.4 | 2871.4275 | 4.255 | 42.0676 | 60.3608 | 0 | 0 | 47010.3183 | 163675.2151
523 | Direct Connect | 11390.1947 | 31051.9638 | 33131.8567 | 2804.1533 | 0 | 67.5735 | 272.88 | 1.4167 | -26171.9493 | 56027.6725 | 108575.762 | 11481.4486 | 36610.9465 | 41894.3226 | 2804.1533 | 0 | 67.5735 | 181.92 | 1.4167 | -33094.6014 | 56027.6725 | 115974.8523
524 | Direct Connect | 3.3374 | 35581.7112 | 15663.6062 | 12.5275 | 0 | 0.13244 | 33.7835 | 28.59 | 0 | 244.385 | 51568.0732 | 2.993 | 42217.9454 | 17355.7223 | 12.5275 | 0 | 0.13244 | 22.5223 | 28.59 | 0 | 244.385 | 59884.818
525 | Direct Connect | 18547.693 | 41135.5646 | 19907.4049 | 4551.35 | 0.0925 | 96.784 | 254.88 | 183.68 | -18958.6254 | 89667.86 | 155386.6836 | 18739.9479 | 48474.6944 | 22692.4258 | 4551.35 | 0.0925 | 96.784 | 169.92 | 183.68 | -21507.7727 | 89667.86 | 163068.982
526 | Direct Connect | 41542.4176 | 41773.424 | 55928.5792 | 7405.7642 | 1.8833 | 118.0323 | 221.4324 | 51.2333 | -44183.2125 | 120481.0942 | 223340.6479 | 42298.316 | 49158.3175 | 72781.2458 | 7405.7642 | 1.8833 | 118.0323 | 147.6216 | 51.2333 | -57492.5792 | 120481.0942 | 234950.9291
527 | Direct Connect | 60865.6665 | 44578.2883 | 27718.0501 | 12529.5375 | 18.8533 | 204.6517 | 495.4188 | 343.22 | 0 | 220422.4125 | 367176.0987 | 61868.6774 | 52187.902 | 33126.25 | 12529.5375 | 18.8533 | 204.6517 | 330.2792 | 343.22 | 0 | 220422.4125 | 381031.7836
528 | Direct Connect | 3477.6019 | 44641.8632 | 20912.7288 | 1112.56 | 0.33833 | 3.2623 | 58.7746 | 130.12 | -20430.7074 | 10206.7617 | 60113.3034 | 3562.6838 | 52957.2107 | 23492.84 | 1112.56 | 0.33833 | 3.2623 | 39.1831 | 130.12 | -22890.9845 | 10206.7617 | 68613.9753
529 | Direct Connect | 7264.4583 | 48443.7629 | 62898.9 | 5151.7483 | 10.0517 | 99.745 | 419.808 | 0 | 0 | 100143.66 | 224432.1343 | 7136.037 | 57135.8139 | 81286.6 | 5151.7483 | 10.0517 | 99.745 | 279.872 | 0 | 0 | 100143.66 | 251243.5279
530 | Direct Connect | 0 | 48837.2447 | 25624.3965 | 0 | 0 | 0 | 0 | 0 | 0 | 0 | 74461.6412 | 0 | 57946.3535 | 29423.058 | 0 | 0 | 0 | 0 | 0 | 0 | 0 | 87369.4115
531 | Direct Connect | 15636.737 | 51578.1157 | 65784.3 | 1944.8925 | 0.67417 | 35.8457 | 290.2811 | 1.1933 | 0 | 31231.8692 | 166503.9087 | 15949.5333 | 61074.9466 | 84647.2 | 1944.8925 | 0.67417 | 35.8457 | 193.5207 | 1.1933 | 0 | 31231.8692 | 195079.6754
532 | Direct Connect | 9.4635 | 55207.1343 | 35208.8296 | 18.73 | 0 | 0.37554 | 151.9044 | 1802.0133 | -31142.875 | 183.0317 | 61438.6074 | 8.4871 | 65503.0592 | 41737.76 | 18.73 | 0 | 0.37554 | 101.2696 | 1802.0133 | -36660.9787 | 183.0317 | 72693.7478
533 | Direct Connect | 101408.5676 | 63416.9551 | 69208.2781 | 26126.08 | 35.1633 | 426.6537 | 827.8357 | 0 | 0 | 457724.975 | 719174.5086 | 102797.4148 | 73775.4562 | 88635.0771 | 26126.08 | 35.1633 | 426.6537 | 551.8905 | 0 | 0 | 457724.975 | 750072.7107
534 | Direct Connect | 51.3062 | 56934.4668 | 25043.5316 | 272.0575 | 0 | 2.036 | 54.72 | 0 | 0 | 3891.6025 | 86249.7206 | 46.0127 | 67546.8524 | 27747.471 | 272.0575 | 0 | 2.036 | 36.48 | 0 | 0 | 3891.6025 | 99542.5121
535 | Direct Connect | 402.9496 | 67155.8771 | 43028.9911 | 1166.5058 | 0 | 15.9901 | 315.1008 | 456.8767 | -37964.3634 | 16360.33 | 90938.2578 | 361.3755 | 79626.6791 | 51072.23 | 1166.5058 | 0 | 15.9901 | 210.0672 | 456.8767 | -44748.4981 | 16360.33 | 104521.5563
536 | Direct Connect | 211175.4739 | 80169.7074 | 78553.0377 | 36953.6767 | 54.13 | 599.1168 | 1063.2199 | 0 | 0 | 638032.8867 | 1046601.249 | 215020.9003 | 93058.7153 | 99518.8365 | 36953.6767 | 54.13 | 599.1168 | 708.8133 | 0 | 0 | 638032.8867 | 1083947.0755
537 | Direct Connect | 140601.5839 | 81748.6175 | 80211.3 | 32310.3833 | 44.1958 | 549.6102 | 992.3454 | 0 | 0 | 575070.535 | 911528.5712 | 142665.367 | 95102.6955 | 101450.2 | 32310.3833 | 44.1958 | 549.6102 | 661.5636 | 0 | 0 | 575070.535 | 947854.5505
538 | Direct Connect | 175896.4993 | 87381.5838 | 83370.891 | 36534.4983 | 50.2025 | 606.1195 | 1138.0577 | 0 | 0 | 638086.9308 | 1023064.783 | 178746.7062 | 101591.6213 | 105130.1479 | 36534.4983 | 50.2025 | 606.1195 | 758.7051 | 0 | 0 | 638086.9308 | 1061504.9317
539 | Direct Connect | 1.2744 | 88047.2453 | 49493.7937 | 1.8858 | 0 | 0.050571 | 72.7808 | 640.6967 | -45490.2937 | 41.3975 | 92808.831 | 1.1429 | 104469.6178 | 57522.1366 | 1.8858 | 0 | 0.050571 | 48.5205 | 640.6967 | -52523.3365 | 41.3975 | 110202.1118
540 | Direct Connect | 296183.5779 | 120036.6029 | 98541.5167 | 60915.5058 | 78.5917 | 940.1467 | 1112.7548 | 0 | 0 | 1032258.3992 | 1610067.0957 | 301247.9997 | 139186.5735 | 122478.95 | 60915.5058 | 78.5917 | 940.1467 | 741.8366 | 0 | 0 | 1032258.3992 | 1657848.0032
541 | Direct Connect | 466522.293 | 134251.8422 | 101555.4272 | 96816.3908 | 119.6642 | 1472.9265 | 1642.2751 | 4.7467 | 0 | 1620139.5267 | 2422525.0924 | 474525.3826 | 154217.5729 | 125953.0985 | 96816.3908 | 119.6642 | 1472.9265 | 1094.8501 | 4.7467 | 0 | 1620139.5267 | 2474344.1588
542 | Direct Connect | 535181.5921 | 147476.626 | 96686.1381 | 112905.5825 | 140.0183 | 1724.0834 | 1787.0099 | 0 | 0 | 1895569.6342 | 2791470.6847 | 544249.2469 | 169043.6926 | 118367.0449 | 112905.5825 | 140.0183 | 1724.0834 | 1191.3399 | 0 | 0 | 1895569.6342 | 2843190.6428
543 | Direct Connect | 229479.8806 | 133709.3597 | 107008.9 | 47575.725 | 66.48 | 729.4632 | 818.112 | 0 | -86991.4 | 804582.1358 | 1236978.6564 | 233400.2897 | 156135.467 | 131995 | 47575.725 | 66.48 | 729.4632 | 545.408 | 0 | -107001 | 804582.1358 | 1268028.9687
544 | Direct Connect | 52252.4255 | 122782.044 | 83725.4084 | 6162.9458 | 14.96 | 89.6932 | 613.5204 | 3364.3467 | -72411.117 | 117589.94 | 314184.167 | 53396.8102 | 145374.2827 | 100355.8417 | 6162.9458 | 14.96 | 89.6932 | 409.0136 | 3364.3467 | -86228.733 | 117589.94 | 340529.1009
545 | Direct Connect | 325088.9125 | 145618.3941 | 110091.76 | 65084.9383 | 86.6575 | 1011.2336 | 1298.5329 | 40.5567 | 0 | 1106535.095 | 1754856.0805 | 330715.662 | 169294.9473 | 135410.5 | 65084.9383 | 86.6575 | 1011.2336 | 865.6886 | 40.5567 | 0 | 1106535.095 | 1809045.279
546 | Direct Connect | 655.3683 | 153315.7162 | 85520.2014 | 1871.065 | 0 | 26.0067 | 394.8948 | 0 | 0 | 27165.56 | 268948.8124 | 587.751 | 181822.5149 | 99312.26 | 1871.065 | 0 | 26.0067 | 263.2632 | 0 | 0 | 27165.56 | 311048.4207
547 | Direct Connect | 85895.1929 | 162863.4757 | 123615.1008 | 19817.1158 | 1.985 | 236.0267 | 1507.0788 | 2004.4867 | -103597.6008 | 283050.7925 | 575393.654 | 87484.5568 | 192427.5077 | 150393.0067 | 19817.1158 | 1.985 | 236.0267 | 1004.7192 | 2004.4867 | -125399.0067 | 283050.7925 | 611021.1903
548 | Direct Connect | 682287.615 | 222841.2963 | 134775.1094 | 138417.0675 | 204.8475 | 2225.4027 | 2630.0736 | 0 | -114757.6094 | 2430326.8433 | 3498950.6459 | 693757.38 | 256738.0926 | 162757.178 | 138417.0675 | 204.8475 | 2225.4027 | 1753.3824 | 0 | -137763.178 | 2430326.8433 | 3548417.016
549 | Direct Connect | 15237.6529 | 190060.871 | 136903.3 | 8471.0533 | 2.0033 | 63.5041 | 1387.8756 | 3.93 | -116885.8 | 83570.5892 | 318814.9794 | 15448.3339 | 225292.1702 | 165115 | 8471.0533 | 2.0033 | 63.5041 | 925.2504 | 3.93 | -140121 | 83570.5892 | 358770.8344
550 | Direct Connect | 94071.493 | 222491.6893 | 122298.7697 | 29103.3467 | 26.4725 | 424.3984 | 2339.6365 | 0 | -112003.9697 | 476927.1533 | 835678.9898 | 95265.5894 | 262528.5345 | 142406.7692 | 29103.3467 | 26.4725 | 424.3984 | 1559.7577 | 0 | -129552.6049 | 476927.1533 | 878689.4167
551 | Direct Connect | 27235.4641 | 227328.8134 | 112356.5098 | 6013.69 | 0.0016667 | 82.5237 | 1248.6984 | 10025.5367 | -107530.8911 | 85397.7225 | 362158.069 | 27714.0992 | 269445.7876 | 127719.7027 | 6013.69 | 0.0016667 | 82.5237 | 832.4656 | 10025.5367 | -121694.3991 | 85397.7225 | 405537.1305
552 | Direct Connect | 396.5102 | 250799.5809 | 140017.8254 | 1218.2008 | 0 | 15.7345 | 354.144 | 1679.61 | -128928.3306 | 20884.665 | 286437.9403 | 355.6005 | 297524.434 | 162571.27 | 1218.2008 | 0 | 15.7345 | 236.096 | 1679.61 | -148724.8439 | 20884.665 | 335760.7669
553 | Direct Connect | 2387.675 | 306738.1027 | 146224.307 | 7173.5142 | 0 | 94.749 | 457.8469 | 0 | -141763.6073 | 121036.165 | 442348.7525 | 2141.3276 | 363624.3529 | 164996.82 | 7173.5142 | 0 | 94.749 | 305.2313 | 0 | -159427.157 | 121036.165 | 499945.0029
554 | Direct Connect | 0 | 316695.75 | 152734.4347 | 0 | 0 | 0 | 0 | 0 | -147751.2616 | 0 | 321678.9231 | 0 | 375765.75 | 172560.1808 | 0 | 0 | 0 | 0 | 0 | -166338.1536 | 0 | 381987.7772
555 | Direct Connect | 208579.0111 | 358662.1942 | 161062.6795 | 40740.8 | 5.3333 | 341.0693 | 1605.3504 | 0 | -158881.9731 | 459254.2675 | 1071368.7323 | 213203.0042 | 424384.6283 | 179905.45 | 40740.8 | 5.3333 | 341.0693 | 1070.2336 | 0 | -177182.6036 | 459254.2675 | 1141722.1826
556 | Direct Connect | 711395.7207 | 456374.6622 | 240599.5 | 106717.9975 | 131.5592 | 1824.9806 | 4285.6116 | 0 | -220582 | 1924938.6217 | 3225686.6534 | 724986.7462 | 535209.666 | 280000 | 106717.9975 | 131.5592 | 1824.9806 | 2857.0744 | 0 | -255006 | 1924938.6217 | 3321660.6456
557 | Direct Connect | 111291.8039 | 428831.2812 | 224970.4903 | 18889.575 | 1.1383 | 241.6126 | 2424.3574 | 0 | -210773.6789 | 289106.5867 | 864983.1665 | 113562.5961 | 507984.3057 | 258776.5805 | 18889.575 | 1.1383 | 241.6126 | 1616.2383 | 0 | -241050.3359 | 289106.5867 | 949128.2974
558 | Direct Connect | 1530039.044 | 525646.573 | 251280.6584 | 271575.9442 | 318.9167 | 4411.043 | 6343.296 | 0 | -231263.1584 | 4762985.7408 | 7121338.0578 | 1557669.0989 | 608492.0231 | 291833.6533 | 271575.9442 | 318.9167 | 4411.043 | 4228.864 | 0 | -266839.6533 | 4762985.7408 | 7234675.6306
Average: |  | 82150.2326 | 73899.0827 | 48394.8547 | 16207.397 | 19.1195 | 250.8912 | 522.7781 | 427.9181 | -28153.9582 | 274476.049 | 468194.3648 | 83587.4305 | 86818.287 | 58370.3894 | 16207.397 | 19.1195 | 250.8912 | 348.5188 | 427.9181 | -32868.0461 | 274476.049 | 487637.9544

## F-5 Change
Appendix F — 2020 Proposed Bill Impact Analysis
Per-POD DTS, PSC, and Commodity Bill Component Increases, 2019 to 2020 Proposed
POD | Market | Bulk System |  | Regional System |  | Point of Delivery |  | Operating Reserve |  | TCR |  | Voltage Control |  | Other System SS |  | Power Factor DC |  | PSC |  | Commodity |  | Total
No. | Participant | $ | % | $ | % | $ | % | $ | % | $ | % | $ | % | $ | % | $ | % | $ | % | $ | % | $ | %
1 | ATCO Electric | 0.35988 | 1.708% | 0.85927 | 14.7% | 5231.0508 | 57.68% | 0 | 0% | 0 | 0% | 0 | 0% | -0.022064 | -33.33% | 0 | 0% | 0 | 0% | 0 | 0% | 5232.2479 | 57.02%
2 | ATCO Electric | 0.35988 | 1.708% | 0.85927 | 14.7% | 5231.0508 | 57.68% | 0 | 0% | 0 | 0% | 0 | 0% | -0.022064 | -33.33% | 0 | 0% | 0 | 0% | 0 | 0% | 5232.2479 | 57.02%
3 | ATCO Electric | 0.18814 | 1.404% | 8.4922 | 18.25% | 5248.9826 | 57.47% | 0 | 0% | 0 | 0% | 0 | 0% | -0.1174 | -33.33% | 0 | 0% | 0 | 0% | 0 | 0% | 5257.5456 | 56.82%
4 | ATCO Electric | 3.4117 | 1.85% | 13.3495 | 16.49% | 5260.6094 | 57.34% | 0 | 0% | 0 | 0% | 0 | 0% | -0.27803 | -33.33% | 0 | 0% | 0 | 0% | 0 | 0% | 5277.0926 | 52.37%
5 | ATCO Electric | 4.4792 | 1.718% | 19.2663 | 16.26% | 5274.6618 | 57.18% | 0 | 0% | 0 | 0% | 0 | 0% | -0.41861 | -33.33% | 0 | 0% | 0 | 0% | 0 | 0% | 5297.9887 | 50.02%
6 | ATCO Electric | 5.26 | 1.757% | 37.9852 | 17.23% | 5318.6918 | 56.7% | 0 | 0% | 0 | 0% | 0 | 0% | -0.58139 | -33.33% | 0 | 0% | 0 | 0% | 0 | 0% | 5361.3556 | 48.27%
7 | ATCO Electric | 20.5632 | 1.866% | 62.6658 | 16.03% | 5377.6622 | 56.08% | 0 | 0% | 0 | 0% | 0 | 0% | -1.4602 | -33.33% | 0 | 0% | 0 | 0% | 0 | 0% | 5459.431 | 37.11%
8 | ATCO Electric | -1.82e-05 | -10.32% | 198 | 18.65% | 5694.3 | 53.15% | 0 | 0% | 0 | 0% | 0 | 0% | -0.00672 | -33.33% | 0 | 0% | 0 | 0% | 0 | 0% | 5892.2933 | 50.04%
9 | ATCO Electric | 117.5119 | 1.748% | 393.3346 | 15.81% | 6162.9977 | 49.8% | 0 | 0% | 0 | 0% | 0 | 0% | -9.7337 | -33.33% | 0 | 0% | 0 | 0% | 0 | 0% | 6664.1106 | 14.27%
10 | ATCO Electric | 192.5175 | 1.855% | 782.3698 | 16.58% | 7080.894 | 45.29% | 0 | 0% | 0 | 0% | 0 | 0% | -17.536 | -33.33% | 0 | 0% | 0 | 0% | 0 | 0% | 8038.2454 | 12.53%
11 | ATCO Electric | 128.8717 | 2.381% | 825.3605 | 18.18% | 7171.4931 | 44.95% | 0 | 0% | 0 | 0% | 0 | 0% | -10.393 | -33.33% | 0 | 0% | 0 | 0% | 0 | 0% | 8115.3323 | 22.51%
12 | ATCO Electric | 280.9638 | 1.827% | 847.9841 | 15.86% | 7242.136 | 44.69% | 0 | 0% | 0 | 0% | 0 | 0% | -18.6072 | -33.33% | 0 | 0% | 0 | 0% | 0 | 0% | 8352.4767 | 9.259%
13 | ATCO Electric | 75.4374 | 1.538% | 867.5751 | 17.4% | 7276.32 | 44.57% | 0 | 0% | 0 | 0% | 0 | 0% | -13.2278 | -33.33% | 0 | 0% | 0 | 0% | 0 | 0% | 8206.1046 | 17.01%
14 | ATCO Electric | 341.2712 | 1.87% | 883.22 | 15.66% | 7327.6281 | 44.39% | 0 | 0% | 0 | 0% | 0 | 0% | -21.4976 | -33.33% | 0 | 0% | 0 | 0% | 0 | 0% | 8530.6218 | 8.455%
15 | ATCO Electric | 199.5767 | 1.803% | 920.843 | 16.66% | 7408.0289 | 44.11% | 0 | 0% | 0 | 0% | 0 | 0% | -22.455 | -33.33% | 0 | 0% | 0 | 0% | 0 | 0% | 8505.9936 | 12.13%
16 | ATCO Electric | 263.6202 | 1.74% | 994.2765 | 16.05% | 7587.4961 | 43.53% | 0 | 0% | 0 | 0% | 0 | 0% | -25.6877 | -33.33% | 0 | 0% | 0 | 0% | 0 | 0% | 8819.7051 | 9.392%
17 | ATCO Electric | 434.9692 | 2.008% | 1222.7839 | 16.38% | 8125.6393 | 42.01% | 0 | 0% | 0 | 0% | 0 | 0% | -30.7392 | -33.33% | 0 | 0% | 0 | 0% | 0 | 0% | 9752.6533 | 8.575%
18 | ATCO Electric | 568.6405 | 1.758% | 1564.3965 | 15.34% | 8951.4 | 40.19% | 0 | 0% | 0 | 0% | 0 | 0% | -36.8688 | -33.33% | 0 | 0% | 0 | 0% | 0 | 0% | 11047.5682 | 6.097%
19 | ATCO Electric | 578.3844 | 1.741% | 1587.3433 | 15.26% | 9007.3673 | 40.09% | 0 | 0% | 0 | 0% | 0 | 0% | -38.2045 | -33.33% | 0 | 0% | 0 | 0% | 0 | 0% | 11134.8905 | 5.987%
20 | ATCO Electric | 136.9362 | 1.731% | 1796.8769 | 17.81% | 9463.23 | 39.29% | 0 | 0% | 0 | 0% | 0 | 0% | -9.4531 | -33.33% | 0 | 0% | 0 | 0% | 0 | 0% | 11387.5901 | 15.76%
21 | ATCO Electric | 873.1653 | 1.874% | 2176.1219 | 15.58% | 10401.4981 | 37.94% | 0 | 0% | 0 | 0% | 0 | 0% | -51.1613 | -33.33% | 0 | 0% | 0 | 0% | 0 | 0% | 13399.624 | 5.525%
22 | ATCO Electric | 588.079 | 1.9% | 2187.7658 | 16.56% | 10408.0061 | 37.93% | 0 | 0% | 0 | 0% | 0 | 0% | -36.1752 | -33.33% | 0 | 0% | 0 | 0% | 0 | 0% | 13147.6758 | 7.865%
23 | ATCO Electric | 749.3622 | 1.915% | 2185.7589 | 16.12% | 10412.442 | 37.93% | 0 | 0% | 0 | 0% | 0 | 0% | -45.6682 | -33.33% | 0 | 0% | 0 | 0% | 0 | 0% | 13301.8949 | 6.456%
24 | ATCO Electric | 397.0298 | 1.838% | 2292.6897 | 17.11% | 10645.092 | 37.64% | 0 | 0% | 0 | 0% | 0 | 0% | -42.8011 | -33.33% | 0 | 0% | 0 | 0% | 0 | 0% | 13292.0104 | 9.609%
25 | ATCO Electric | 743.2788 | 1.725% | 2310.8625 | 15.53% | 10722.9209 | 37.55% | 0 | 0% | 0 | 0% | 0 | 0% | -63.7592 | -33.33% | 0 | 0% | 0 | 0% | 0 | 0% | 13713.303 | 5.625%
26 | ATCO Electric | 845.6324 | 1.772% | 2360.2782 | 15.44% | 10842.6466 | 37.41% | 0 | 0% | 0 | 0% | 0 | 0% | -65.1487 | -33.33% | 0 | 0% | 0 | 0% | 0 | 0% | 13983.4084 | 5.442%
27 | ATCO Electric | 258.4661 | 1.822% | 2415.4761 | 17.64% | 9636.317 | 35.64% | 0 | 0% | 0 | 0% | 0 | 0% | -43.729 | -33.33% | 0 | 0% | 0 | 0% | 0 | 0% | 12266.5302 | 11.67%
28 | ATCO Electric | 982.3478 | 1.877% | 2504.147 | 15.65% | 11179.3805 | 37.05% | 0 | 0% | 0 | 0% | 0 | 0% | -59.3194 | -33.33% | 0 | 0% | 0 | 0% | 0 | 0% | 14606.5559 | 5.366%
29 | ATCO Electric | 303.51 | 1.72% | 2562.9144 | 17.36% | 11277.9 | 36.95% | 0 | 0% | 0 | 0% | 0 | 0% | -20.807 | -33.33% | 0 | 0% | 0 | 0% | 0 | 0% | 14123.5174 | 11.02%
30 | ATCO Electric | 450.1177 | 1.719% | 2557.5205 | 16.79% | 11277.9 | 36.95% | 0 | 0% | 0 | 0% | 0 | 0% | -32.648 | -33.33% | 0 | 0% | 0 | 0% | 0 | 0% | 14252.8902 | 8.138%
31 | ATCO Electric | 730.1344 | 1.791% | 2550.1456 | 16.06% | 11277.9 | 36.95% | 0 | 0% | 0 | 0% | 0 | 0% | -52.4477 | -33.33% | 0 | 0% | 0 | 0% | 0 | 0% | 14505.7322 | 6.232%
32 | ATCO Electric | 169.0227 | 1.536% | 2618.647 | 17.7% | 11401.98 | 36.82% | 0 | 0% | 0 | 0% | 0 | 0% | -39.2093 | -33.33% | 0 | 0% | 0 | 0% | 0 | 0% | 14150.4404 | 13.9%
33 | ATCO Electric | 1127.7099 | 1.744% | 2630.5223 | 14.8% | 1887.4246 | 19.51% | 0 | 0% | 0 | 0% | 0 | 0% | -72.7488 | -33.33% | 0 | 0% | 0 | 0% | 0 | 0% | 5572.908 | 1.712%
34 | ATCO Electric | 718.9335 | 1.815% | 2689.9991 | 16.29% | 11603.61 | 36.63% | 0 | 0% | 0 | 0% | 0 | 0% | -44.1552 | -33.33% | 0 | 0% | 0 | 0% | 0 | 0% | 14968.3874 | 6.648%
35 | ATCO Electric | 1093.8107 | 1.799% | 2704.0977 | 15.22% | 11666.6592 | 36.57% | 0 | 0% | 0 | 0% | 0 | 0% | -69.0246 | -33.33% | 0 | 0% | 0 | 0% | 0 | 0% | 15395.5429 | 4.764%
36 | ATCO Electric | 176.947 | 1.938% | 2750.9646 | 18.14% | 11704.425 | 36.53% | 0 | 0% | 0 | 0% | 0 | 0% | -27.3115 | -33.33% | 0 | 0% | 0 | 0% | 0 | 0% | 14605.025 | 18.08%
37 | ATCO Electric | 1146.8377 | 1.792% | 2894.7008 | 15.25% | 12119.485 | 36.16% | 0 | 0% | 0 | 0% | 0 | 0% | -72.3139 | -33.33% | 0 | 0% | 0 | 0% | 0 | 0% | 16088.7096 | 4.718%
38 | ATCO Electric | 350.4376 | 1.752% | 3017.2147 | 17.44% | 12348.09 | 35.98% | 0 | 0% | 0 | 0% | 0 | 0% | -24.3504 | -33.33% | 0 | 0% | 0 | 0% | 0 | 0% | 15691.3919 | 10.39%
39 | ATCO Electric | 1301.8258 | 1.884% | 3027.6151 | 15.44% | 12429.776 | 35.91% | 0 | 0% | 0 | 0% | 0 | 0% | -78.359 | -33.33% | 0 | 0% | 0 | 0% | 0 | 0% | 16680.8578 | 4.836%
40 | ATCO Electric | 84.5476 | 1.778% | 3165.1774 | 18.37% | 12673.8 | 35.72% | 0 | 0% | 0 | 0% | 0 | 0% | -6.1229 | -33.33% | 0 | 0% | 0 | 0% | 0 | 0% | 15917.4021 | 21.04%
41 | ATCO Electric | 633.4095 | 1.895% | 3150.5289 | 17.03% | 12673.8 | 35.72% | 0 | 0% | 0 | 0% | 0 | 0% | -39.2674 | -33.33% | 0 | 0% | 0 | 0% | 0 | 0% | 16418.471 | 8.309%
42 | ATCO Electric | 906.5794 | 1.733% | 3135.521 | 15.83% | 12673.8 | 35.72% | 0 | 0% | 0 | 0% | 0 | 0% | -72.0198 | -33.33% | 0 | 0% | 0 | 0% | 0 | 0% | 16643.8806 | 5.512%
43 | ATCO Electric | 1082.4916 | 1.846% | 3161.2441 | 15.85% | 12729.2035 | 35.68% | 0 | 0% | 0 | 0% | 0 | 0% | -70.8611 | -33.33% | 0 | 0% | 0 | 0% | 0 | 0% | 16902.078 | 5.484%
44 | ATCO Electric | 1345.2464 | 1.915% | 3213.2475 | 15.65% | 12854.6098 | 35.58% | 0 | 0% | 0 | 0% | 0 | 0% | -77.9854 | -33.33% | 0 | 0% | 0 | 0% | 0 | 0% | 17335.1182 | 4.936%
45 | ATCO Electric | 565.6541 | 1.691% | 3265.1866 | 16.74% | 12952.98 | 35.52% | 0 | 0% | 0 | 0% | 0 | 0% | -39.9433 | -33.33% | 0 | 0% | 0 | 0% | 0 | 0% | 16743.8774 | 7.95%
46 | ATCO Electric | 130.4837 | 1.711% | 3518.4859 | 18.22% | 3801.0063 | 23.14% | 0 | 0% | 0 | 0% | 0 | 0% | -75.5536 | -33.33% | 0 | 0% | 0 | 0% | 0 | 0% | 7374.4223 | 10.4%
47 | ATCO Electric | 991.861 | 1.785% | 3523.3617 | 16.08% | 13269.762 | 35% | 0 | 0% | 0 | 0% | 0 | 0% | -67.3562 | -33.33% | 0 | 0% | 0 | 0% | 0 | 0% | 17717.6285 | 5.718%
48 | ATCO Electric | 18.2719 | 1.879% | 3563.4826 | 18.61% | 13278.6 | 34.98% | 0 | 0% | 0 | 0% | 0 | 0% | -1.872 | -33.33% | 0 | 0% | 0 | 0% | 0 | 0% | 16858.4825 | 27.46%
49 | ATCO Electric | 957.4151 | 1.831% | 3604.4782 | 16.36% | 13356.5276 | 34.85% | 0 | 0% | 0 | 0% | 0 | 0% | -62.183 | -33.33% | 0 | 0% | 0 | 0% | 0 | 0% | 17856.2379 | 6.137%
50 | ATCO Electric | 1451.8707 | 1.906% | 3676.8273 | 15.75% | 13448.3682 | 34.7% | 0 | 0% | 0 | 0% | 0 | 0% | -86.9683 | -33.33% | 0 | 0% | 0 | 0% | 0 | 0% | 18490.0979 | 4.779%
51 | ATCO Electric | 662.3089 | 1.899% | 3929.9808 | 17.28% | 13707.243 | 34.3% | 0 | 0% | 0 | 0% | 0 | 0% | -40.7686 | -33.33% | 0 | 0% | 0 | 0% | 0 | 0% | 18258.7641 | 8.577%
52 | ATCO Electric | 1657.2209 | 1.932% | 3937.5098 | 15.7% | 13743.302 | 34.24% | 0 | 0% | 0 | 0% | 0 | 0% | -79.7768 | -33.33% | 0 | 0% | 0 | 0% | 0 | 0% | 19258.2559 | 4.391%
53 | ATCO Electric | 1384.1863 | 1.915% | 3996.5819 | 16.09% | 13802.4754 | 34.16% | 0 | 0% | 0 | 0% | 0 | 0% | -97.1218 | -33.33% | 0 | 0% | 0 | 0% | 0 | 0% | 19086.1218 | 5.156%
54 | ATCO Electric | 1498.8426 | 1.702% | 4016.2597 | 15.02% | 13846.1174 | 34.09% | 0 | 0% | 0 | 0% | 0 | 0% | -111.0048 | -33.33% | 0 | 0% | 0 | 0% | 0 | 0% | 19250.2149 | 4.086%
55 | ATCO Electric | 1670.5125 | 1.764% | 4285.5194 | 15.17% | 14147.3636 | 33.66% | 0 | 0% | 0 | 0% | 0 | 0% | -111.719 | -33.33% | 0 | 0% | 0 | 0% | 0 | 0% | 19991.6765 | 3.972%
56 | ATCO Electric | 411.4545 | 1.813% | 4343.0171 | 17.74% | 14162.4 | 33.64% | 0 | 0% | 0 | 0% | 0 | 0% | -61.9416 | -33.33% | 0 | 0% | 0 | 0% | 0 | 0% | 18854.93 | 11.07%
57 | ATCO Electric | 1056.8333 | 1.723% | 4396.7725 | 16.21% | 14250.78 | 33.52% | 0 | 0% | 0 | 0% | 0 | 0% | -74.4768 | -33.33% | 0 | 0% | 0 | 0% | 0 | 0% | 19629.909 | 5.485%
58 | ATCO Electric | 1943.61 | 1.868% | 4486.2951 | 15.35% | 14370.311 | 33.37% | 0 | 0% | 0 | 0% | 0 | 0% | -116.7616 | -33.33% | 0 | 0% | 0 | 0% | 0 | 0% | 20683.4545 | 4.002%
59 | ATCO Electric | 853.3573 | 1.733% | 4705.5762 | 16.77% | 14586.624 | 33.09% | 0 | 0% | 0 | 0% | 0 | 0% | -58.512 | -33.33% | 0 | 0% | 0 | 0% | 0 | 0% | 20087.0455 | 6.696%
60 | ATCO Electric | 784.2262 | 1.715% | 4723.0936 | 16.87% | 14604.3 | 33.07% | 0 | 0% | 0 | 0% | 0 | 0% | -55.1784 | -33.33% | 0 | 0% | 0 | 0% | 0 | 0% | 20056.4414 | 6.92%
61 | ATCO Electric | 735.307 | 1.785% | 4798.9953 | 17.16% | 14683.842 | 32.97% | 0 | 0% | 0 | 0% | 0 | 0% | -32.5651 | -33.33% | 0 | 0% | 0 | 0% | 0 | 0% | 20185.5791 | 8.11%
62 | ATCO Electric | 988.8843 | 1.815% | 4810.9751 | 16.78% | 14704.8411 | 32.95% | 0 | 0% | 0 | 0% | 0 | 0% | -74.8378 | -33.33% | 0 | 0% | 0 | 0% | 0 | 0% | 20429.8627 | 6.509%
63 | ATCO Electric | 1024.8769 | 1.817% | 4817.1828 | 16.73% | 14712.9013 | 32.94% | 0 | 0% | 0 | 0% | 0 | 0% | -69.8579 | -33.33% | 0 | 0% | 0 | 0% | 0 | 0% | 20485.1031 | 6.31%
64 | ATCO Electric | 2153.732 | 1.913% | 4937.8023 | 15.53% | 14875.9448 | 32.74% | 0 | 0% | 0 | 0% | 0 | 0% | -133.5384 | -33.33% | 0 | 0% | 0 | 0% | 0 | 0% | 21833.9407 | 3.959%
65 | ATCO Electric | 1723.7245 | 1.839% | 5053.5295 | 15.84% | 14998.9697 | 32.6% | 0 | 0% | 0 | 0% | 0 | 0% | -110.7206 | -33.33% | 0 | 0% | 0 | 0% | 0 | 0% | 21665.5031 | 4.43%
66 | ATCO Electric | 645.2087 | 1.681% | 5122.9739 | 17.2% | 15046.2 | 32.55% | 0 | 0% | 0 | 0% | 0 | 0% | -86.437 | -33.33% | 0 | 0% | 0 | 0% | 0 | 0% | 20727.9456 | 8.146%
67 | ATCO Electric | 1177.0647 | 1.745% | 5106.6174 | 16.37% | 15046.2 | 32.55% | 0 | 0% | 0 | 0% | 0 | 0% | -77.2222 | -33.33% | 0 | 0% | 0 | 0% | 0 | 0% | 21252.6599 | 5.44%
68 | ATCO Electric | -417.4108 | -8.677% | 5170.0519 | 16.78% | 8339.5442 | 26.64% | 0 | 0% | 0 | 0% | 0 | 0% | -109.3162 | -33.33% | 0 | 0% | 0 | 0% | 0 | 0% | 12982.8692 | 6.42%
69 | ATCO Electric | -11.4781 | -10.32% | 5254.4102 | 18.6% | 6401.041 | 24.11% | 0 | 0% | 0 | 0% | 0 | 0% | -113.5181 | -33.33% | 0 | 0% | 0 | 0% | 0 | 0% | 11530.455 | 18.25%
70 | ATCO Electric | 2006.2181 | 1.738% | 5291.2224 | 15.14% | 15285.5488 | 32.28% | 0 | 0% | 0 | 0% | 0 | 0% | -144.3984 | -33.33% | 0 | 0% | 0 | 0% | 0 | 0% | 22438.5909 | 3.681%
71 | ATCO Electric | 1625.616 | 1.702% | 5340.3765 | 15.58% | 15329.016 | 32.23% | 0 | 0% | 0 | 0% | 0 | 0% | -112.9536 | -33.33% | 0 | 0% | 0 | 0% | 0 | 0% | 22182.0549 | 4.17%
72 | ATCO Electric | 2109.2749 | 1.724% | 5358.3555 | 14.97% | 15366.4302 | 32.19% | 0 | 0% | 0 | 0% | 0 | 0% | -138.0082 | -33.33% | 0 | 0% | 0 | 0% | 0 | 0% | 22696.0524 | 3.472%
73 | ATCO Electric | 566.6168 | 1.726% | 5523.4907 | 17.53% | 15488.1 | 32.07% | 0 | 0% | 0 | 0% | 0 | 0% | -43.0184 | -33.33% | 0 | 0% | 0 | 0% | 0 | 0% | 21535.1891 | 8.886%
74 | ATCO Electric | 1975.8901 | 1.785% | 5707.2248 | 15.58% | 15743.0468 | 31.81% | 0 | 0% | 0 | 0% | 0 | 0% | -152.9856 | -33.33% | 0 | 0% | 0 | 0% | 0 | 0% | 23273.1762 | 4.053%
75 | ATCO Electric | 526.1953 | 1.784% | 5922.5887 | 17.75% | 15930 | 31.63% | 0 | 0% | 0 | 0% | 0 | 0% | -61.8259 | -33.33% | 0 | 0% | 0 | 0% | 0 | 0% | 22316.958 | 10.54%
76 | ATCO Electric | 1292.8138 | 1.721% | 5892.7842 | 16.39% | 15930 | 31.63% | 0 | 0% | 0 | 0% | 0 | 0% | -89.3894 | -33.33% | 0 | 0% | 0 | 0% | 0 | 0% | 23026.2085 | 5.214%
77 | ATCO Electric | 963.503 | 1.576% | 6034.7523 | 16.58% | 16084.5668 | 31.48% | 0 | 0% | 0 | 0% | 0 | 0% | -164.8808 | -33.33% | 0 | 0% | -12701.1424 | 31.47% | 0 | 0% | 10216.7989 | 2.859%
78 | ATCO Electric | 2100.6083 | 1.708% | 6139.0404 | 15.3% | 16050.1633 | 31.33% | 0 | 0% | 0 | 0% | 0 | 0% | -144.6748 | -33.33% | 0 | 0% | -12674.2733 | 31.31% | 0 | 0% | 11470.8639 | 1.822%
79 | ATCO Electric | 1955.4992 | 1.875% | 6189.3124 | 16.14% | 16270.4738 | 31.31% | 0 | 0% | 0 | 0% | 0 | 0% | -119.6205 | -33.33% | 0 | 0% | 0 | 0% | 0 | 0% | 24295.6649 | 4.472%
80 | ATCO Electric | 2687.7214 | 1.821% | 6168.1248 | 15.12% | 16278.0012 | 31.31% | 0 | 0% | 0 | 0% | 0 | 0% | -170.4864 | -33.33% | 0 | 0% | 0 | 0% | 0 | 0% | 24963.361 | 3.342%
81 | ATCO Electric | 1689.6393 | 1.659% | 6249.5945 | 15.71% | 16351.1366 | 31.24% | 0 | 0% | 0 | 0% | 0 | 0% | -161.8819 | -33.33% | 0 | 0% | 0 | 0% | 0 | 0% | 24128.4884 | 4.067%
82 | ATCO Electric | 52.8338 | 0.7715% | 6473.042 | 18.25% | 16534.0321 | 31.08% | 0 | 0% | 0 | 0% | 0 | 0% | -103.7299 | -33.33% | 0 | 0% | 0 | 0% | 0 | 0% | 22956.178 | 16.93%
83 | ATCO Electric | 2631.9444 | 1.863% | 6566.9338 | 15.53% | 16714.9715 | 30.93% | 0 | 0% | 0 | 0% | 0 | 0% | -171.6474 | -33.33% | 0 | 0% | 0 | 0% | 0 | 0% | 25742.2023 | 3.621%
84 | ATCO Electric | 2758.2455 | 1.882% | 6596.6699 | 15.51% | 16749.4986 | 30.9% | 0 | 0% | 0 | 0% | 0 | 0% | -177.1171 | -33.33% | 0 | 0% | 0 | 0% | 0 | 0% | 25927.2969 | 3.658%
85 | ATCO Electric | 2140.5227 | 1.834% | 6666.6767 | 15.96% | 16813.8 | 30.85% | 0 | 0% | 0 | 0% | 0 | 0% | -147.6912 | -33.33% | 0 | 0% | 0 | 0% | 0 | 0% | 25473.3082 | 4.311%
86 | ATCO Electric | 2271.9604 | 1.829% | 6684.5099 | 15.81% | 16838.7428 | 30.83% | 0 | 0% | 0 | 0% | 0 | 0% | -152.1408 | -33.33% | 0 | 0% | 0 | 0% | 0 | 0% | 25643.0723 | 4.097%
87 | ATCO Electric | 1876.5035 | 1.777% | 6727.6971 | 16.07% | 16878.9891 | 30.8% | 0 | 0% | 0 | 0% | 0 | 0% | -147.7424 | -33.33% | 0 | 0% | 0 | 0% | 0 | 0% | 25335.4473 | 4.316%
88 | ATCO Electric | 1188.819 | 1.779% | 7048.7909 | 17.01% | 17211.51 | 30.54% | 0 | 0% | 0 | 0% | 0 | 0% | -105.2496 | -33.33% | 0 | 0% | 0 | 0% | 0 | 0% | 25343.8702 | 6.442%
89 | ATCO Electric | 2100.8362 | 1.744% | 7087.0154 | 15.81% | 2957.2315 | 14.74% | 0 | 0% | 0 | 0% | 0 | 0% | -188.3387 | -33.33% | 0 | 0% | 0 | 0% | 0 | 0% | 11956.7444 | 1.906%
90 | ATCO Electric | 885.9768 | 1.733% | 7172.5458 | 17.33% | 17312.9275 | 30.43% | 0 | 0% | 0 | 0% | 0 | 0% | -152.4861 | -33.33% | 0 | 0% | 0 | 0% | 0 | 0% | 25218.9641 | 6.929%
91 | ATCO Electric | 2832.0363 | 1.699% | 7154.3825 | 14.83% | 3041.6452 | 14.86% | 0 | 0% | 0 | 0% | 0 | 0% | -198.0374 | -33.33% | 0 | 0% | 0 | 0% | 0 | 0% | 12830.0266 | 1.506%
92 | ATCO Electric | 1636.5727 | 1.823% | 7384.5896 | 16.68% | 3417.4571 | 15.68% | 0 | 0% | 0 | 0% | 0 | 0% | -187.1951 | -33.33% | 0 | 0% | 0 | 0% | 0 | 0% | 12251.4242 | 2.66%
93 | ATCO Electric | 3188.6822 | 1.935% | 7510.0963 | 15.69% | 17715.8559 | 30.12% | 0 | 0% | 0 | 0% | 0 | 0% | -178.952 | -33.33% | 0 | 0% | 0 | 0% | 0 | 0% | 28235.6824 | 3.587%
94 | ATCO Electric | 703.8931 | 1.693% | 7786.2398 | 17.61% | 17848.348 | 29.93% | 0 | 0% | 0 | 0% | 0 | 0% | -52.4947 | -33.33% | 0 | 0% | 0 | 0% | 0 | 0% | 26285.9861 | 8.66%
95 | ATCO Electric | 2754.7512 | 1.74% | 7772.3347 | 15.34% | 17882.4533 | 29.89% | 0 | 0% | 0 | 0% | 0 | 0% | -196.2133 | -33.33% | 0 | 0% | 0 | 0% | 0 | 0% | 28213.326 | 3.39%
96 | ATCO Electric | 1896.9851 | 1.753% | 7854.0966 | 16.3% | 17912.5 | 29.85% | 0 | 0% | 0 | 0% | 0 | 0% | -141.4691 | -33.33% | 0 | 0% | 0 | 0% | 0 | 0% | 27522.1126 | 4.612%
97 | ATCO Electric | 2048.7672 | 1.784% | 7852.2879 | 16.24% | 17912.5 | 29.85% | 0 | 0% | 0 | 0% | 0 | 0% | -128.8283 | -33.33% | 0 | 0% | 0 | 0% | 0 | 0% | 27684.7268 | 4.402%
98 | ATCO Electric | 2552.2177 | 1.712% | 7825.5998 | 15.44% | 17912.5 | 29.85% | 0 | 0% | 0 | 0% | 0 | 0% | -168.2102 | -33.33% | 0 | 0% | 0 | 0% | 0 | 0% | 28122.1073 | 3.48%
99 | ATCO Electric | 1283.6155 | 1.889% | 8193.8997 | 17.35% | 18098.2856 | 29.6% | 0 | 0% | 0 | 0% | 0 | 0% | -199.1584 | -33.33% | 0 | 0% | 0 | 0% | 0 | 0% | 27376.6423 | 6.994%
100 | ATCO Electric | 2478.4075 | 1.739% | 8159.2125 | 15.73% | 4148.9764 | 16.48% | 0 | 0% | 0 | 0% | 0 | 0% | -167.9475 | -33.33% | 0 | 0% | 0 | 0% | 0 | 0% | 14618.6489 | 1.989%
101 | ATCO Electric | 1041.9905 | 1.597% | 8270.1135 | 17.02% | 18150.1 | 29.53% | 0 | 0% | 0 | 0% | 0 | 0% | -173.8704 | -33.33% | 0 | 0% | 0 | 0% | 0 | 0% | 27288.3336 | 6.219%
102 | ATCO Electric | 2568.8149 | 1.691% | 8217.761 | 15.47% | 18150.1 | 29.53% | 0 | 0% | 0 | 0% | 0 | 0% | -191.9995 | -33.33% | 0 | 0% | 0 | 0% | 0 | 0% | 28744.6764 | 3.398%
103 | ATCO Electric | 3105.0762 | 1.826% | 8224.7806 | 15.53% | 18152.9195 | 29.53% | 0 | 0% | 0 | 0% | 0 | 0% | -182.8214 | -33.33% | 0 | 0% | 0 | 0% | 0 | 0% | 29299.9549 | 3.368%
104 | ATCO Electric | 931.0408 | 1.715% | 8299.2225 | 17.41% | 18160.623 | 29.52% | 0 | 0% | 0 | 0% | 0 | 0% | -131.4313 | -33.33% | 0 | 0% | 0 | 0% | 0 | 0% | 27259.4551 | 7.573%
105 | ATCO Electric | 1599.7104 | 1.858% | 8643.5395 | 17.06% | 18374.7746 | 29.25% | 0 | 0% | 0 | 0% | 0 | 0% | -185.3248 | -33.33% | 0 | 0% | 0 | 0% | 0 | 0% | 28432.6996 | 5.95%
106 | ATCO Electric | 2324.3794 | 1.778% | 8634.4081 | 16.15% | 18387.7 | 29.23% | 0 | 0% | 0 | 0% | 0 | 0% | -174.8822 | -33.33% | 0 | 0% | 0 | 0% | 0 | 0% | 29171.6053 | 4.115%
107 | ATCO Electric | 3284.1464 | 1.723% | 8592.5182 | 15.05% | 18387.7 | 29.23% | 0 | 0% | 0 | 0% | 0 | 0% | -214.2691 | -33.33% | 0 | 0% | 0 | 0% | 0 | 0% | 30050.0954 | 3.006%
108 | ATCO Electric | 2241.8896 | 1.741% | 8819.2466 | 16.15% | 18499.6318 | 29.1% | 0 | 0% | 0 | 0% | 0 | 0% | -213.961 | -33.33% | 0 | 0% | 0 | 0% | 0 | 0% | 29346.807 | 4.116%
109 | ATCO Electric | 2829.3181 | 1.678% | 8819.5012 | 15.35% | 18518.3483 | 29.07% | 0 | 0% | 0 | 0% | 0 | 0% | -209.8685 | -33.33% | 0 | 0% | 0 | 0% | 0 | 0% | 29957.2991 | 3.207%
110 | ATCO Electric | 1249.9075 | 1.748% | 9171.1759 | 17.24% | 18689.452 | 28.87% | 0 | 0% | 0 | 0% | 0 | 0% | -83.2637 | -33.33% | 0 | 0% | 0 | 0% | 0 | 0% | 29027.2717 | 6.474%
111 | ATCO Electric | 3072.6188 | 1.739% | 9302.8852 | 15.52% | 18807.629 | 28.74% | 0 | 0% | 0 | 0% | 0 | 0% | -223.6637 | -33.33% | 0 | 0% | 0 | 0% | 0 | 0% | 30959.4692 | 3.257%
112 | ATCO Electric | 953.3547 | 1.708% | 9468.4972 | 17.52% | 18862.9 | 28.67% | 0 | 0% | 0 | 0% | 0 | 0% | -169.0432 | -33.33% | 0 | 0% | 0 | 0% | 0 | 0% | 29115.7087 | 7.553%
113 | ATCO Electric | 4084.5476 | 1.927% | 9561.3413 | 15.65% | 18961.2474 | 28.56% | 0 | 0% | 0 | 0% | 0 | 0% | -240.1848 | -33.33% | 0 | 0% | 0 | 0% | 0 | 0% | 32366.9516 | 3.176%
114 | ATCO Electric | 1293.3813 | 1.658% | 9844.0668 | 17.1% | 19098.124 | 28.41% | 0 | 0% | 0 | 0% | 0 | 0% | -94.5107 | -33.33% | 0 | 0% | 0 | 0% | 0 | 0% | 30141.0615 | 5.964%
115 | ATCO Electric | 2653.5617 | 2.053% | 9844.8549 | 17.01% | 19100.5 | 28.41% | 0 | 0% | 0 | 0% | 0 | 0% | -149.0173 | -33.33% | 0 | 0% | 0 | 0% | 0 | 0% | 31449.8993 | 5.449%
116 | ATCO Electric | 3809.1184 | 1.897% | 9969.8224 | 15.8% | 19205.1918 | 28.3% | 0 | 0% | 0 | 0% | 0 | 0% | -238.1894 | -33.33% | 0 | 0% | 0 | 0% | 0 | 0% | 32745.9432 | 3.296%
117 | ATCO Electric | 3755.3841 | 1.843% | 10076.2247 | 15.63% | 19274.0205 | 28.23% | 0 | 0% | 0 | 0% | 0 | 0% | -247.9035 | -33.33% | 0 | 0% | 0 | 0% | 0 | 0% | 32857.7257 | 3.202%
118 | ATCO Electric | 4330.5697 | 1.714% | 10070.077 | 14.65% | 19298.386 | 28.2% | 0 | 0% | 0 | 0% | 0 | 0% | -278.5277 | -33.33% | 0 | 0% | 0 | 0% | 0 | 0% | 33420.505 | 2.529%
119 | ATCO Electric | 4309.2863 | 1.986% | 10201.1545 | 15.93% | 19342.0283 | 28.16% | 0 | 0% | 0 | 0% | 0 | 0% | -269.8416 | -33.33% | 0 | 0% | 0 | 0% | 0 | 0% | 33582.6275 | 3.397%
120 | ATCO Electric | 1377.239 | 1.846% | 10650.807 | 17.49% | 19575.7 | 27.92% | 0 | 0% | 0 | 0% | 0 | 0% | -181.1866 | -33.33% | 0 | 0% | 0 | 0% | 0 | 0% | 31422.5594 | 7.166%
121 | ATCO Electric | 4073.7338 | 1.714% | 10998.657 | 15.1% | 19849.883 | 27.65% | 0 | 0% | 0 | 0% | 0 | 0% | -293.0976 | -33.33% | 0 | 0% | 0 | 0% | 0 | 0% | 34629.1763 | 2.741%
122 | ATCO Electric | 4601.8947 | 1.914% | 11190.5435 | 15.68% | 19948.5736 | 27.56% | 0 | 0% | 0 | 0% | 0 | 0% | -266.2186 | -33.33% | 0 | 0% | 0 | 0% | 0 | 0% | 35474.7932 | 3.079%
123 | ATCO Electric | 2285.6674 | 1.658% | 11565.0337 | 16.41% | 20154.6583 | 27.37% | 0 | 0% | 0 | 0% | 0 | 0% | -277.751 | -33.33% | 0 | 0% | 0 | 0% | 0 | 0% | 33727.6084 | 4.102%
124 | ATCO Electric | 4749.2669 | 1.752% | 11863.5419 | 15.04% | 20377.7616 | 27.18% | 0 | 0% | 0 | 0% | 0 | 0% | -305.9251 | -33.33% | 0 | 0% | 0 | 0% | 0 | 0% | 36684.6453 | 2.628%
125 | ATCO Electric | 4559.6656 | 1.998% | 11935.0557 | 16.2% | 20384.5284 | 27.17% | 0 | 0% | 0 | 0% | 0 | 0% | -254.5661 | -33.33% | 0 | 0% | 0 | 0% | 0 | 0% | 36624.6837 | 3.498%
126 | ATCO Electric | 1913.0044 | 1.851% | 12219.2797 | 17.27% | 20526.1 | 27.05% | 0 | 0% | 0 | 0% | 0 | 0% | -221.5808 | -33.33% | 0 | 0% | 0 | 0% | 0 | 0% | 34436.8033 | 5.832%
127 | ATCO Electric | 3595.787 | 1.764% | 12294.0291 | 15.91% | 20610.5694 | 26.98% | 0 | 0% | 0 | 0% | 0 | 0% | -309.4013 | -33.33% | 0 | 0% | 0 | 0% | 0 | 0% | 36190.9843 | 3.335%
128 | ATCO Electric | 5365.5861 | 1.931% | 12518.9493 | 15.66% | 20755.3154 | 26.86% | 0 | 0% | 0 | 0% | 0 | 0% | -305.559 | -33.33% | 0 | 0% | 0 | 0% | 0 | 0% | 38334.2918 | 2.932%
129 | ATCO Electric | 2337.3576 | 1.673% | 12580.2156 | 16.57% | 20763.7 | 26.85% | 0 | 0% | 0 | 0% | 0 | 0% | -171.36 | -33.33% | 0 | 0% | 0 | 0% | 0 | 0% | 35509.9132 | 4.289%
130 | ATCO Electric | 3867.1061 | 1.743% | 12549.1073 | 15.71% | 6712.5036 | 16.93% | 0 | 0% | 0 | 0% | 0 | 0% | -292.7462 | -33.33% | 0 | 0% | 0 | 0% | 0 | 0% | 22835.9707 | 1.987%
131 | ATCO Electric | 2898.176 | 1.768% | 12589.5546 | 16.44% | 20773.204 | 26.84% | 0 | 0% | 0 | 0% | 0 | 0% | -193.2773 | -33.33% | 0 | 0% | 0 | 0% | 0 | 0% | 36067.6573 | 3.99%
132 | ATCO Electric | 2791.4794 | 1.685% | 13603.767 | 16.41% | 21387.4 | 26.37% | 0 | 0% | 0 | 0% | 0 | 0% | -233.424 | -33.33% | 0 | 0% | 0 | 0% | 0 | 0% | 37549.2224 | 3.884%
133 | ATCO Electric | 5811.151 | 1.716% | 13666.3458 | 14.69% | 10111.4162 | 19.78% | 0 | 0% | 0 | 0% | 0 | 0% | -378.5453 | -33.33% | 0 | 0% | 0 | 0% | 0 | 0% | 29210.3678 | 1.698%
134 | ATCO Electric | -1033.0444 | -1.522% | 13931.6867 | 15.31% | 21625.2693 | 26.19% | 0 | 0% | 0 | 0% | 0 | 0% | -384.7622 | -33.33% | 0 | 0% | 0 | 0% | 0 | 0% | 34139.1493 | 3.488%
135 | ATCO Electric | 3595.6567 | 1.461% | 14523.4353 | 15.17% | 21990.5898 | 25.94% | 0 | 0% | 0 | 0% | 0 | 0% | -386.3122 | -33.33% | 0 | 0% | 0 | 0% | 0 | 0% | 39723.3697 | 2.764%
136 | ATCO Electric | 5609.4408 | 1.761% | 14722.0382 | 15.22% | 22109.1496 | 25.86% | 0 | 0% | 0 | 0% | 0 | 0% | -386.2954 | -33.33% | 0 | 0% | 0 | 0% | 0 | 0% | 42054.3333 | 2.571%
137 | ATCO Electric | 6061.6831 | 1.868% | 14889.7595 | 15.51% | 22199.3109 | 25.8% | 0 | 0% | 0 | 0% | 0 | 0% | -388.8576 | -33.33% | 0 | 0% | 0 | 0% | 0 | 0% | 42761.8959 | 2.685%
138 | ATCO Electric | 5937.2693 | 1.933% | 15686.6101 | 15.96% | 22664.5 | 25.5% | 0 | 0% | 0 | 0% | 0 | 0% | -329.5277 | -33.33% | 0 | 0% | 0 | 0% | 0 | 0% | 43958.8517 | 3.023%
139 | ATCO Electric | 88.4066 | 0.8782% | 16832.147 | 18.44% | 19327.8299 | 23.64% | 0 | 0% | 0 | 0% | 0 | 0% | -209.6266 | -33.33% | 0 | 0% | 0 | 0% | 0 | 0% | 36038.7569 | 15.47%
140 | ATCO Electric | 6153.6593 | 1.759% | 18570.6601 | 15.59% | 24021.444 | 24.49% | 0 | 0% | 0 | 0% | 0 | 0% | -406.6099 | -33.33% | 0 | 0% | 0 | 0% | 0 | 0% | 48339.1535 | 2.664%
141 | ATCO Electric | 7342.2705 | 1.741% | 18640.2486 | 15.04% | 24051.4466 | 24.46% | 0 | 0% | 0 | 0% | 0 | 0% | -494.208 | -33.33% | 0 | 0% | 0 | 0% | 0 | 0% | 49539.7577 | 2.305%
142 | ATCO Electric | 6812.6629 | 1.731% | 18916.0514 | 15.25% | 24068.9147 | 24.37% | 0 | 0% | 0 | 0% | 0 | 0% | -469.1693 | -33.33% | 0 | 0% | 0 | 0% | 0 | 0% | 49328.4597 | 2.409%
143 | ATCO Electric | 4866.6542 | 1.709% | 19619.0089 | 16.09% | 24280.5 | 24.17% | 0 | 0% | 0 | 0% | 0 | 0% | -354.6893 | -33.33% | 0 | 0% | 0 | 0% | 0 | 0% | 48411.4738 | 3.077%
144 | ATCO Electric | 5659.2362 | 1.793% | 19615.5486 | 16.05% | 24280.5 | 24.17% | 0 | 0% | 0 | 0% | 0 | 0% | -439.6637 | -33.33% | 0 | 0% | 0 | 0% | 0 | 0% | 49115.6211 | 2.989%
145 | ATCO Electric | 5584.7484 | 1.694% | 19983.6483 | 15.77% | 24381.3 | 24.04% | 0 | 0% | 0 | 0% | 0 | 0% | -393.5837 | -33.33% | 0 | 0% | 0 | 0% | 0 | 0% | 49556.113 | 2.775%
146 | ATCO Electric | 8609.8525 | 1.926% | 20830.1531 | 15.72% | 24600.0226 | 23.78% | 0 | 0% | 0 | 0% | 0 | 0% | -506.9994 | -33.33% | 0 | 0% | 0 | 0% | 0 | 0% | 53533.0289 | 2.533%
147 | ATCO Electric | 10322.3731 | 1.945% | 23223.1474 | 15.62% | 25218.3769 | 23.1% | 0 | 0% | 0 | 0% | 0 | 0% | -585.1114 | -33.33% | 0 | 0% | 0 | 0% | 0 | 0% | 58178.7861 | 2.369%
148 | ATCO Electric | -2458.1027 | -3.057% | 23586.1471 | 15.45% | 23716.0439 | 22.46% | 0 | 0% | 0 | 0% | 0 | 0% | -645.6408 | -33.33% | 0 | 0% | 0 | 0% | 0 | 0% | 44198.4475 | 2.71%
149 | ATCO Electric | 8727.9534 | 1.906% | 25222.909 | 16.06% | 25721.0231 | 22.6% | 0 | 0% | 0 | 0% | 0 | 0% | -541.2717 | -33.33% | 0 | 0% | 0 | 0% | 0 | 0% | 59130.6138 | 2.621%
150 | ATCO Electric | 3113.2785 | 0.932% | 25921.3668 | 14.97% | 25932.8002 | 22.4% | 0 | 0% | 0 | 0% | 0 | 0% | -717.0322 | -33.33% | 0 | 0% | 0 | 0% | 0 | 0% | 54250.4133 | 2.244%
Average: |  | 1906.0843 | 1.485% | 7090.934 | 16.24% | 14759.8558 | 32.51% | 0 | 0% | 0 | 0% | 0 | 0% | -152.528 | -33.33% | 0 | 0% | -169.1694 | 0.4185% | 0 | 0% | 23435.1766 | 8.53%
151 | Enmax | 2748.3689 | 1.931% | 7994.0593 | 16.17% | 17999.7176 | 29.73% | 0 | 0% | 0 | 0% | 0 | 0% | -189.7202 | -33.33% | 0 | 0% | 0 | 0% | 0 | 0% | 28552.4255 | 4.184%
152 | Enmax | 3575.0144 | 1.981% | 8458.2108 | 15.9% | 18286.3811 | 29.36% | 0 | 0% | 0 | 0% | 0 | 0% | -204.4686 | -33.33% | 0 | 0% | 0 | 0% | 0 | 0% | 30115.1376 | 3.607%
153 | Enmax | 3809.8882 | 1.916% | 10560.1586 | 16% | 19557.436 | 27.94% | 0 | 0% | 0 | 0% | 0 | 0% | -227.4891 | -33.33% | 0 | 0% | 0 | 0% | 0 | 0% | 33699.9936 | 3.486%
154 | Enmax | 3940.2896 | 1.926% | 11342.3539 | 16.13% | 20027.7864 | 27.49% | 0 | 0% | 0 | 0% | 0 | 0% | -270.0305 | -33.33% | 0 | 0% | 0 | 0% | 0 | 0% | 35040.3994 | 3.482%
155 | Enmax | 3593.8055 | 2.126% | 11835.3014 | 17.05% | 20300.4102 | 27.24% | 0 | 0% | 0 | 0% | 0 | 0% | -276.3105 | -33.33% | 0 | 0% | 0 | 0% | 0 | 0% | 35453.2066 | 4.705%
156 | Enmax | 4463.3776 | 1.954% | 11802.2902 | 16.05% | 20308.5284 | 27.24% | 0 | 0% | 0 | 0% | 0 | 0% | -302.9561 | -33.33% | 0 | 0% | 0 | 0% | 0 | 0% | 36271.2401 | 3.358%
157 | Enmax | 5134.8336 | 1.988% | 12032.7824 | 15.91% | 20452.3513 | 27.11% | 0 | 0% | 0 | 0% | 0 | 0% | -305.5528 | -33.33% | 0 | 0% | 0 | 0% | 0 | 0% | 37314.4145 | 3.304%
158 | Enmax | 5203.1245 | 1.949% | 12901.0111 | 15.88% | 20979.5754 | 26.68% | 0 | 0% | 0 | 0% | 0 | 0% | -316.6532 | -33.33% | 0 | 0% | 0 | 0% | 0 | 0% | 38767.0578 | 3.112%
159 | Enmax | 5990.6903 | 1.944% | 13804.9249 | 15.68% | 21534.5162 | 26.26% | 0 | 0% | 0 | 0% | 0 | 0% | -336.9559 | -33.33% | 0 | 0% | 0 | 0% | 0 | 0% | 40993.1755 | 2.858%
160 | Enmax | 6440.2621 | 1.968% | 14596.4502 | 15.74% | 22012.2352 | 25.93% | 0 | 0% | 0 | 0% | 0 | 0% | -373.7202 | -33.33% | 0 | 0% | 0 | 0% | 0 | 0% | 42675.2273 | 2.846%
161 | Enmax | 5693.8678 | 1.984% | 14871.1014 | 16.14% | 22163.852 | 25.82% | 0 | 0% | 0 | 0% | 0 | 0% | -347.0921 | -33.33% | 0 | 0% | 0 | 0% | 0 | 0% | 42381.7291 | 3.239%
162 | Enmax | 4859.0339 | 1.929% | 14921.5226 | 16.28% | 22189.3 | 25.81% | 0 | 0% | 0 | 0% | 0 | 0% | -307.0211 | -33.33% | 0 | 0% | 0 | 0% | 0 | 0% | 41662.8354 | 3.411%
163 | Enmax | 6328.1854 | 1.981% | 14900.387 | 15.89% | 22190.8125 | 25.81% | 0 | 0% | 0 | 0% | 0 | 0% | -361.4049 | -33.33% | 0 | 0% | 0 | 0% | 0 | 0% | 43057.98 | 2.971%
164 | Enmax | 6571.5634 | 1.989% | 15359.239 | 15.91% | 22468.2312 | 25.63% | 0 | 0% | 0 | 0% | 0 | 0% | -370.4469 | -33.33% | 0 | 0% | 0 | 0% | 0 | 0% | 44028.5866 | 2.942%
165 | Enmax | 6218.0312 | 1.891% | 15569.1173 | 15.66% | 22605.4884 | 25.54% | 0 | 0% | 0 | 0% | 0 | 0% | -401.757 | -33.33% | 0 | 0% | 0 | 0% | 0 | 0% | 43990.8798 | 2.755%
166 | Enmax | 6544.2922 | 1.923% | 16346.424 | 15.79% | 23067.3684 | 25.26% | 0 | 0% | 0 | 0% | 0 | 0% | -437.0205 | -33.33% | 0 | 0% | 0 | 0% | 0 | 0% | 45521.0641 | 2.787%
167 | Enmax | 7184.883 | 1.93% | 16957.7088 | 15.68% | 23439.612 | 25.04% | 0 | 0% | 0 | 0% | 0 | 0% | -422.9086 | -33.33% | 0 | 0% | 0 | 0% | 0 | 0% | 47159.2953 | 2.701%
168 | Enmax | 6825.8635 | 1.983% | 17040.5724 | 16.04% | 23481.6913 | 25.03% | 0 | 0% | 0 | 0% | 0 | 0% | -381.4546 | -33.33% | 0 | 0% | 0 | 0% | 0 | 0% | 46966.6726 | 2.981%
169 | Enmax | 6729.448 | 1.98% | 17101.7083 | 16.06% | 23469.4665 | 25% | 0 | 0% | 0 | 0% | 0 | 0% | -396.9494 | -33.33% | 0 | 0% | 0 | 0% | 0 | 0% | 46903.6734 | 3.033%
170 | Enmax | 7031.2182 | 1.896% | 18984.717 | 15.87% | 17658.5563 | 21.82% | 0 | 0% | 0 | 0% | 0 | 0% | -499.1503 | -33.33% | 0 | 0% | 0 | 0% | 0 | 0% | 43175.3411 | 2.428%
171 | Enmax | 7565.5797 | 1.972% | 19000.5363 | 16% | 24123.4605 | 24.36% | 0 | 0% | 0 | 0% | 0 | 0% | -452.0782 | -33.33% | 0 | 0% | 0 | 0% | 0 | 0% | 50237.4984 | 2.953%
172 | Enmax | 6375.645 | 1.997% | 19652.8441 | 16.52% | 24280.5 | 24.17% | 0 | 0% | 0 | 0% | 0 | 0% | -361.4375 | -33.33% | 0 | 0% | 0 | 0% | 0 | 0% | 49947.5517 | 3.383%
173 | Enmax | 8640.6638 | 1.914% | 20508.8864 | 15.62% | 24519.6723 | 23.88% | 0 | 0% | 0 | 0% | 0 | 0% | -560.3466 | -33.33% | 0 | 0% | 0 | 0% | 0 | 0% | 53108.8759 | 2.497%
174 | Enmax | 10182.3678 | 1.949% | 23105.5956 | 15.66% | 25187.1016 | 23.13% | 0 | 0% | 0 | 0% | 0 | 0% | -590.9159 | -33.33% | 0 | 0% | 0 | 0% | 0 | 0% | 57884.1491 | 2.422%
175 | Enmax | 9480.625 | 1.882% | 23106.0367 | 15.56% | 25190.0025 | 23.13% | 0 | 0% | 0 | 0% | 0 | 0% | -623.7224 | -33.33% | 0 | 0% | 0 | 0% | 0 | 0% | 57152.9418 | 2.357%
176 | Enmax | 9586.9714 | 1.969% | 23171.6476 | 15.9% | 25197.9304 | 23.12% | 0 | 0% | 0 | 0% | 0 | 0% | -573.3271 | -33.33% | 0 | 0% | 0 | 0% | 0 | 0% | 57383.2223 | 2.581%
177 | Enmax | 8560.3972 | 1.936% | 23274.9607 | 16.04% | 25221.0012 | 23.1% | 0 | 0% | 0 | 0% | 0 | 0% | -500.692 | -33.33% | 0 | 0% | 0 | 0% | 0 | 0% | 56555.6672 | 2.746%
178 | Enmax | 10657.9743 | 1.957% | 23337.6215 | 15.61% | 25248.1725 | 23.07% | 0 | 0% | 0 | 0% | 0 | 0% | -599.7761 | -33.33% | 0 | 0% | 0 | 0% | 0 | 0% | 58643.9921 | 2.374%
179 | Enmax | 8653.49 | 1.907% | 26892.4698 | 16.22% | 26145.3666 | 22.2% | 0 | 0% | 0 | 0% | 0 | 0% | -603.2448 | -33.33% | 0 | 0% | 0 | 0% | 0 | 0% | 61088.0815 | 2.723%
180 | Enmax | 11204.8151 | 1.937% | 27003.156 | 15.76% | 23677.6706 | 21.31% | 0 | 0% | 0 | 0% | 0 | 0% | -648.451 | -33.33% | 0 | 0% | 0 | 0% | 0 | 0% | 61237.1907 | 2.311%
181 | Enmax | 9505.0098 | 1.963% | 27401.9837 | 16.27% | 26274.8878 | 22.09% | 0 | 0% | 0 | 0% | 0 | 0% | -598.0377 | -33.33% | 0 | 0% | 0 | 0% | 0 | 0% | 62583.8435 | 2.815%
182 | Enmax | 8421.0946 | 1.814% | 27454.5773 | 15.99% | 26296.5 | 22.07% | 0 | 0% | 0 | 0% | 0 | 0% | -685.2123 | -33.33% | 0 | 0% | 0 | 0% | 0 | 0% | 61486.9597 | 2.56%
183 | Enmax | 11406.3422 | 1.944% | 29410.8025 | 15.95% | 26800.5 | 21.64% | 0 | 0% | 0 | 0% | 0 | 0% | -693.5767 | -33.33% | 0 | 0% | 0 | 0% | 0 | 0% | 66924.0679 | 2.453%
184 | Enmax | 16237.1399 | 1.934% | 36022.6453 | 15.54% | 28516.4794 | 20.41% | 0 | 0% | 0 | 0% | 0 | 0% | -915.51 | -33.33% | 0 | 0% | 0 | 0% | 0 | 0% | 79860.7546 | 2.085%
185 | Enmax | 13943.4653 | 1.953% | 39402.372 | 16.19% | 29358.804 | 19.9% | 0 | 0% | 0 | 0% | 0 | 0% | -785.3277 | -33.33% | 0 | 0% | 0 | 0% | 0 | 0% | 81919.3135 | 2.482%
186 | Enmax | 16814.3327 | 1.927% | 40008.8264 | 15.69% | 29536.3346 | 19.8% | 0 | 0% | 0 | 0% | 0 | 0% | -989.8585 | -33.33% | 0 | 0% | 0 | 0% | 0 | 0% | 85369.6351 | 2.116%
187 | Enmax | 16983.6315 | 1.992% | 45936.6057 | 16.24% | 31034.1 | 19.03% | 0 | 0% | 0 | 0% | 0 | 0% | -994.5388 | -33.33% | 0 | 0% | 0 | 0% | 0 | 0% | 92959.7985 | 2.409%
188 | Enmax | 18627.6129 | 1.95% | 47052.9628 | 15.93% | 31336.5 | 18.89% | 0 | 0% | 0 | 0% | 0 | 0% | -1097.8987 | -33.33% | 0 | 0% | 0 | 0% | 0 | 0% | 95919.177 | 2.195%
Average: |  | 8203.5052 | 1.949% | 21029.594 | 15.96% | 23740.4816 | 24.24% | 0 | 0% | 0 | 0% | 0 | 0% | -500.0793 | -33.33% | 0 | 0% | 0 | 0% | 0 | 0% | 52473.5015 | 2.886%
189 | EPCOR | 13.9596 | 1.167% | 1250.2706 | 18.36% | 435.1419 | 13.27% | 0 | 0% | 0 | 0% | 0 | 0% | -33.0064 | -33.33% | 0 | 0% | 0 | 0% | 0 | 0% | 1666.3656 | 10.29%
190 | EPCOR | 1005.0227 | 1.766% | 4844.5044 | 16.63% | 14745.708 | 32.9% | 0 | 0% | 0 | 0% | 0 | 0% | -69.8768 | -33.33% | 0 | 0% | 0 | 0% | 0 | 0% | 20525.3583 | 6.024%
191 | EPCOR | 1122.3546 | 1.653% | 5307.1826 | 16.25% | 15274.5543 | 32.29% | 0 | 0% | 0 | 0% | 0 | 0% | -121.7345 | -33.33% | 0 | 0% | 0 | 0% | 0 | 0% | 21582.357 | 5.241%
192 | EPCOR | 1636.4022 | 1.589% | 6223.4998 | 15.52% | 16327.71 | 31.26% | 0 | 0% | 0 | 0% | 0 | 0% | -151.7544 | -33.33% | 0 | 0% | 0 | 0% | 0 | 0% | 24035.8575 | 3.928%
193 | EPCOR | 2351.0573 | 1.866% | 6982.3709 | 15.97% | 9467.57 | 24.9% | 0 | 0% | 0 | 0% | 0 | 0% | -180.8862 | -33.33% | 0 | 0% | 0 | 0% | 0 | 0% | 18620.1119 | 2.891%
194 | EPCOR | 2164.1073 | 1.489% | 12013.1427 | 16.07% | 20435.4688 | 27.13% | 0 | 0% | 0 | 0% | 0 | 0% | -314.952 | -33.33% | 0 | 0% | 0 | 0% | 0 | 0% | 34297.7668 | 3.758%
195 | EPCOR | 4291.3649 | 1.816% | 12616.3341 | 15.75% | 20811.22 | 26.81% | 0 | 0% | 0 | 0% | 0 | 0% | -305.4326 | -33.33% | 0 | 0% | 0 | 0% | 0 | 0% | 37413.4864 | 3.082%
196 | EPCOR | 9812.6364 | 1.939% | 21599.2805 | 15.54% | 24802.3252 | 23.55% | 0 | 0% | 0 | 0% | 0 | 0% | -592.556 | -33.33% | 0 | 0% | 0 | 0% | 0 | 0% | 55621.6861 | 2.368%
197 | EPCOR | 10294.8396 | 1.937% | 22300.8804 | 15.49% | 24984.3256 | 23.35% | 0 | 0% | 0 | 0% | 0 | 0% | -577.2068 | -33.33% | 0 | 0% | 0 | 0% | 0 | 0% | 57002.8388 | 2.338%
198 | EPCOR | 9398.9934 | 1.946% | 22415.3119 | 15.77% | 25006.6345 | 23.33% | 0 | 0% | 0 | 0% | 0 | 0% | -576.8092 | -33.33% | 0 | 0% | 0 | 0% | 0 | 0% | 56244.1306 | 2.504%
199 | EPCOR | 10238.1834 | 1.957% | 22951.589 | 15.67% | 25147.3129 | 23.18% | 0 | 0% | 0 | 0% | 0 | 0% | -587.4785 | -33.33% | 0 | 0% | 0 | 0% | 0 | 0% | 57749.6068 | 2.437%
200 | EPCOR | 11103.1622 | 1.924% | 24152.7052 | 15.44% | 25462.6831 | 22.85% | 0 | 0% | 0 | 0% | 0 | 0% | -627.2312 | -33.33% | 0 | 0% | 0 | 0% | 0 | 0% | 60091.3193 | 2.259%
201 | EPCOR | 9738.1774 | 1.977% | 24358.7149 | 16.01% | 25500.18 | 22.81% | 0 | 0% | 0 | 0% | 0 | 0% | -564.9162 | -33.33% | 0 | 0% | 0 | 0% | 0 | 0% | 59032.1562 | 2.64%
202 | EPCOR | 10160.8253 | 1.937% | 24611.8003 | 15.77% | 25571.6569 | 22.74% | 0 | 0% | 0 | 0% | 0 | 0% | -627.8628 | -33.33% | 0 | 0% | 0 | 0% | 0 | 0% | 59716.4197 | 2.427%
203 | EPCOR | 11585.7346 | 1.956% | 24656.533 | 15.53% | 25589.8981 | 22.73% | 0 | 0% | 0 | 0% | 0 | 0% | -669.7328 | -33.33% | 0 | 0% | 0 | 0% | 0 | 0% | 61162.4329 | 2.307%
204 | EPCOR | 8423.099 | 1.938% | 28287.7522 | 16.49% | 26495.9129 | 21.9% | 0 | 0% | 0 | 0% | 0 | 0% | -656.5454 | -33.33% | 0 | 0% | 0 | 0% | 0 | 0% | 62550.2187 | 2.967%
205 | EPCOR | 13397.2095 | 1.953% | 30263.525 | 15.67% | 27029.0074 | 21.46% | 0 | 0% | 0 | 0% | 0 | 0% | -793.2152 | -33.33% | 0 | 0% | 0 | 0% | 0 | 0% | 69896.5267 | 2.219%
206 | EPCOR | 15621.1698 | 1.975% | 34901.8626 | 15.74% | 28220.0644 | 20.6% | 0 | 0% | 0 | 0% | 0 | 0% | -904.6318 | -33.33% | 0 | 0% | 0 | 0% | 0 | 0% | 77838.4649 | 2.226%
207 | EPCOR | 15185.0922 | 1.916% | 35039.2996 | 15.56% | 28262.4367 | 20.57% | 0 | 0% | 0 | 0% | 0 | 0% | -875.862 | -33.33% | 0 | 0% | 0 | 0% | 0 | 0% | 77610.9666 | 2.111%
208 | EPCOR | 16006.4691 | 1.969% | 37275.7263 | 15.81% | 28827.6772 | 20.21% | 0 | 0% | 0 | 0% | 0 | 0% | -937.1237 | -33.33% | 0 | 0% | 0 | 0% | 0 | 0% | 81172.7488 | 2.238%
209 | EPCOR | 17653.8681 | 1.992% | 38769.6578 | 15.77% | 29213.6841 | 19.98% | 0 | 0% | 0 | 0% | 0 | 0% | -1017.2968 | -33.33% | 0 | 0% | 0 | 0% | 0 | 0% | 84619.9132 | 2.188%
210 | EPCOR | 21988.4765 | 1.938% | 49763.759 | 15.61% | 32050.8741 | 18.58% | 0 | 0% | 0 | 0% | 0 | 0% | -1232.3795 | -33.33% | 0 | 0% | 0 | 0% | 0 | 0% | 102570.7301 | 1.989%
211 | EPCOR | 22106.518 | 1.95% | 51367.7105 | 15.73% | 32457.1406 | 18.42% | 0 | 0% | 0 | 0% | 0 | 0% | -1304.4232 | -33.33% | 0 | 0% | 0 | 0% | 0 | 0% | 104626.9459 | 2.026%
212 | EPCOR | 22499.1052 | 1.946% | 54871.4163 | 15.83% | 33352.5 | 18.07% | 0 | 0% | 0 | 0% | 0 | 0% | -1287.3111 | -33.33% | 0 | 0% | 0 | 0% | 0 | 0% | 109435.7103 | 2.07%
Average: |  | 10324.9095 | 1.854% | 24867.7012 | 15.92% | 23561.3203 | 23.04% | 0 | 0% | 0 | 0% | 0 | 0% | -625.4261 | -33.33% | 0 | 0% | 0 | 0% | 0 | 0% | 58128.505 | 3.105%
213 | FortisAlberta | 4.603 | 1.753% | 24.3541 | 16.76% | 74.5139 | 32.96% | 0 | 0% | 0 | 0% | 0 | 0% | -0.3896 | -33.33% | 0 | 0% | 0 | 0% | 0 | 0% | 103.0814 | 6.445%
214 | FortisAlberta | -0.0020696 | -10.32% | 28.9485 | 18.65% | 7.7536 | 11.18% | 0 | 0% | 0 | 0% | 0 | 0% | -0.16691 | -33.33% | 0 | 0% | 0 | 0% | 0 | 0% | 36.5331 | 15.78%
215 | FortisAlberta | 3.6185 | 1.615% | 29.7355 | 17.11% | 63.8645 | 29.34% | 0 | 0% | 0 | 0% | 0 | 0% | -0.52 | -33.33% | 0 | 0% | 0 | 0% | 0 | 0% | 96.6986 | 6.14%
216 | FortisAlberta | 6.1778 | 1.699% | 39.3668 | 16.92% | 5322.06 | 56.66% | 0 | 0% | 0 | 0% | 0 | 0% | -0.52144 | -33.33% | 0 | 0% | 0 | 0% | 0 | 0% | 5367.0831 | 47.07%
217 | FortisAlberta | 21.1392 | 1.801% | 106.2393 | 16.8% | 472.9193 | 37.07% | 0 | 0% | 0 | 0% | 0 | 0% | -1.5897 | -33.33% | 0 | 0% | 0 | 0% | 0 | 0% | 598.7081 | 8.463%
218 | FortisAlberta | -0.00019316 | -10.32% | 118.8 | 18.65% | 81.6121 | 19.26% | 0 | 0% | 0 | 0% | 0 | 0% | -0.053059 | -33.33% | 0 | 0% | 0 | 0% | 0 | 0% | 200.3589 | 18.62%
219 | FortisAlberta | 7.4604 | 2.117% | 118.6634 | 18.29% | 5508.18 | 54.79% | 0 | 0% | 0 | 0% | 0 | 0% | -1.882 | -33.33% | 0 | 0% | 0 | 0% | 0 | 0% | 5632.4217 | 46.54%
220 | FortisAlberta | 25.9203 | 1.607% | 166.8705 | 16.71% | 5623.788 | 53.75% | 0 | 0% | 0 | 0% | 0 | 0% | -3.5089 | -33.33% | 0 | 0% | 0 | 0% | 0 | 0% | 5813.07 | 28.98%
221 | FortisAlberta | -0.034117 | -10.32% | 176.9012 | 18.65% | 134.6908 | 20.17% | 0 | 0% | 0 | 0% | 0 | 0% | -0.66654 | -33.33% | 0 | 0% | -111.5003 | 19.41% | 0 | 0% | 199.391 | 18.09%
222 | FortisAlberta | -6.6265 | -1.423% | 179.9848 | 16.76% | 172.1403 | 22.08% | 0 | 0% | 0 | 0% | 0 | 0% | -4.1037 | -33.33% | 0 | 0% | 0 | 0% | 0 | 0% | 341.3949 | 3.979%
223 | FortisAlberta | 5.168 | 1.697% | 239.1466 | 18.39% | 121.1463 | 16.53% | 0 | 0% | 0 | 0% | 0 | 0% | -0.5852 | -33.33% | 0 | 0% | 0 | 0% | 0 | 0% | 364.8756 | 10.29%
224 | FortisAlberta | 5.7168 | 1.205% | 244.6138 | 18.08% | 91.0474 | 13.83% | 0 | 0% | 0 | 0% | 0 | 0% | -2.7351 | -33.33% | 0 | 0% | 0 | 0% | 0 | 0% | 338.643 | 7.018%
225 | FortisAlberta | 3.2611 | 1.41% | 249.7871 | 18.41% | 91.9138 | 13.74% | 0 | 0% | 0 | 0% | 0 | 0% | -3.1678 | -33.33% | 0 | 0% | -84.5984 | 13.23% | 0 | 0% | 257.1959 | 9.695%
226 | FortisAlberta | -0.011563 | -10.32% | 267.0745 | 18.65% | 162.0689 | 18.15% | 0 | 0% | 0 | 0% | 0 | 0% | -0.41062 | -33.33% | 0 | 0% | 0 | 0% | 0 | 0% | 428.7212 | 18.37%
227 | FortisAlberta | 23.4647 | 1.56% | 273.8591 | 17.45% | 5875.1361 | 51.74% | 0 | 0% | 0 | 0% | 0 | 0% | -3.2452 | -33.33% | 0 | 0% | 0 | 0% | 0 | 0% | 6169.2147 | 29.99%
228 | FortisAlberta | -0.098651 | -10.32% | 301.2195 | 18.64% | 170.762 | 17.54% | 0 | 0% | 0 | 0% | 0 | 0% | -1.1241 | -33.33% | 0 | 0% | 0 | 0% | 0 | 0% | 470.7587 | 17.58%
229 | FortisAlberta | 1.5119 | 1.339% | 301.8918 | 18.55% | 235.7964 | 20.39% | 0 | 0% | 0 | 0% | 0 | 0% | -4.4947 | -33.33% | 0 | 0% | 0 | 0% | 0 | 0% | 534.7055 | 15.16%
230 | FortisAlberta | 56.5468 | 1.788% | 349.3517 | 17.09% | 6054.339 | 50.49% | 0 | 0% | 0 | 0% | 0 | 0% | -9.4968 | -33.33% | 0 | 0% | 0 | 0% | 0 | 0% | 6450.7407 | 22.24%
231 | FortisAlberta | -0.0456 | -10.32% | 459.394 | 18.65% | 129.4439 | 11.57% | 0 | 0% | 0 | 0% | 0 | 0% | -0.36985 | -33.33% | 0 | 0% | 0 | 0% | 0 | 0% | 588.4225 | 16.36%
232 | FortisAlberta | 1.6508 | 1.932% | 522.6773 | 18.63% | 6457.392 | 48.11% | 0 | 0% | 0 | 0% | 0 | 0% | -0.28406 | -33.33% | 0 | 0% | 0 | 0% | 0 | 0% | 6981.436 | 42.1%
233 | FortisAlberta | 83.8323 | 1.74% | 614.0274 | 17.22% | 6678.9423 | 47.01% | 0 | 0% | 0 | 0% | 0 | 0% | -7.6622 | -33.33% | 0 | 0% | 0 | 0% | 0 | 0% | 7369.1397 | 16.94%
234 | FortisAlberta | 43.7576 | 1.615% | 646.5545 | 17.76% | 3901.2792 | 40.95% | 0 | 0% | 0 | 0% | 0 | 0% | -15.2406 | -33.33% | 0 | 0% | 0 | 0% | 0 | 0% | 4576.3506 | 17.26%
235 | FortisAlberta | -1.0864 | -10.32% | 712.7164 | 18.61% | 827.536 | 23.73% | 0 | 0% | 0 | 0% | 0 | 0% | -1.7334 | -33.33% | 0 | 0% | 0 | 0% | 0 | 0% | 1537.4327 | 19.92%
236 | FortisAlberta | 219.3434 | 1.86% | 753.908 | 16.27% | 4638.2826 | 41.11% | 0 | 0% | 0 | 0% | 0 | 0% | -14.2099 | -33.33% | 0 | 0% | 0 | 0% | 0 | 0% | 5597.324 | 8.337%
237 | FortisAlberta | 50.9594 | 1.901% | 830.2083 | 18.13% | 7183.26 | 44.91% | 0 | 0% | 0 | 0% | 0 | 0% | -9.1927 | -33.33% | 0 | 0% | 0 | 0% | 0 | 0% | 8055.235 | 25.66%
238 | FortisAlberta | 18.8814 | 1.624% | 845.9544 | 18.35% | 1844.8409 | 29.52% | 0 | 0% | 0 | 0% | 0 | 0% | -21.8264 | -33.33% | 0 | 0% | 0 | 0% | 0 | 0% | 2687.8504 | 17%
239 | FortisAlberta | 63.0924 | 1.875% | 873.36 | 18.01% | 7285.626 | 44.53% | 0 | 0% | 0 | 0% | 0 | 0% | -9.4566 | -33.33% | 0 | 0% | 0 | 0% | 0 | 0% | 8212.6218 | 22.49%
240 | FortisAlberta | 244.9377 | 1.882% | 878.1585 | 16.43% | 7308.891 | 44.45% | 0 | 0% | 0 | 0% | 0 | 0% | -18.3888 | -33.33% | 0 | 0% | -5772.384 | 44.44% | 0 | 0% | 2641.2144 | 4.225%
241 | FortisAlberta | 262.2608 | 1.782% | 902.0975 | 15.99% | 593.369 | 18.78% | 0 | 0% | 0 | 0% | 0 | 0% | -18.1151 | -33.33% | 0 | 0% | 0 | 0% | 0 | 0% | 1739.6123 | 2.299%
242 | FortisAlberta | 119.1676 | 1.963% | 971.2395 | 17.73% | 7518.276 | 43.75% | 0 | 0% | 0 | 0% | 0 | 0% | -12.5094 | -33.33% | 0 | 0% | 0 | 0% | 0 | 0% | 8596.1737 | 16.67%
243 | FortisAlberta | 327.2518 | 1.705% | 1018.2548 | 15.45% | 7650.6815 | 43.33% | 0 | 0% | 0 | 0% | 0 | 0% | -22.7794 | -33.33% | 0 | 0% | 0 | 0% | 0 | 0% | 8973.4087 | 7.637%
244 | FortisAlberta | 105.1177 | 1.605% | 1079.1508 | 17.38% | 7775.7563 | 42.96% | 0 | 0% | 0 | 0% | 0 | 0% | -16.7672 | -33.33% | 0 | 0% | 0 | 0% | 0 | 0% | 8943.2575 | 14.66%
245 | FortisAlberta | 22.9508 | 2.263% | 1108.4964 | 18.56% | 7834.68 | 42.79% | 0 | 0% | 0 | 0% | 0 | 0% | -11.2394 | -33.33% | 0 | 0% | 0 | 0% | 0 | 0% | 8954.8878 | 33%
246 | FortisAlberta | 143.4694 | 1.735% | 1103.6783 | 17.27% | 1287.3637 | 23.73% | 0 | 0% | 0 | 0% | 0 | 0% | -9.4688 | -33.33% | 0 | 0% | 0 | 0% | 0 | 0% | 2525.0426 | 5.068%
247 | FortisAlberta | 387.5968 | 1.704% | 1164.3509 | 15.35% | 7999.3569 | 42.34% | 0 | 0% | 0 | 0% | 0 | 0% | -32.0875 | -33.33% | 0 | 0% | 0 | 0% | 0 | 0% | 9519.2171 | 7.074%
248 | FortisAlberta | 154.5851 | 1.868% | 1341.9379 | 17.64% | 4403.8769 | 33.7% | 0 | 0% | 0 | 0% | 0 | 0% | -12.8284 | -33.33% | 0 | 0% | 0 | 0% | 0 | 0% | 5887.5715 | 10.41%
249 | FortisAlberta | -5.4595 | -10.32% | 1354.3752 | 18.55% | 2222.8931 | 26.87% | 0 | 0% | 0 | 0% | 0 | 0% | -18.298 | -33.33% | 0 | 0% | 0 | 0% | 0 | 0% | 3553.5108 | 17.4%
250 | FortisAlberta | 353.2962 | 1.845% | 1375.409 | 16.47% | 405.519 | 11.87% | 0 | 0% | 0 | 0% | 0 | 0% | -27.6665 | -33.33% | 0 | 0% | 0 | 0% | 0 | 0% | 2106.5576 | 2.25%
251 | FortisAlberta | 367.4905 | 1.748% | 1440.0329 | 16.17% | 8643.2839 | 40.81% | 0 | 0% | 0 | 0% | 0 | 0% | -25.3353 | -33.33% | 0 | 0% | 0 | 0% | 0 | 0% | 10425.472 | 8.22%
252 | FortisAlberta | 420.9456 | 1.772% | 1550.6626 | 16.11% | 8906.4003 | 40.28% | 0 | 0% | 0 | 0% | 0 | 0% | -32.9188 | -33.33% | 0 | 0% | 0 | 0% | 0 | 0% | 10845.0896 | 7.628%
253 | FortisAlberta | 141.831 | 1.678% | 1578.4665 | 17.59% | 8951.4 | 40.19% | 0 | 0% | 0 | 0% | 0 | 0% | -16.0594 | -33.33% | 0 | 0% | 0 | 0% | 0 | 0% | 10655.6381 | 14.61%
254 | FortisAlberta | 47.8988 | 1.727% | 1591.0219 | 18.31% | 8971.9717 | 40.15% | 0 | 0% | 0 | 0% | 0 | 0% | -3.8519 | -33.33% | 0 | 0% | 0 | 0% | 0 | 0% | 10607.0406 | 24.03%
255 | FortisAlberta | 211.9457 | 1.593% | 1606.291 | 16.95% | 9025.848 | 40.05% | 0 | 0% | 0 | 0% | 0 | 0% | -28.0018 | -33.33% | 0 | 0% | 0 | 0% | 0 | 0% | 10816.0829 | 10.82%
256 | FortisAlberta | 503.4808 | 1.896% | 1649.3354 | 16.29% | 9137.52 | 39.85% | 0 | 0% | 0 | 0% | 0 | 0% | -32.2824 | -33.33% | 0 | 0% | 0 | 0% | 0 | 0% | 11258.0538 | 7.717%
257 | FortisAlberta | 263.6871 | 1.702% | 1675.9557 | 16.93% | 9190.7801 | 39.75% | 0 | 0% | 0 | 0% | 0 | 0% | -24.4927 | -33.33% | 0 | 0% | 0 | 0% | 0 | 0% | 11105.9302 | 10.47%
258 | FortisAlberta | 339.4868 | 1.622% | 1688.3958 | 16.26% | 4798.4244 | 32.16% | 0 | 0% | 0 | 0% | 0 | 0% | -31.1064 | -33.33% | 0 | 0% | 0 | 0% | 0 | 0% | 6795.2006 | 5.106%
259 | FortisAlberta | 725.8508 | 1.719% | 1720.953 | 14.73% | 3774.0585 | 29.44% | 0 | 0% | 0 | 0% | 0 | 0% | -47.66 | -33.33% | 0 | 0% | 0 | 0% | 0 | 0% | 6173.2023 | 2.783%
260 | FortisAlberta | 304.4016 | 1.698% | 1820.8655 | 16.82% | 9535.0749 | 39.17% | 0 | 0% | 0 | 0% | 0 | 0% | -36.2535 | -33.33% | 0 | 0% | 0 | 0% | 0 | 0% | 11624.0885 | 9.456%
261 | FortisAlberta | 117.8185 | 2.028% | 1898.233 | 18.23% | 9695.88 | 38.92% | 0 | 0% | 0 | 0% | 0 | 0% | -21.1643 | -33.33% | 0 | 0% | 0 | 0% | 0 | 0% | 11690.7672 | 20.63%
262 | FortisAlberta | 841.753 | 1.982% | 1956.3345 | 15.87% | 3764.1737 | 28.29% | 0 | 0% | 0 | 0% | 0 | 0% | -47.7926 | -33.33% | 0 | 0% | 0 | 0% | 0 | 0% | 6514.4686 | 3.339%
263 | FortisAlberta | 584.5954 | 1.703% | 2037.256 | 15.73% | 10068.12 | 38.38% | 0 | 0% | 0 | 0% | 0 | 0% | -43.5046 | -33.33% | 0 | 0% | 0 | 0% | 0 | 0% | 12646.4669 | 6.23%
264 | FortisAlberta | 605.2936 | 1.792% | 2086.3107 | 16.03% | 10178.2931 | 38.23% | 0 | 0% | 0 | 0% | 0 | 0% | -49.3893 | -33.33% | 0 | 0% | 0 | 0% | 0 | 0% | 12820.5082 | 6.731%
265 | FortisAlberta | 737.1597 | 1.745% | 2219.4053 | 15.53% | 10505.502 | 37.81% | 0 | 0% | 0 | 0% | 0 | 0% | -50.6415 | -33.33% | 0 | 0% | 0 | 0% | 0 | 0% | 13411.4254 | 5.655%
266 | FortisAlberta | 532.4551 | 1.807% | 2456.1977 | 16.67% | 11040.9208 | 37.19% | 0 | 0% | 0 | 0% | 0 | 0% | -34.5211 | -33.33% | 0 | 0% | 0 | 0% | 0 | 0% | 13995.0525 | 7.852%
267 | FortisAlberta | 588.0062 | 1.706% | 2504.1469 | 16.2% | 11165.3764 | 37.06% | 0 | 0% | 0 | 0% | 0 | 0% | -53.6979 | -33.33% | 0 | 0% | 0 | 0% | 0 | 0% | 14203.8315 | 6.803%
268 | FortisAlberta | 884.3258 | 2.069% | 2524.4076 | 16.63% | 9037.9362 | 34.53% | 0 | 0% | 0 | 0% | 0 | 0% | -61.4103 | -33.33% | 0 | 0% | 0 | 0% | 0 | 0% | 12385.2593 | 6.106%
269 | FortisAlberta | 939.9171 | 1.869% | 2546.951 | 15.77% | 11277.9 | 36.95% | 0 | 0% | 0 | 0% | 0 | 0% | -55.3187 | -33.33% | 0 | 0% | 0 | 0% | 0 | 0% | 14709.4495 | 5.625%
270 | FortisAlberta | 1070.9632 | 1.746% | 2553.0669 | 14.88% | 873.4025 | 13.02% | 0 | 0% | 0 | 0% | 0 | 0% | -69.3062 | -33.33% | 0 | 0% | 0 | 0% | 0 | 0% | 4428.1264 | 1.444%
271 | FortisAlberta | 801.0871 | 1.686% | 2606.4849 | 15.49% | 8011.9064 | 32.95% | 0 | 0% | 0 | 0% | 0 | 0% | -60.6498 | -33.33% | 0 | 0% | 0 | 0% | 0 | 0% | 11358.8286 | 4.196%
272 | FortisAlberta | 978.7498 | 1.715% | 2828.777 | 15.29% | 3103.1293 | 23.17% | 0 | 0% | 0 | 0% | 0 | 0% | -68.2428 | -33.33% | 0 | 0% | 0 | 0% | 0 | 0% | 6842.4132 | 2.273%
273 | FortisAlberta | 658.6155 | 1.799% | 3034.2631 | 16.64% | 847.4227 | 11.45% | 0 | 0% | 0 | 0% | 0 | 0% | -45.9687 | -33.33% | 0 | 0% | 0 | 0% | 0 | 0% | 4494.3327 | 2.25%
274 | FortisAlberta | 662.5097 | 2.032% | 3174.2852 | 17.31% | 12704.3875 | 35.68% | 0 | 0% | 0 | 0% | 0 | 0% | -53.4288 | -33.33% | 0 | 0% | 0 | 0% | 0 | 0% | 16487.7537 | 9.614%
275 | FortisAlberta | 864.9832 | 1.796% | 3204.5787 | 16.21% | 12773.0547 | 35.59% | 0 | 0% | 0 | 0% | 0 | 0% | -65.6878 | -33.33% | 0 | 0% | 0 | 0% | 0 | 0% | 16776.9287 | 6.18%
276 | FortisAlberta | 1184.8169 | 1.753% | 3202.2252 | 15.27% | 12797.2832 | 35.58% | 0 | 0% | 0 | 0% | 0 | 0% | -84.9117 | -33.33% | 0 | 0% | 0 | 0% | 0 | 0% | 17099.4136 | 4.671%
277 | FortisAlberta | 1280.8031 | 1.869% | 3311.5089 | 15.65% | 13037.9759 | 35.4% | 0 | 0% | 0 | 0% | 0 | 0% | -81.5537 | -33.33% | 0 | 0% | 0 | 0% | 0 | 0% | 17548.7341 | 4.968%
278 | FortisAlberta | 1416.6518 | 1.828% | 3317.5549 | 15.21% | 13052.2789 | 35.37% | 0 | 0% | 0 | 0% | 0 | 0% | -86.6208 | -33.33% | 0 | 0% | 0 | 0% | 0 | 0% | 17699.8647 | 4.443%
279 | FortisAlberta | 1092.6639 | 1.889% | 3350.53 | 16.13% | 3186.7869 | 22.01% | 0 | 0% | 0 | 0% | 0 | 0% | -70.8564 | -33.33% | 0 | 0% | 0 | 0% | 0 | 0% | 7559.1244 | 2.693%
280 | FortisAlberta | 1332.1934 | 1.71% | 3481.5795 | 14.98% | 3242.6931 | 21.79% | 0 | 0% | 0 | 0% | 0 | 0% | -92.3573 | -33.33% | 0 | 0% | 0 | 0% | 0 | 0% | 7964.1087 | 1.976%
281 | FortisAlberta | 1145.0492 | 1.734% | 3576.3335 | 15.58% | 13338.0998 | 34.88% | 0 | 0% | 0 | 0% | 0 | 0% | -83.2261 | -33.33% | 0 | 0% | 0 | 0% | 0 | 0% | 17976.2564 | 4.913%
282 | FortisAlberta | 1436.924 | 1.806% | 3578.879 | 15.28% | 3509.929 | 22.24% | 0 | 0% | 0 | 0% | 0 | 0% | -93.5159 | -33.33% | 0 | 0% | 0 | 0% | 0 | 0% | 8432.2162 | 2.14%
283 | FortisAlberta | 1297.9359 | 1.661% | 3599.8723 | 14.94% | 1997.5792 | 17.22% | 0 | 0% | 0 | 0% | 0 | 0% | -99.1147 | -33.33% | 0 | 0% | 0 | 0% | 0 | 0% | 6796.2728 | 1.63%
284 | FortisAlberta | 1455.9634 | 1.728% | 3600.7085 | 14.9% | 13378.2527 | 34.82% | 0 | 0% | 0 | 0% | 0 | 0% | -96.033 | -33.33% | 0 | 0% | 0 | 0% | 0 | 0% | 18338.8917 | 4.004%
285 | FortisAlberta | 1461.8811 | 1.793% | 3609.8684 | 15.19% | 13382.9889 | 34.81% | 0 | 0% | 0 | 0% | 0 | 0% | -90.3035 | -33.33% | 0 | 0% | 0 | 0% | 0 | 0% | 18364.4349 | 4.272%
286 | FortisAlberta | 1384.2913 | 1.972% | 3728.6257 | 16.16% | 12613.7208 | 33.95% | 0 | 0% | 0 | 0% | 0 | 0% | -83.6901 | -33.33% | 0 | 0% | 0 | 0% | 0 | 0% | 17642.9477 | 5.165%
287 | FortisAlberta | 1605.5431 | 1.917% | 3806.7576 | 15.63% | 13597.094 | 34.47% | 0 | 0% | 0 | 0% | 0 | 0% | -94.3634 | -33.33% | 0 | 0% | 0 | 0% | 0 | 0% | 18915.0313 | 4.554%
288 | FortisAlberta | 1316.3404 | 1.807% | 3838.8609 | 15.7% | 13632.12 | 34.41% | 0 | 0% | 0 | 0% | 0 | 0% | -80.2335 | -33.33% | 0 | 0% | 0 | 0% | 0 | 0% | 18707.0878 | 4.868%
289 | FortisAlberta | 625.5063 | 1.566% | 3871.7985 | 16.53% | 13654.2423 | 34.38% | 0 | 0% | 0 | 0% | 0 | 0% | -91.6516 | -33.33% | 0 | 0% | 0 | 0% | 0 | 0% | 18059.8955 | 6.62%
290 | FortisAlberta | 757.4975 | 1.726% | 3923.9988 | 16.65% | 13710.9337 | 34.29% | 0 | 0% | 0 | 0% | 0 | 0% | -57.5201 | -33.33% | 0 | 0% | 0 | 0% | 0 | 0% | 18334.91 | 6.842%
291 | FortisAlberta | 1181.9439 | 1.732% | 3917.5706 | 15.72% | 13720.5 | 34.28% | 0 | 0% | 0 | 0% | 0 | 0% | -79.5863 | -33.33% | 0 | 0% | 0 | 0% | 0 | 0% | 18740.4282 | 4.898%
292 | FortisAlberta | -17.4804 | -10.32% | 3998.2554 | 18.54% | 8441.6139 | 29.23% | 0 | 0% | 0 | 0% | 0 | 0% | -73.4589 | -33.33% | 0 | 0% | 0 | 0% | 0 | 0% | 12348.93 | 18.09%
293 | FortisAlberta | 737.7749 | 1.793% | 3983.1315 | 16.89% | 13773.1576 | 34.2% | 0 | 0% | 0 | 0% | 0 | 0% | -82.8472 | -33.33% | 0 | 0% | 0 | 0% | 0 | 0% | 18411.2167 | 7.252%
294 | FortisAlberta | 1009.4761 | 1.699% | 3993.8054 | 16.02% | 13800.7326 | 34.16% | 0 | 0% | 0 | 0% | 0 | 0% | -85.1249 | -33.33% | 0 | 0% | 0 | 0% | 0 | 0% | 18718.8892 | 5.398%
295 | FortisAlberta | 1225.6998 | 2.078% | 4011.6067 | 16.89% | 10541.4473 | 31.34% | 0 | 0% | 0 | 0% | 0 | 0% | -86.2295 | -33.33% | 0 | 0% | 0 | 0% | 0 | 0% | 15692.5242 | 5.667%
296 | FortisAlberta | 704.0827 | 1.773% | 4087.8595 | 16.96% | 10405.1634 | 30.99% | 0 | 0% | 0 | 0% | 0 | 0% | -57.8384 | -33.33% | 0 | 0% | 0 | 0% | 0 | 0% | 15139.2672 | 6.634%
297 | FortisAlberta | 1370.5917 | 1.777% | 4082.4905 | 15.63% | 13908.3517 | 34% | 0 | 0% | 0 | 0% | 0 | 0% | -101.372 | -33.33% | 0 | 0% | 0 | 0% | 0 | 0% | 19260.0618 | 4.612%
298 | FortisAlberta | 293.175 | 2.213% | 4171.8002 | 18.32% | 3572.5626 | 21.18% | 0 | 0% | 0 | 0% | 0 | 0% | -15.5235 | -33.33% | 0 | 0% | 0 | 0% | 0 | 0% | 8022.0144 | 9.063%
299 | FortisAlberta | 1366.3079 | 1.667% | 4148.866 | 15.23% | 13991.7437 | 33.88% | 0 | 0% | 0 | 0% | 0 | 0% | -106.0632 | -33.33% | 0 | 0% | 0 | 0% | 0 | 0% | 19400.8544 | 4.203%
300 | FortisAlberta | 1335.5219 | 1.725% | 4157.9992 | 15.54% | 11097.2164 | 31.45% | 0 | 0% | 0 | 0% | 0 | 0% | -95.8111 | -33.33% | 0 | 0% | 0 | 0% | 0 | 0% | 16494.9264 | 3.897%
301 | FortisAlberta | 1557.611 | 1.887% | 4197.8767 | 15.82% | 14034.5272 | 33.82% | 0 | 0% | 0 | 0% | 0 | 0% | -110.7476 | -33.33% | 0 | 0% | 0 | 0% | 0 | 0% | 19679.2674 | 4.893%
302 | FortisAlberta | 1286.2668 | 1.768% | 4209.448 | 15.83% | 4219.7555 | 22.45% | 0 | 0% | 0 | 0% | 0 | 0% | -84.572 | -33.33% | 0 | 0% | 0 | 0% | 0 | 0% | 9630.8984 | 2.55%
303 | FortisAlberta | 1537.7992 | 1.928% | 4276.3099 | 16.06% | 14118.21 | 33.7% | 0 | 0% | 0 | 0% | 0 | 0% | -91.3674 | -33.33% | 0 | 0% | 0 | 0% | 0 | 0% | 19840.9516 | 4.952%
304 | FortisAlberta | 1308.78 | 1.839% | 4355.9728 | 16.12% | 14206.59 | 33.58% | 0 | 0% | 0 | 0% | 0 | 0% | -83.1314 | -33.33% | 0 | 0% | 0 | 0% | 0 | 0% | 19788.2114 | 5.139%
305 | FortisAlberta | 1321.7659 | 2.105% | 4392.3744 | 17% | 11341.9675 | 31.15% | 0 | 0% | 0 | 0% | 0 | 0% | -99.8209 | -33.33% | 0 | 0% | 0 | 0% | 0 | 0% | 16956.2869 | 5.305%
306 | FortisAlberta | 702.3178 | 1.65% | 4402.6492 | 16.78% | 14246.361 | 33.53% | 0 | 0% | 0 | 0% | 0 | 0% | -62.2061 | -33.33% | 0 | 0% | 0 | 0% | 0 | 0% | 19289.1219 | 6.978%
307 | FortisAlberta | 23.8995 | 1.822% | 4487.2563 | 18.6% | 14309.7 | 33.45% | 0 | 0% | 0 | 0% | 0 | 0% | -2.5024 | -33.33% | 0 | 0% | 0 | 0% | 0 | 0% | 18818.3534 | 25.76%
308 | FortisAlberta | 1334.4757 | 1.89% | 4516.8746 | 16.34% | 14383.35 | 33.35% | 0 | 0% | 0 | 0% | 0 | 0% | -87.2246 | -33.33% | 0 | 0% | 0 | 0% | 0 | 0% | 20147.4757 | 5.472%
309 | FortisAlberta | 1222.9983 | 1.687% | 4664.8566 | 15.89% | 1333.103 | 11.6% | 0 | 0% | 0 | 0% | 0 | 0% | -124.476 | -33.33% | 0 | 0% | 0 | 0% | 0 | 0% | 7096.4818 | 1.898%
310 | FortisAlberta | 1407.4332 | 1.725% | 4780.1379 | 15.75% | 14692.68 | 32.96% | 0 | 0% | 0 | 0% | 0 | 0% | -95.7799 | -33.33% | 0 | 0% | 0 | 0% | 0 | 0% | 20784.4711 | 4.511%
311 | FortisAlberta | 2048.2071 | 1.715% | 4788.1118 | 14.67% | 6782.5543 | 25.24% | 0 | 0% | 0 | 0% | 0 | 0% | -132.6411 | -33.33% | 0 | 0% | 0 | 0% | 0 | 0% | 13486.232 | 2.2%
312 | FortisAlberta | 2217.1413 | 1.887% | 4824.4153 | 15.27% | 14754.2108 | 32.89% | 0 | 0% | 0 | 0% | 0 | 0% | -133.0763 | -33.33% | 0 | 0% | 0 | 0% | 0 | 0% | 21662.691 | 3.808%
313 | FortisAlberta | 1475.594 | 1.867% | 4907.329 | 16.22% | 14825.25 | 32.8% | 0 | 0% | 0 | 0% | 0 | 0% | -99.4452 | -33.33% | 0 | 0% | 0 | 0% | 0 | 0% | 21108.7278 | 5.154%
314 | FortisAlberta | 938.7428 | 1.378% | 5031.6156 | 15.61% | 14979.915 | 32.62% | 0 | 0% | 0 | 0% | 0 | 0% | -117.4108 | -33.33% | 0 | 0% | 0 | 0% | 0 | 0% | 20832.8627 | 4.484%
315 | FortisAlberta | 1614.1149 | 1.901% | 5064.3848 | 16.22% | 15002.01 | 32.6% | 0 | 0% | 0 | 0% | 0 | 0% | -101.9316 | -33.33% | 0 | 0% | 0 | 0% | 0 | 0% | 21578.578 | 4.989%
316 | FortisAlberta | 1651.1392 | 1.699% | 5085.666 | 15.4% | 15046.2 | 32.55% | 0 | 0% | 0 | 0% | 0 | 0% | -132.7319 | -33.33% | 0 | 0% | 0 | 0% | 0 | 0% | 21650.2734 | 4.015%
317 | FortisAlberta | 1440.859 | 1.816% | 5121.6763 | 16.19% | 15067.3064 | 32.52% | 0 | 0% | 0 | 0% | 0 | 0% | -107.905 | -33.33% | 0 | 0% | 0 | 0% | 0 | 0% | 21521.9367 | 4.968%
318 | FortisAlberta | 1868.8407 | 1.796% | 5206.183 | 15.54% | 15178.77 | 32.4% | 0 | 0% | 0 | 0% | 0 | 0% | -124.3951 | -33.33% | 0 | 0% | 0 | 0% | 0 | 0% | 22129.3986 | 4.019%
319 | FortisAlberta | 1753.0989 | 1.927% | 5260.6392 | 16.22% | 15222.96 | 32.35% | 0 | 0% | 0 | 0% | 0 | 0% | -102.8824 | -33.33% | 0 | 0% | 0 | 0% | 0 | 0% | 22133.8157 | 4.838%
320 | FortisAlberta | 851.6655 | 1.749% | 5308.3045 | 17.01% | 15258.312 | 32.31% | 0 | 0% | 0 | 0% | 0 | 0% | -58.6352 | -33.33% | 0 | 0% | 0 | 0% | 0 | 0% | 21359.6468 | 6.986%
321 | FortisAlberta | 2011.7245 | 1.767% | 5311.8597 | 15.27% | 13378.9334 | 30.8% | 0 | 0% | 0 | 0% | 0 | 0% | -130.1759 | -33.33% | 0 | 0% | 0 | 0% | 0 | 0% | 20572.3418 | 3.428%
322 | FortisAlberta | 1714.4252 | 1.897% | 5548.7156 | 16.27% | 15545.935 | 32.01% | 0 | 0% | 0 | 0% | 0 | 0% | -108.7174 | -33.33% | 0 | 0% | 0 | 0% | 0 | 0% | 22700.3584 | 4.893%
323 | FortisAlberta | 2344.6277 | 1.929% | 5554.8604 | 15.69% | 3582.1113 | 18.6% | 0 | 0% | 0 | 0% | 0 | 0% | -138.6333 | -33.33% | 0 | 0% | 0 | 0% | 0 | 0% | 11342.9661 | 2.03%
324 | FortisAlberta | 1762.9769 | 1.767% | 5563.3016 | 15.73% | 15576.48 | 31.98% | 0 | 0% | 0 | 0% | 0 | 0% | -112.9917 | -33.33% | 0 | 0% | 0 | 0% | 0 | 0% | 22789.7668 | 4.223%
325 | FortisAlberta | 1838.4736 | 1.851% | 5588.419 | 15.97% | 15598.575 | 31.95% | 0 | 0% | 0 | 0% | 0 | 0% | -128.6493 | -33.33% | 0 | 0% | 0 | 0% | 0 | 0% | 22896.8182 | 4.424%
326 | FortisAlberta | 1927.0933 | 1.876% | 5595.1505 | 15.96% | 15606.3881 | 31.95% | 0 | 0% | 0 | 0% | 0 | 0% | -113.116 | -33.33% | 0 | 0% | 0 | 0% | 0 | 0% | 23015.516 | 4.44%
327 | FortisAlberta | 572.581 | 1.941% | 5641.941 | 17.86% | 14466.0503 | 31.11% | 0 | 0% | 0 | 0% | 0 | 0% | -80.8473 | -33.33% | 0 | 0% | 0 | 0% | 0 | 0% | 20599.725 | 9.321%
328 | FortisAlberta | 1721.6605 | 1.519% | 5597.249 | 14.78% | 15642.4161 | 31.91% | 0 | 0% | 0 | 0% | 0 | 0% | -153.8176 | -33.33% | 0 | 0% | 0 | 0% | 0 | 0% | 22807.508 | 3.356%
329 | FortisAlberta | 2305.7976 | 1.905% | 5635.938 | 15.66% | 15660.441 | 31.89% | 0 | 0% | 0 | 0% | 0 | 0% | -135.3031 | -33.33% | 0 | 0% | 0 | 0% | 0 | 0% | 23466.8735 | 3.963%
330 | FortisAlberta | 2127.1603 | 1.875% | 5641.7562 | 15.74% | 15664.86 | 31.89% | 0 | 0% | 0 | 0% | 0 | 0% | -125.3513 | -33.33% | 0 | 0% | 0 | 0% | 0 | 0% | 23308.4253 | 4.089%
331 | FortisAlberta | 1841.5031 | 1.714% | 5803.5379 | 15.52% | 15853.4983 | 31.7% | 0 | 0% | 0 | 0% | 0 | 0% | -134.3201 | -33.33% | 0 | 0% | 0 | 0% | 0 | 0% | 23364.2191 | 3.923%
332 | FortisAlberta | 2434.3162 | 1.741% | 5809.0932 | 14.86% | 15880.053 | 31.68% | 0 | 0% | 0 | 0% | 0 | 0% | -160.7793 | -33.33% | 0 | 0% | 0 | 0% | 0 | 0% | 23962.6831 | 3.299%
333 | FortisAlberta | 2064.8156 | 1.994% | 5995.3598 | 16.39% | 16045.2496 | 31.52% | 0 | 0% | 0 | 0% | 0 | 0% | -124.8681 | -33.33% | 0 | 0% | 0 | 0% | 0 | 0% | 23980.5568 | 4.824%
334 | FortisAlberta | 2188.2733 | 1.806% | 5989.003 | 15.53% | 16062.57 | 31.5% | 0 | 0% | 0 | 0% | 0 | 0% | -135.6967 | -33.33% | 0 | 0% | 0 | 0% | 0 | 0% | 24104.1495 | 3.816%
335 | FortisAlberta | 1817.9008 | 1.754% | 6015.5359 | 15.8% | 16077.4767 | 31.48% | 0 | 0% | 0 | 0% | 0 | 0% | -127.1354 | -33.33% | 0 | 0% | 0 | 0% | 0 | 0% | 23783.778 | 4.149%
336 | FortisAlberta | 1858.5545 | 1.741% | 6032.6594 | 15.7% | 16106.76 | 31.46% | 0 | 0% | 0 | 0% | 0 | 0% | -120.6434 | -33.33% | 0 | 0% | 0 | 0% | 0 | 0% | 23877.3306 | 4.07%
337 | FortisAlberta | 2139.0676 | 1.904% | 6062.4847 | 16.01% | 16131.4503 | 31.44% | 0 | 0% | 0 | 0% | 0 | 0% | -128.1516 | -33.33% | 0 | 0% | 0 | 0% | 0 | 0% | 24204.8511 | 4.327%
338 | FortisAlberta | 2597.7951 | 1.93% | 6079.8649 | 15.66% | 16161.3062 | 31.41% | 0 | 0% | 0 | 0% | 0 | 0% | -147.7276 | -33.33% | 0 | 0% | 0 | 0% | 0 | 0% | 24691.2386 | 3.796%
339 | FortisAlberta | 1024.2016 | 1.899% | 6149.5402 | 17.29% | 16195.14 | 31.38% | 0 | 0% | 0 | 0% | 0 | 0% | -76.8846 | -33.33% | 0 | 0% | 0 | 0% | 0 | 0% | 23291.9972 | 7.511%
340 | FortisAlberta | 2299.2051 | 1.836% | 6107.6327 | 15.58% | 16195.14 | 31.38% | 0 | 0% | 0 | 0% | 0 | 0% | -144.9668 | -33.33% | 0 | 0% | 0 | 0% | 0 | 0% | 24457.011 | 3.825%
341 | FortisAlberta | 1944.7218 | 1.788% | 6184.1586 | 15.83% | 16273.7695 | 31.31% | 0 | 0% | 0 | 0% | 0 | 0% | -136.6518 | -33.33% | 0 | 0% | 0 | 0% | 0 | 0% | 24265.9982 | 4.172%
342 | FortisAlberta | 932.3947 | 1.596% | 6215.6482 | 16.74% | 15238.4035 | 30.57% | 0 | 0% | 0 | 0% | 0 | 0% | -107.3507 | -33.33% | 0 | 0% | 0 | 0% | 0 | 0% | 22279.0956 | 6.009%
343 | FortisAlberta | 2288.292 | 1.871% | 6270.3647 | 15.8% | 16371.9 | 31.22% | 0 | 0% | 0 | 0% | 0 | 0% | -137.1593 | -33.33% | 0 | 0% | 0 | 0% | 0 | 0% | 24793.3974 | 4.007%
344 | FortisAlberta | 2081.0606 | 1.918% | 6320.4562 | 16.21% | 6734.696 | 22.97% | 0 | 0% | 0 | 0% | 0 | 0% | -129.4853 | -33.33% | 0 | 0% | 0 | 0% | 0 | 0% | 15006.7276 | 2.871%
345 | FortisAlberta | 381.2679 | 0.9453% | 6371.9603 | 16.66% | 15765.4653 | 30.67% | 0 | 0% | 0 | 0% | 0 | 0% | -145.2348 | -33.33% | 0 | 0% | 0 | 0% | 0 | 0% | 22373.4587 | 6.746%
346 | FortisAlberta | 2335.9023 | 1.819% | 6358.4745 | 15.57% | 16478.4606 | 31.13% | 0 | 0% | 0 | 0% | 0 | 0% | -146.9264 | -33.33% | 0 | 0% | 0 | 0% | 0 | 0% | 25025.9111 | 3.767%
347 | FortisAlberta | 539.9909 | 1.663% | 6512.036 | 17.65% | 16592.3752 | 31.03% | 0 | 0% | 0 | 0% | 0 | 0% | -154.3555 | -33.33% | 0 | 0% | 0 | 0% | 0 | 0% | 23490.0467 | 8.694%
348 | FortisAlberta | 2108.0774 | 1.916% | 6571.3911 | 16.26% | 16697.1702 | 30.94% | 0 | 0% | 0 | 0% | 0 | 0% | -141.714 | -33.33% | 0 | 0% | 0 | 0% | 0 | 0% | 25234.9247 | 4.517%
349 | FortisAlberta | 977.8845 | 1.213% | 6722.0334 | 15.63% | 16886.9417 | 30.79% | 0 | 0% | 0 | 0% | 0 | 0% | -185.3876 | -33.33% | 0 | 0% | 0 | 0% | 0 | 0% | 24401.472 | 4.192%
350 | FortisAlberta | 1719.5204 | 1.824% | 6757.8762 | 16.42% | 16902.18 | 30.78% | 0 | 0% | 0 | 0% | 0 | 0% | -125.269 | -33.33% | 0 | 0% | 0 | 0% | 0 | 0% | 25254.3075 | 4.991%
351 | FortisAlberta | 488.0757 | 2.201% | 6853.1828 | 18.31% | 8209.9998 | 23.97% | 0 | 0% | 0 | 0% | 0 | 0% | -28.9686 | -33.33% | 0 | 0% | 0 | 0% | 0 | 0% | 15522.2896 | 10.03%
352 | FortisAlberta | 1356.3372 | 2.002% | 6832.9512 | 17.3% | 5474.0682 | 20.57% | 0 | 0% | 0 | 0% | 0 | 0% | -111.2068 | -33.33% | 0 | 0% | 0 | 0% | 0 | 0% | 13552.1498 | 4.128%
353 | FortisAlberta | 2425.7782 | 1.673% | 6797.3848 | 15.03% | 4407.7479 | 18.62% | 0 | 0% | 0 | 0% | 0 | 0% | -181.2989 | -33.33% | 0 | 0% | 0 | 0% | 0 | 0% | 13449.6121 | 1.706%
354 | FortisAlberta | 1112.1391 | 1.696% | 6862.4376 | 16.87% | 12576.2882 | 27.87% | 0 | 0% | 0 | 0% | 0 | 0% | -138.8016 | -33.33% | 0 | 0% | 0 | 0% | 0 | 0% | 20412.0634 | 5.293%
355 | FortisAlberta | 183.4264 | 2.285% | 6982.0452 | 18.55% | 10177.1846 | 25.69% | 0 | 0% | 0 | 0% | 0 | 0% | -117.4635 | -33.33% | 0 | 0% | 0 | 0% | 0 | 0% | 17225.1927 | 16.71%
356 | FortisAlberta | 2897.6669 | 1.805% | 6932.2767 | 15.16% | 17140.7319 | 30.59% | 0 | 0% | 0 | 0% | 0 | 0% | -189.8855 | -33.33% | 0 | 0% | 0 | 0% | 0 | 0% | 26780.79 | 3.255%
357 | FortisAlberta | 2787.222 | 1.926% | 6958.178 | 15.8% | 17147.5491 | 30.58% | 0 | 0% | 0 | 0% | 0 | 0% | -164.7715 | -33.33% | 0 | 0% | 0 | 0% | 0 | 0% | 26728.1775 | 3.803%
358 | FortisAlberta | 1490.437 | 1.974% | 7000.3823 | 17.14% | 17153.234 | 30.58% | 0 | 0% | 0 | 0% | 0 | 0% | -94.9079 | -33.33% | 0 | 0% | 0 | 0% | 0 | 0% | 25549.1454 | 6.559%
359 | FortisAlberta | 689.7793 | 1.754% | 7024.9003 | 17.62% | 17167.32 | 30.57% | 0 | 0% | 0 | 0% | 0 | 0% | -51.9791 | -33.33% | 0 | 0% | 0 | 0% | 0 | 0% | 24830.0204 | 8.631%
360 | FortisAlberta | 2855.4768 | 1.932% | 7212.5178 | 15.85% | 17432.46 | 30.37% | 0 | 0% | 0 | 0% | 0 | 0% | -163.4163 | -33.33% | 0 | 0% | 0 | 0% | 0 | 0% | 27337.0383 | 3.814%
361 | FortisAlberta | 2330.5392 | 1.829% | 7230.7401 | 15.93% | 17450.3299 | 30.36% | 0 | 0% | 0 | 0% | 0 | 0% | -172.3094 | -33.33% | 0 | 0% | 0 | 0% | 0 | 0% | 26839.2998 | 4.062%
362 | FortisAlberta | 3080.6288 | 1.95% | 7285.4711 | 15.77% | 17517.5796 | 30.31% | 0 | 0% | 0 | 0% | 0 | 0% | -176.167 | -33.33% | 0 | 0% | 0 | 0% | 0 | 0% | 27707.5126 | 3.725%
363 | FortisAlberta | 1500.4481 | 1.617% | 7312.6331 | 16.2% | 17486.1084 | 30.29% | 0 | 0% | 0 | 0% | 0 | 0% | -200.0322 | -33.33% | 0 | 0% | 0 | 0% | 0 | 0% | 26099.1576 | 4.635%
364 | FortisAlberta | 1559.5443 | 1.749% | 7429.9338 | 16.56% | 17651.14 | 30.21% | 0 | 0% | 0 | 0% | 0 | 0% | -98.7753 | -33.33% | 0 | 0% | 0 | 0% | 0 | 0% | 26541.8428 | 5.161%
365 | FortisAlberta | 2352.9489 | 1.845% | 7453.4718 | 16.04% | 17674.9 | 30.18% | 0 | 0% | 0 | 0% | 0 | 0% | -157.9411 | -33.33% | 0 | 0% | 0 | 0% | 0 | 0% | 27323.3796 | 4.279%
366 | FortisAlberta | 1925.6627 | 1.995% | 7551.2663 | 16.93% | 17717.9835 | 30.12% | 0 | 0% | 0 | 0% | 0 | 0% | -114.5424 | -33.33% | 0 | 0% | 0 | 0% | 0 | 0% | 27080.3702 | 5.686%
367 | FortisAlberta | 1852.9415 | 1.777% | 7580.8312 | 16.35% | 17746.18 | 30.08% | 0 | 0% | 0 | 0% | 0 | 0% | -123.0801 | -33.33% | 0 | 0% | 0 | 0% | 0 | 0% | 27056.8726 | 4.687%
368 | FortisAlberta | 1806.9357 | 1.823% | 7618.8311 | 16.55% | 17757.3132 | 30.05% | 0 | 0% | 0 | 0% | 0 | 0% | -206.2456 | -33.33% | 0 | 0% | 0 | 0% | 0 | 0% | 26976.8344 | 5.014%
369 | FortisAlberta | 2118.3788 | 1.798% | 7843.615 | 16.21% | 17907.7566 | 29.85% | 0 | 0% | 0 | 0% | 0 | 0% | -157.3333 | -33.33% | 0 | 0% | 0 | 0% | 0 | 0% | 27712.4171 | 4.391%
370 | FortisAlberta | -68.3113 | -10.32% | 8055.1088 | 18.44% | 2994.1286 | 13.83% | 0 | 0% | 0 | 0% | 0 | 0% | -95.5039 | -33.33% | 0 | 0% | -2750.3796 | 13.31% | 0 | 0% | 8135.0426 | 12.38%
371 | FortisAlberta | 1790.2696 | 1.914% | 8307.8105 | 16.97% | 18173.86 | 29.5% | 0 | 0% | 0 | 0% | 0 | 0% | -109.9609 | -33.33% | 0 | 0% | 0 | 0% | 0 | 0% | 28161.9791 | 5.599%
372 | FortisAlberta | 2633.1148 | 1.776% | 8267.4535 | 15.76% | 18173.86 | 29.5% | 0 | 0% | 0 | 0% | 0 | 0% | -183.4967 | -33.33% | 0 | 0% | 0 | 0% | 0 | 0% | 28890.9316 | 3.651%
373 | FortisAlberta | 3217.4278 | 1.954% | 8501.4544 | 16.05% | 18309.4247 | 29.33% | 0 | 0% | 0 | 0% | 0 | 0% | -189.3473 | -33.33% | 0 | 0% | 0 | 0% | 0 | 0% | 29838.9597 | 3.783%
374 | FortisAlberta | 2976.6676 | 1.921% | 8514.7544 | 16.1% | 18316.42 | 29.32% | 0 | 0% | 0 | 0% | 0 | 0% | -178.3939 | -33.33% | 0 | 0% | 0 | 0% | 0 | 0% | 29629.4481 | 3.87%
375 | FortisAlberta | 2990.8262 | 1.955% | 8677.2769 | 16.25% | 18411.46 | 29.2% | 0 | 0% | 0 | 0% | 0 | 0% | -191.3077 | -33.33% | 0 | 0% | 0 | 0% | 0 | 0% | 29888.2554 | 4.059%
376 | FortisAlberta | 3656.6035 | 1.865% | 8755.9535 | 15.43% | 18477.6354 | 29.12% | 0 | 0% | 0 | 0% | 0 | 0% | -221.8128 | -33.33% | 0 | 0% | 0 | 0% | 0 | 0% | 30668.3796 | 3.154%
377 | FortisAlberta | 3812.4662 | 1.925% | 8769.1992 | 15.59% | 18481.9139 | 29.12% | 0 | 0% | 0 | 0% | 0 | 0% | -215.3176 | -33.33% | 0 | 0% | 0 | 0% | 0 | 0% | 30848.2616 | 3.264%
378 | FortisAlberta | 3495.1104 | 1.943% | 8786.8515 | 15.89% | 18485.8157 | 29.11% | 0 | 0% | 0 | 0% | 0 | 0% | -200.7951 | -33.33% | 0 | 0% | 0 | 0% | 0 | 0% | 30566.9826 | 3.583%
379 | FortisAlberta | 4145.503 | 1.971% | 8786.5151 | 15.59% | 18492.4799 | 29.11% | 0 | 0% | 0 | 0% | 0 | 0% | -232.636 | -33.33% | 0 | 0% | 0 | 0% | 0 | 0% | 31191.8621 | 3.238%
380 | FortisAlberta | 3316.6688 | 1.803% | 8917.0528 | 15.47% | 18574.5551 | 29.01% | 0 | 0% | 0 | 0% | 0 | 0% | -207.7519 | -33.33% | 0 | 0% | 0 | 0% | 0 | 0% | 30600.5248 | 3.208%
381 | FortisAlberta | 2778.2382 | 1.667% | 8969.9024 | 15.4% | 18608.4836 | 28.97% | 0 | 0% | 0 | 0% | 0 | 0% | -220.28 | -33.33% | 0 | 0% | 0 | 0% | 0 | 0% | 30136.3441 | 3.217%
382 | FortisAlberta | 3221.853 | 1.926% | 9092.3495 | 16.09% | 18666.4433 | 28.9% | 0 | 0% | 0 | 0% | 0 | 0% | -219.8598 | -33.33% | 0 | 0% | 0 | 0% | 0 | 0% | 30760.786 | 3.701%
383 | FortisAlberta | 1960.0082 | 1.839% | 9246.6617 | 16.8% | 5476.3332 | 17.88% | 0 | 0% | 0 | 0% | 0 | 0% | -125.6151 | -33.33% | 0 | 0% | 0 | 0% | 0 | 0% | 16557.388 | 2.981%
384 | FortisAlberta | 2750.3625 | 1.963% | 9250.6833 | 16.57% | 18751.3606 | 28.8% | 0 | 0% | 0 | 0% | 0 | 0% | -166.8709 | -33.33% | 0 | 0% | 0 | 0% | 0 | 0% | 30585.5356 | 4.509%
385 | FortisAlberta | 2102.4214 | 1.728% | 9388.4844 | 16.37% | 18839.14 | 28.7% | 0 | 0% | 0 | 0% | 0 | 0% | -142.6582 | -33.33% | 0 | 0% | 0 | 0% | 0 | 0% | 30187.3876 | 4.323%
386 | FortisAlberta | 805.6739 | 1.733% | 9514.7287 | 17.73% | 18886.66 | 28.65% | 0 | 0% | 0 | 0% | 0 | 0% | -129.4717 | -33.33% | 0 | 0% | 0 | 0% | 0 | 0% | 29077.5908 | 8.564%
387 | FortisAlberta | 3937.7374 | 1.87% | 9513.1617 | 15.48% | 18936.3339 | 28.59% | 0 | 0% | 0 | 0% | 0 | 0% | -242.6816 | -33.33% | 0 | 0% | 0 | 0% | 0 | 0% | 32144.5515 | 3.077%
388 | FortisAlberta | 3425.2119 | 1.846% | 9639.2163 | 15.77% | 19005.46 | 28.52% | 0 | 0% | 0 | 0% | 0 | 0% | -207.3373 | -33.33% | 0 | 0% | 0 | 0% | 0 | 0% | 31862.5509 | 3.404%
389 | FortisAlberta | 3462.4091 | 1.982% | 9738.485 | 16.29% | 19052.8073 | 28.46% | 0 | 0% | 0 | 0% | 0 | 0% | -205.1738 | -33.33% | 0 | 0% | 0 | 0% | 0 | 0% | 32048.5276 | 3.854%
390 | FortisAlberta | -10.6527 | -10.32% | 9930.3186 | 18.63% | 2753.8095 | 11.45% | 0 | 0% | 0 | 0% | 0 | 0% | -19.7778 | -33.33% | 0 | 0% | -2695.3854 | 11.31% | 0 | 0% | 9958.3122 | 16.22%
391 | FortisAlberta | 2787.4006 | 1.697% | 9873.6978 | 15.75% | 19148.02 | 28.36% | 0 | 0% | 0 | 0% | 0 | 0% | -203.9508 | -33.33% | 0 | 0% | 0 | 0% | 0 | 0% | 31605.1677 | 3.47%
392 | FortisAlberta | 3157.3034 | 1.704% | 9860.8743 | 15.46% | 19148.02 | 28.36% | 0 | 0% | 0 | 0% | 0 | 0% | -214.9643 | -33.33% | 0 | 0% | 0 | 0% | 0 | 0% | 31951.2334 | 3.158%
393 | FortisAlberta | 3214.9742 | 1.872% | 9914.7104 | 16.08% | 19164.6124 | 28.34% | 0 | 0% | 0 | 0% | 0 | 0% | -196.2734 | -33.33% | 0 | 0% | 0 | 0% | 0 | 0% | 32098.0236 | 3.763%
394 | FortisAlberta | 1568.7563 | 1.774% | 10084.9125 | 17.11% | 19243.06 | 28.26% | 0 | 0% | 0 | 0% | 0 | 0% | -107.2962 | -33.33% | 0 | 0% | 0 | 0% | 0 | 0% | 30789.4326 | 5.809%
395 | FortisAlberta | 3802.331 | 1.924% | 10130.3248 | 15.95% | 19298.5329 | 28.2% | 0 | 0% | 0 | 0% | 0 | 0% | -228.189 | -33.33% | 0 | 0% | 0 | 0% | 0 | 0% | 33002.9996 | 3.458%
396 | FortisAlberta | -16.1138 | -10.32% | 10352.9004 | 18.61% | 2635.5993 | 10.79% | 0 | 0% | 0 | 0% | 0 | 0% | -88.7288 | -33.33% | 0 | 0% | 0 | 0% | 0 | 0% | 12883.6571 | 12.32%
397 | FortisAlberta | 4390.2658 | 1.858% | 10273.7228 | 15.34% | 19401.9848 | 28.1% | 0 | 0% | 0 | 0% | 0 | 0% | -265.7362 | -33.33% | 0 | 0% | 0 | 0% | 0 | 0% | 33800.2373 | 2.908%
398 | FortisAlberta | 715.8872 | 0.9449% | 10365.368 | 16.38% | 15297.6889 | 25.74% | 0 | 0% | 0 | 0% | 0 | 0% | -271.0962 | -33.33% | 0 | 0% | 0 | 0% | 0 | 0% | 26107.848 | 4.304%
399 | FortisAlberta | 1443.4706 | 1.492% | 10534.5403 | 16.63% | 19525.7291 | 27.97% | 0 | 0% | 0 | 0% | 0 | 0% | -185.0203 | -33.33% | 0 | 0% | 0 | 0% | 0 | 0% | 31318.7197 | 5.001%
400 | FortisAlberta | 3859.0178 | 1.876% | 10504.5095 | 15.8% | 19529.1245 | 27.97% | 0 | 0% | 0 | 0% | 0 | 0% | -240.719 | -33.33% | 0 | 0% | 0 | 0% | 0 | 0% | 33651.9329 | 3.284%
401 | FortisAlberta | 1934.8309 | 1.286% | 10501.0484 | 15.29% | 19541.6611 | 27.95% | 0 | 0% | 0 | 0% | 0 | 0% | -290.0528 | -33.33% | 0 | 0% | 0 | 0% | 0 | 0% | 31687.4876 | 3.086%
402 | FortisAlberta | 4529.5312 | 1.812% | 10660.6429 | 15.14% | 19642.8693 | 27.85% | 0 | 0% | 0 | 0% | 0 | 0% | -287.6663 | -33.33% | 0 | 0% | 0 | 0% | 0 | 0% | 34545.3771 | 2.766%
403 | FortisAlberta | 3270.5556 | 1.904% | 10999.2669 | 16.38% | 7507.0769 | 19.13% | 0 | 0% | 0 | 0% | 0 | 0% | -198.4831 | -33.33% | 0 | 0% | 0 | 0% | 0 | 0% | 21578.4164 | 2.596%
404 | FortisAlberta | 4121.3969 | 1.735% | 10945.0962 | 15.15% | 15951.3779 | 25.55% | 0 | 0% | 0 | 0% | 0 | 0% | -271.9897 | -33.33% | 0 | 0% | 0 | 0% | 0 | 0% | 30745.8814 | 2.468%
405 | FortisAlberta | 3236.7409 | 1.96% | 11027.6464 | 16.59% | 19824.908 | 27.68% | 0 | 0% | 0 | 0% | 0 | 0% | -189.3757 | -33.33% | 0 | 0% | 0 | 0% | 0 | 0% | 33899.9196 | 4.237%
406 | FortisAlberta | 1733.4426 | 1.695% | 11061.719 | 16.92% | 19837.06 | 27.67% | 0 | 0% | 0 | 0% | 0 | 0% | -239.2025 | -33.33% | 0 | 0% | 0 | 0% | 0 | 0% | 32393.0191 | 5.42%
407 | FortisAlberta | 3255.0246 | 1.726% | 11049.3187 | 15.76% | 19860.82 | 27.64% | 0 | 0% | 0 | 0% | 0 | 0% | -226.9048 | -33.33% | 0 | 0% | 0 | 0% | 0 | 0% | 33938.2585 | 3.295%
408 | FortisAlberta | 2370.5875 | 1.874% | 11268.7477 | 16.9% | 19962.362 | 27.55% | 0 | 0% | 0 | 0% | 0 | 0% | -155.4402 | -33.33% | 0 | 0% | 0 | 0% | 0 | 0% | 33446.257 | 4.949%
409 | FortisAlberta | 4947.3229 | 1.933% | 11342.8236 | 15.62% | 20042.8735 | 27.48% | 0 | 0% | 0 | 0% | 0 | 0% | -287.06 | -33.33% | 0 | 0% | 0 | 0% | 0 | 0% | 36045.96 | 3.001%
410 | FortisAlberta | 1581.9961 | 1.811% | 11433.867 | 17.34% | 19217.9147 | 27.07% | 0 | 0% | 0 | 0% | 0 | 0% | -116.1644 | -33.33% | 0 | 0% | 0 | 0% | 0 | 0% | 32117.6135 | 6.081%
411 | FortisAlberta | 1472.5314 | 2.01% | 11569.6241 | 17.77% | 13278.4695 | 23.62% | 0 | 0% | 0 | 0% | 0 | 0% | -167.4619 | -33.33% | 0 | 0% | 0 | 0% | 0 | 0% | 26153.163 | 6.189%
412 | FortisAlberta | 17.7992 | 0.4547% | 11874.5319 | 18.51% | 3475.7669 | 11.87% | 0 | 0% | 0 | 0% | 0 | 0% | -114.2752 | -33.33% | 0 | 0% | -3358.9187 | 11.66% | 0 | 0% | 11894.9041 | 8.928%
413 | FortisAlberta | 3949.5851 | 1.677% | 11725.8425 | 15.21% | 20288.5 | 27.25% | 0 | 0% | 0 | 0% | 0 | 0% | -284.1292 | -33.33% | 0 | 0% | 0 | 0% | 0 | 0% | 35679.7984 | 2.77%
414 | FortisAlberta | 2245.1902 | 1.665% | 12250.0393 | 16.57% | 4070.629 | 12.84% | 0 | 0% | 0 | 0% | 0 | 0% | -194.3451 | -33.33% | 0 | 0% | 0 | 0% | 0 | 0% | 18371.5134 | 2.46%
415 | FortisAlberta | 1771.7102 | 1.853% | 12896.7722 | 17.43% | 20930.02 | 26.72% | 0 | 0% | 0 | 0% | 0 | 0% | -176.8174 | -33.33% | 0 | 0% | 0 | 0% | 0 | 0% | 35421.685 | 6.369%
416 | FortisAlberta | 5456.9293 | 1.854% | 13194.5888 | 15.41% | 21173.9055 | 26.53% | 0 | 0% | 0 | 0% | 0 | 0% | -321.5798 | -33.33% | 0 | 0% | 0 | 0% | 0 | 0% | 39503.8438 | 2.732%
417 | FortisAlberta | 5739.4035 | 1.935% | 13243.5428 | 15.64% | 21195.3476 | 26.51% | 0 | 0% | 0 | 0% | 0 | 0% | -323.2934 | -33.33% | 0 | 0% | 0 | 0% | 0 | 0% | 39855.0005 | 2.86%
418 | FortisAlberta | 5490.4573 | 1.867% | 13256.9857 | 15.46% | 21209.8723 | 26.5% | 0 | 0% | 0 | 0% | 0 | 0% | -337.7512 | -33.33% | 0 | 0% | 0 | 0% | 0 | 0% | 39619.5641 | 2.771%
419 | FortisAlberta | 6411.4494 | 1.919% | 13494.1341 | 15.33% | 21358.7503 | 26.39% | 0 | 0% | 0 | 0% | 0 | 0% | -370.5707 | -33.33% | 0 | 0% | 0 | 0% | 0 | 0% | 40893.7631 | 2.608%
420 | FortisAlberta | 4593.1106 | 1.812% | 13675.2828 | 15.77% | 21452.74 | 26.32% | 0 | 0% | 0 | 0% | 0 | 0% | -285.6489 | -33.33% | 0 | 0% | 0 | 0% | 0 | 0% | 39435.4846 | 3.039%
421 | FortisAlberta | 5101.2999 | 1.771% | 13874.4002 | 15.37% | 21588.4541 | 26.22% | 0 | 0% | 0 | 0% | 0 | 0% | -323.6535 | -33.33% | 0 | 0% | 0 | 0% | 0 | 0% | 40240.5008 | 2.711%
422 | FortisAlberta | 3507.1989 | 1.749% | 14172.99 | 16.23% | 21737.86 | 26.11% | 0 | 0% | 0 | 0% | 0 | 0% | -231.2279 | -33.33% | 0 | 0% | 0 | 0% | 0 | 0% | 39186.821 | 3.625%
423 | FortisAlberta | 5449.6881 | 1.943% | 14830.3191 | 16.07% | 22141.78 | 25.84% | 0 | 0% | 0 | 0% | 0 | 0% | -317.1053 | -33.33% | 0 | 0% | 0 | 0% | 0 | 0% | 42104.6819 | 3.17%
424 | FortisAlberta | 4817.0419 | 1.814% | 14818.8649 | 15.86% | 22142.8629 | 25.84% | 0 | 0% | 0 | 0% | 0 | 0% | -355.2836 | -33.33% | 0 | 0% | 0 | 0% | 0 | 0% | 41423.4862 | 3.033%
425 | FortisAlberta | 6896.9411 | 1.861% | 15007.9094 | 15.15% | 22286.0873 | 25.74% | 0 | 0% | 0 | 0% | 0 | 0% | -414.2666 | -33.33% | 0 | 0% | 0 | 0% | 0 | 0% | 43776.6712 | 2.46%
426 | FortisAlberta | 2578.9789 | 1.568% | 15246.1942 | 16.45% | 22276.9913 | 25.64% | 0 | 0% | 0 | 0% | 0 | 0% | -285.355 | -33.33% | 0 | 0% | 0 | 0% | 0 | 0% | 39816.8095 | 3.976%
427 | FortisAlberta | 6658.1128 | 1.989% | 15283.6578 | 15.87% | 15437.0082 | 22.51% | 0 | 0% | 0 | 0% | 0 | 0% | -379.1605 | -33.33% | 0 | 0% | 0 | 0% | 0 | 0% | 36999.6183 | 2.498%
428 | FortisAlberta | 3371.0309 | 1.562% | 15406.3246 | 15.87% | 22498.18 | 25.61% | 0 | 0% | 0 | 0% | 0 | 0% | -305.227 | -33.33% | 0 | 0% | 0 | 0% | 0 | 0% | 40970.3085 | 3.249%
429 | FortisAlberta | 1891.5539 | 1.718% | 15929.0824 | 17.35% | 22759.54 | 25.45% | 0 | 0% | 0 | 0% | 0 | 0% | -190.8856 | -33.33% | 0 | 0% | 0 | 0% | 0 | 0% | 40389.2907 | 5.723%
430 | FortisAlberta | 5048.2991 | 1.784% | 16069.0699 | 15.82% | 22902.1 | 25.36% | 0 | 0% | 0 | 0% | 0 | 0% | -363.9316 | -33.33% | 0 | 0% | 0 | 0% | 0 | 0% | 43655.5374 | 2.92%
431 | FortisAlberta | 6204.2407 | 1.943% | 16236.9798 | 15.98% | 22997.14 | 25.3% | 0 | 0% | 0 | 0% | 0 | 0% | -353.9799 | -33.33% | 0 | 0% | 0 | 0% | 0 | 0% | 45084.3806 | 2.993%
432 | FortisAlberta | 6513.3219 | 1.902% | 16235.6344 | 15.69% | 22996.7709 | 25.3% | 0 | 0% | 0 | 0% | 0 | 0% | -405.9526 | -33.33% | 0 | 0% | 0 | 0% | 0 | 0% | 45339.7746 | 2.735%
433 | FortisAlberta | 3545.0374 | 1.783% | 16498.3488 | 16.62% | 23125.8004 | 25.22% | 0 | 0% | 0 | 0% | 0 | 0% | -378.4519 | -33.33% | 0 | 0% | 0 | 0% | 0 | 0% | 42790.7346 | 3.949%
434 | FortisAlberta | 5541.1548 | 1.864% | 16867.0867 | 16.02% | 20881.23 | 24.17% | 0 | 0% | 0 | 0% | 0 | 0% | -373.3768 | -33.33% | 0 | 0% | 0 | 0% | 0 | 0% | 42916.0947 | 2.939%
435 | FortisAlberta | 3780.8368 | 1.902% | 17202.2749 | 16.91% | 23543.62 | 24.99% | 0 | 0% | 0 | 0% | 0 | 0% | -247.1932 | -33.33% | 0 | 0% | 0 | 0% | 0 | 0% | 44279.5385 | 4.386%
436 | FortisAlberta | 3508.6345 | 1.556% | 17474.6138 | 16.05% | 18618.5497 | 22.96% | 0 | 0% | 0 | 0% | 0 | 0% | -447.0141 | -33.33% | 0 | 0% | 0 | 0% | 0 | 0% | 39154.7838 | 2.955%
437 | FortisAlberta | 4689.5029 | 1.794% | 18103.0881 | 16.29% | 23887.38 | 24.67% | 0 | 0% | 0 | 0% | 0 | 0% | -334.3269 | -33.33% | 0 | 0% | 0 | 0% | 0 | 0% | 46345.644 | 3.359%
438 | FortisAlberta | 5459.517 | 1.715% | 18055.2536 | 15.65% | 23887.5955 | 24.67% | 0 | 0% | 0 | 0% | 0 | 0% | -419.2374 | -33.33% | 0 | 0% | 0 | 0% | 0 | 0% | 46983.1287 | 2.795%
439 | FortisAlberta | 5113.6921 | 2.009% | 18179.9301 | 16.82% | 23897.46 | 24.66% | 0 | 0% | 0 | 0% | 0 | 0% | -357.8322 | -33.33% | 0 | 0% | 0 | 0% | 0 | 0% | 46833.25 | 3.854%
440 | FortisAlberta | 5799.46 | 1.768% | 18275.821 | 15.74% | 23942.5555 | 24.6% | 0 | 0% | 0 | 0% | 0 | 0% | -491.1287 | -33.33% | 0 | 0% | -18966.0555 | 24.53% | 0 | 0% | 28560.6523 | 1.812%
441 | FortisAlberta | 7661.3587 | 1.816% | 18474.6565 | 15.23% | 24004.3868 | 24.52% | 0 | 0% | 0 | 0% | 0 | 0% | -472.2312 | -33.33% | 0 | 0% | 0 | 0% | 0 | 0% | 49668.1707 | 2.36%
442 | FortisAlberta | 3293.2746 | 1.765% | 18658.2375 | 16.9% | 24018.42 | 24.5% | 0 | 0% | 0 | 0% | 0 | 0% | -288.0261 | -33.33% | 0 | 0% | 0 | 0% | 0 | 0% | 45681.9061 | 4.388%
443 | FortisAlberta | 3187.2817 | 1.713% | 18969.3554 | 16.85% | 24099.06 | 24.39% | 0 | 0% | 0 | 0% | 0 | 0% | -280.3794 | -33.33% | 0 | 0% | 0 | 0% | 0 | 0% | 45975.3177 | 4.226%
444 | FortisAlberta | 7945.0255 | 1.983% | 19346.6477 | 15.98% | 24212.964 | 24.25% | 0 | 0% | 0 | 0% | 0 | 0% | -457.2452 | -33.33% | 0 | 0% | 0 | 0% | 0 | 0% | 51047.392 | 2.821%
445 | FortisAlberta | 8586.142 | 1.97% | 19407.2476 | 15.75% | 24233.3921 | 24.23% | 0 | 0% | 0 | 0% | 0 | 0% | -489.9266 | -33.33% | 0 | 0% | 0 | 0% | 0 | 0% | 51736.855 | 2.628%
446 | FortisAlberta | 5583.9009 | 1.794% | 20093.59 | 16.14% | 24401.46 | 24.02% | 0 | 0% | 0 | 0% | 0 | 0% | -345.62 | -33.33% | 0 | 0% | 0 | 0% | 0 | 0% | 49733.3309 | 3.053%
447 | FortisAlberta | 7833.1483 | 1.97% | 20679.5624 | 16.11% | 24552.66 | 23.84% | 0 | 0% | 0 | 0% | 0 | 0% | -459.1981 | -33.33% | 0 | 0% | 0 | 0% | 0 | 0% | 52606.1726 | 2.884%
448 | FortisAlberta | 8710.21 | 1.969% | 20895.5218 | 15.89% | 24613.14 | 23.77% | 0 | 0% | 0 | 0% | 0 | 0% | -485.459 | -33.33% | 0 | 0% | 0 | 0% | 0 | 0% | 53733.4127 | 2.667%
449 | FortisAlberta | -1201.5963 | -3.847% | 21163.7867 | 16.93% | 24659.514 | 23.72% | 0 | 0% | 0 | 0% | 0 | 0% | -580.6086 | -33.33% | 0 | 0% | 0 | 0% | 0 | 0% | 44041.0958 | 4.573%
450 | FortisAlberta | 7736.2839 | 1.884% | 21839.9684 | 15.92% | 24515.6576 | 23.38% | 0 | 0% | 0 | 0% | 0 | 0% | -459.4605 | -33.33% | 0 | 0% | 0 | 0% | 0 | 0% | 53632.4494 | 2.692%
451 | FortisAlberta | 5905.9193 | 1.903% | 22134.2299 | 16.58% | 24915.54 | 23.43% | 0 | 0% | 0 | 0% | 0 | 0% | -430.6494 | -33.33% | 0 | 0% | 0 | 0% | 0 | 0% | 52525.0398 | 3.347%
452 | FortisAlberta | 9109.1581 | 2.022% | 22217.6701 | 16.14% | 24946.9597 | 23.39% | 0 | 0% | 0 | 0% | 0 | 0% | -525.2438 | -33.33% | 0 | 0% | 0 | 0% | 0 | 0% | 55748.5441 | 2.818%
453 | FortisAlberta | 9480.6941 | 1.98% | 22267.5177 | 15.88% | 24965.94 | 23.37% | 0 | 0% | 0 | 0% | 0 | 0% | -522.7254 | -33.33% | 0 | 0% | 0 | 0% | 0 | 0% | 56191.4264 | 2.61%
454 | FortisAlberta | 1480.9982 | 1.739% | 22519.4224 | 17.93% | 24986.1 | 23.35% | 0 | 0% | 0 | 0% | 0 | 0% | -98.9193 | -33.33% | 0 | 0% | 0 | 0% | 0 | 0% | 48887.6013 | 7.838%
455 | FortisAlberta | 7945.8149 | 1.672% | 22636.9445 | 15.07% | 22738.3416 | 22.44% | 0 | 0% | 0 | 0% | 0 | 0% | -594.447 | -33.33% | 0 | 0% | 0 | 0% | 0 | 0% | 52726.654 | 2.059%
456 | FortisAlberta | 9716.4358 | 1.726% | 22696.4157 | 14.72% | 25107.39 | 23.22% | 0 | 0% | 0 | 0% | 0 | 0% | -618.1967 | -33.33% | 0 | 0% | 0 | 0% | 0 | 0% | 56902.0448 | 1.969%
457 | FortisAlberta | 10010.6374 | 1.953% | 22821.8764 | 15.7% | 25113.2249 | 23.21% | 0 | 0% | 0 | 0% | 0 | 0% | -563.6607 | -33.33% | 0 | 0% | 0 | 0% | 0 | 0% | 57382.0779 | 2.448%
458 | FortisAlberta | 6920.8299 | 1.78% | 23771.2646 | 15.98% | 25349.988 | 22.97% | 0 | 0% | 0 | 0% | 0 | 0% | -451.1325 | -33.33% | 0 | 0% | 0 | 0% | 0 | 0% | 55590.9501 | 2.779%
459 | FortisAlberta | 9088.6209 | 1.764% | 25726.4515 | 15.45% | 25867.9555 | 22.46% | 0 | 0% | 0 | 0% | 0 | 0% | -632.0548 | -33.33% | 0 | 0% | 0 | 0% | 0 | 0% | 60050.9732 | 2.304%
460 | FortisAlberta | 8304.0544 | 1.7% | 26219.1457 | 15.47% | 25994.1 | 22.34% | 0 | 0% | 0 | 0% | 0 | 0% | -565.9334 | -33.33% | 0 | 0% | 0 | 0% | 0 | 0% | 59951.3667 | 2.315%
461 | FortisAlberta | 7765.3711 | 1.752% | 27450.0717 | 15.95% | 26296.5 | 22.07% | 0 | 0% | 0 | 0% | 0 | 0% | -578.7281 | -33.33% | 0 | 0% | 0 | 0% | 0 | 0% | 60933.2147 | 2.579%
462 | FortisAlberta | 2620.8335 | 0.7721% | 29630.0511 | 15.07% | 26886.732 | 21.57% | 0 | 0% | 0 | 0% | 0 | 0% | -817.7744 | -33.33% | 0 | 0% | 0 | 0% | 0 | 0% | 58319.8423 | 2.062%
463 | FortisAlberta | -71.3412 | -2.189% | 35002.3074 | 18.56% | 13268.6023 | 14% | 0 | 0% | 0 | 0% | 0 | 0% | -219.38 | -33.33% | 0 | 0% | 0 | 0% | 0 | 0% | 47980.1886 | 13.27%
464 | FortisAlberta | 14687.7417 | 1.724% | 36572.7674 | 14.9% | 28685.8333 | 20.3% | 0 | 0% | 0 | 0% | 0 | 0% | -995.9629 | -33.33% | 0 | 0% | 0 | 0% | 0 | 0% | 78950.3796 | 1.822%
465 | FortisAlberta | 11782.6966 | 1.614% | 45356.8255 | 15.65% | 30914.5673 | 19.09% | 0 | 0% | 0 | 0% | 0 | 0% | -965.1999 | -33.33% | 0 | 0% | 0 | 0% | 0 | 0% | 87088.8894 | 2.068%
466 | FortisAlberta | 16129.1732 | 1.628% | 46081.7664 | 14.88% | 31142.9326 | 18.98% | 0 | 0% | 0 | 0% | 0 | 0% | -1275.2606 | -33.33% | 0 | 0% | 0 | 0% | 0 | 0% | 92078.6115 | 1.711%
467 | FortisAlberta | -5685.3958 | -10.32% | 52609.9551 | 16.32% | 26218.4166 | 16.32% | 0 | 0% | 0 | 0% | 0 | 0% | -1446.7444 | -33.33% | 0 | 0% | 0 | 0% | 0 | 0% | 71696.2315 | 3.15%
Average: |  | 2316.4058 | 1.12% | 8387.1881 | 16.38% | 14078.7916 | 29.01% | 0 | 0% | 0 | 0% | 0 | 0% | -176.9749 | -33.33% | 0 | 0% | -132.3107 | 0.5407% | 0 | 0% | 24473.1 | 6.694%
468 | Lethbridge | 2441.4714 | 2.02% | 6242.7397 | 16.23% | 16328.0537 | 31.26% | 0 | 0% | 0 | 0% | 0 | 0% | -141.3092 | -33.33% | 0 | 0% | 0 | 0% | 0 | 0% | 24870.9556 | 4.534%
469 | Lethbridge | 4765.7163 | 2.019% | 11375.8147 | 16.08% | 20049.2966 | 27.47% | 0 | 0% | 0 | 0% | 0 | 0% | -279.7056 | -33.33% | 0 | 0% | 0 | 0% | 0 | 0% | 35911.122 | 3.433%
470 | Lethbridge | 4315.9972 | 1.88% | 12042.1814 | 15.88% | 20459.0537 | 27.11% | 0 | 0% | 0 | 0% | 0 | 0% | -291.5216 | -33.33% | 0 | 0% | 0 | 0% | 0 | 0% | 36525.7106 | 3.22%
471 | Lethbridge | 5120.9574 | 1.981% | 12364.7055 | 15.95% | 20652.285 | 26.94% | 0 | 0% | 0 | 0% | 0 | 0% | -294.4084 | -33.33% | 0 | 0% | 0 | 0% | 0 | 0% | 37843.5394 | 3.263%
472 | Lethbridge | 4555.9444 | 2.011% | 12607.3527 | 16.36% | 20786.3521 | 26.83% | 0 | 0% | 0 | 0% | 0 | 0% | -269.6944 | -33.33% | 0 | 0% | 0 | 0% | 0 | 0% | 37679.9547 | 3.62%
473 | Lethbridge | 8029.3125 | 1.973% | 20860.76 | 16.08% | 24599.7134 | 23.78% | 0 | 0% | 0 | 0% | 0 | 0% | -455.0356 | -33.33% | 0 | 0% | 0 | 0% | 0 | 0% | 53034.7504 | 2.836%
Average: |  | 4871.5665 | 1.981% | 12582.259 | 16.1% | 20479.1258 | 27.23% | 0 | 0% | 0 | 0% | 0 | 0% | -288.6125 | -33.33% | 0 | 0% | 0 | 0% | 0 | 0% | 37644.3388 | 3.484%
474 | Red Deer | 2392.387 | 1.927% | 5678.3657 | 15.68% | 15707.7177 | 31.84% | 0 | 0% | 0 | 0% | 0 | 0% | -147.4207 | -33.33% | 0 | 0% | 0 | 0% | 0 | 0% | 23631.0497 | 3.998%
475 | Red Deer | 6669.5556 | 2.001% | 15124.4594 | 15.89% | 22326.7115 | 25.72% | 0 | 0% | 0 | 0% | 0 | 0% | -373.6993 | -33.33% | 0 | 0% | 0 | 0% | 0 | 0% | 43747.0272 | 2.937%
476 | Red Deer | 6506.5445 | 1.929% | 17254.6086 | 15.95% | 19948.8151 | 23.62% | 0 | 0% | 0 | 0% | 0 | 0% | -390.3275 | -33.33% | 0 | 0% | 0 | 0% | 0 | 0% | 43319.6408 | 2.727%
477 | Red Deer | 9413.7689 | 1.948% | 22054.4029 | 15.74% | 24914.6863 | 23.43% | 0 | 0% | 0 | 0% | 0 | 0% | -536.7047 | -33.33% | 0 | 0% | 0 | 0% | 0 | 0% | 55846.1535 | 2.476%
Average: |  | 6245.564 | 1.951% | 15027.9592 | 15.82% | 20724.4827 | 26.15% | 0 | 0% | 0 | 0% | 0 | 0% | -362.038 | -33.33% | 0 | 0% | 0 | 0% | 0 | 0% | 41635.9678 | 3.035%
478 | Direct Connect | 6.4397 | 1.707% | 79.3736 | 17.73% | 234.8751 | 32.64% | 0 | 0% | 0 | 0% | 0 | 0% | -1.4248 | -33.33% | 0 | 0% | 0 | 0% | 0 | 0% | 319.2635 | 10.76%
479 | Direct Connect | 2.4328 | 0.9246% | 119.2849 | 17.9% | 266.2586 | 29.71% | 0 | 0% | 0 | 0% | 0 | 0% | -2.552 | -33.33% | 0 | 0% | 0 | 0% | 0 | 0% | 385.4242 | 9.243%
480 | Direct Connect | 12.2906 | 1.971% | 180.8846 | 18.14% | 109.9974 | 18.15% | 0 | 0% | 0 | 0% | 0 | 0% | -3.7804 | -33.33% | 0 | 0% | -93.4755 | 17.33% | 0 | 0% | 205.9168 | 4.511%
481 | Direct Connect | 1.5947 | 0.8378% | 227.4945 | 18.34% | 322.5369 | 25.4% | 0 | 0% | 0 | 0% | 0 | 0% | -3.7828 | -33.33% | 0 | 0% | 0 | 0% | 0 | 0% | 547.8433 | 10.36%
482 | Direct Connect | 20.6797 | 1.897% | 237.0321 | 17.91% | 308.2976 | 24.61% | 0 | 0% | 0 | 0% | 0 | 0% | -4.9924 | -33.33% | 0 | 0% | -244.2003 | 24.54% | 0 | 0% | 316.8168 | 4.188%
483 | Direct Connect | -0.816 | -0.6185% | 295.4538 | 18.36% | 106.1883 | 13.54% | 0 | 0% | 0 | 0% | 0 | 0% | -5.3452 | -33.33% | 0 | 0% | -98.1927 | 13.06% | 0 | 0% | 297.2881 | 6.901%
484 | Direct Connect | 4.3637 | 1.796% | 315.0531 | 18.51% | 162.5807 | 16.7% | 0 | 0% | 0 | 0% | 0 | 0% | -5.1028 | -33.33% | 0 | 0% | 0 | 0% | 0 | 0% | 476.8946 | 10.51%
485 | Direct Connect | -0.49526 | -10.32% | 339.5715 | 18.62% | 103.1853 | 12.17% | 0 | 0% | 0 | 0% | 0 | 0% | -0.7532 | -33.33% | 0 | 0% | 0 | 0% | 0 | 0% | 441.5084 | 15.61%
486 | Direct Connect | 26.3121 | 2.23% | 346.2484 | 18.31% | 108.6267 | 12.42% | 0 | 0% | 0 | 0% | 0 | 0% | -7.634 | -33.33% | 0 | 0% | 0 | 0% | 0 | 0% | 473.5532 | 5.339%
487 | Direct Connect | 1.9267 | 1.565% | 395.911 | 18.58% | 636.3632 | 26.66% | 0 | 0% | 0 | 0% | 0 | 0% | -0.60941 | -33.33% | 0 | 0% | 0 | 0% | 0 | 0% | 1033.5915 | 19.44%
488 | Direct Connect | 26.3097 | 1.863% | 395.2346 | 18.05% | 388.0607 | 22.34% | 0 | 0% | 0 | 0% | 0 | 0% | -7.1032 | -33.33% | 0 | 0% | 0 | 0% | 0 | 0% | 802.5018 | 6.389%
489 | Direct Connect | 28.2787 | 1.888% | 395.2106 | 18.03% | 388.0607 | 22.34% | 0 | 0% | 0 | 0% | 0 | 0% | -7.9696 | -33.33% | 0 | 0% | -313.7615 | 21.82% | 0 | 0% | 489.8189 | 3.673%
490 | Direct Connect | 50.4236 | 1.973% | 394.7852 | 17.71% | 242.2177 | 18.22% | 0 | 0% | 0 | 0% | 0 | 0% | -9.5132 | -33.33% | 0 | 0% | 0 | 0% | 0 | 0% | 677.9133 | 3.748%
491 | Direct Connect | 40.6152 | 1.948% | 421.9659 | 17.9% | 259.0924 | 18.23% | 0 | 0% | 0 | 0% | 0 | 0% | -10.0535 | -33.33% | 0 | 0% | 0 | 0% | 0 | 0% | 711.62 | 4.755%
492 | Direct Connect | 84.9703 | 2.217% | 425.2611 | 17.75% | 288.2738 | 19.11% | 0 | 0% | 0 | 0% | 0 | 0% | -8.5756 | -33.33% | 0 | 0% | 0 | 0% | 0 | 0% | 789.9296 | 4.16%
493 | Direct Connect | 48.1088 | 2.223% | 435.5169 | 18.15% | 415.9987 | 22.11% | 0 | 0% | 0 | 0% | 0 | 0% | -7.5584 | -33.33% | 0 | 0% | 0 | 0% | 0 | 0% | 892.066 | 6.861%
494 | Direct Connect | 62.4849 | 2.215% | 437.2401 | 18% | 228.708 | 16.8% | 0 | 0% | 0 | 0% | 0 | 0% | -11.3264 | -33.33% | 0 | 0% | 0 | 0% | 0 | 0% | 717.1066 | 4.935%
495 | Direct Connect | 3.4631 | 1.608% | 450.0228 | 18.55% | 409.3539 | 21.71% | 0 | 0% | 0 | 0% | 0 | 0% | -6.1712 | -33.33% | 0 | 0% | 0 | 0% | 0 | 0% | 856.6686 | 15.91%
496 | Direct Connect | 68.017 | 2.162% | 470.7398 | 17.91% | 204.9639 | 15.18% | 0 | 0% | 0 | 0% | 0 | 0% | -9.7596 | -33.33% | 0 | 0% | -183.0175 | 14.5% | 0 | 0% | 550.9436 | 3.504%
497 | Direct Connect | 23.5589 | 1.033% | 685.2624 | 17.6% | 281.245 | 14.66% | 0 | 0% | 0 | 0% | 0 | 0% | -15.5191 | -33.33% | 0 | 0% | -253.7747 | 14.03% | 0 | 0% | 720.7725 | 4.289%
498 | Direct Connect | -1.4056 | -10.32% | 695.9645 | 18.6% | 197.5771 | 11.63% | 0 | 0% | 0 | 0% | 0 | 0% | -9.192 | -33.33% | 0 | 0% | 0 | 0% | 0 | 0% | 882.944 | 14.58%
499 | Direct Connect | 86.115 | 2.134% | 712.2462 | 17.99% | 401.9901 | 17.48% | 0 | 0% | 0 | 0% | 0 | 0% | -13.338 | -33.33% | 0 | 0% | 0 | 0% | 0 | 0% | 1187.0133 | 4.581%
500 | Direct Connect | 2.8914 | 0.7962% | 791.5681 | 18.48% | 1917.2897 | 30.5% | 0 | 0% | 0 | 0% | 0 | 0% | -11.2572 | -33.33% | 0 | 0% | -1514.0585 | 30.49% | 0 | 0% | 1186.4334 | 13.48%
501 | Direct Connect | -1.6648 | -10.32% | 792.8986 | 18.6% | 536.4536 | 19.12% | 0 | 0% | 0 | 0% | 0 | 0% | -14.164 | -33.33% | 0 | 0% | -449.9123 | 18.31% | 0 | 0% | 863.6111 | 16.18%
502 | Direct Connect | -1.0672 | -10.32% | 803.3139 | 18.62% | 469.0577 | 17.8% | 0 | 0% | 0 | 0% | 0 | 0% | -5.4212 | -33.33% | 0 | 0% | -400.6308 | 16.98% | 0 | 0% | 865.2524 | 17.58%
503 | Direct Connect | -3.4231 | -1.213% | 986.1523 | 18.43% | 396.4594 | 14.5% | 0 | 0% | 0 | 0% | 0 | 0% | -13.44 | -33.33% | 0 | 0% | 0 | 0% | 0 | 0% | 1365.7486 | 11.77%
504 | Direct Connect | 2.4534 | 1.506% | 1187.8764 | 18.62% | 836.9011 | 19.48% | 0 | 0% | 0 | 0% | 0 | 0% | -6.552 | -33.33% | 0 | 0% | -698.6539 | 18.68% | 0 | 0% | 1322.025 | 17.41%
505 | Direct Connect | 87.1447 | 2.292% | 1455.1012 | 18.42% | 694.6718 | 16% | 0 | 0% | 0 | 0% | 0 | 0% | -27.2244 | -33.33% | 0 | 0% | -610.8675 | 15.26% | 0 | 0% | 1598.8257 | 7.2%
506 | Direct Connect | 114.2518 | 2.121% | 1817.4201 | 18.29% | 653.6252 | 13.55% | 0 | 0% | 0 | 0% | 0 | 0% | -38.898 | -33.33% | 0 | 0% | -604.3579 | 13.06% | 0 | 0% | 1942.0412 | 5.852%
507 | Direct Connect | 424.2947 | 1.753% | 1971.5413 | 16.52% | 9896.7517 | 38.62% | 0 | 0% | 0 | 0% | 0 | 0% | -44.0268 | -33.33% | 0 | 0% | 0 | 0% | 0 | 0% | 12248.561 | 8.148%
508 | Direct Connect | 493.5597 | 1.642% | 2045.032 | 15.93% | 10082.5443 | 38.36% | 0 | 0% | 0 | 0% | 0 | 0% | -51.3848 | -33.33% | 0 | 0% | 0 | 0% | 0 | 0% | 12569.7511 | 6.637%
509 | Direct Connect | 0 | 0% | 2376 | 18.65% | 694.8455 | 11.86% | 0 | 0% | 0 | 0% | 0 | 0% | 0 | 0% | 0 | 0% | 0 | 0% | 0 | 0% | 3070.8455 | 16.51%
510 | Direct Connect | -3.6318 | -10.32% | 2375.7206 | 18.61% | 958.8252 | 14.54% | 0 | 0% | 0 | 0% | 0 | 0% | -7.0236 | -33.33% | 0 | 0% | -867.2576 | 13.93% | 0 | 0% | 2456.6329 | 16.96%
511 | Direct Connect | 234.068 | 1.836% | 2563.5849 | 17.8% | 11270.145 | 36.95% | 0 | 0% | 0 | 0% | 0 | 0% | -32.7114 | -33.33% | 0 | 0% | 0 | 0% | 0 | 0% | 14035.0865 | 14.66%
512 | Direct Connect | 398.363 | 1.627% | 2558.6254 | 16.76% | 11281.1743 | 36.94% | 0 | 0% | 0 | 0% | 0 | 0% | -63.536 | -33.33% | 0 | 0% | -8907.184 | 36.92% | 0 | 0% | 5267.4427 | 3.558%
513 | Direct Connect | 38.7021 | 1.86% | 2763.9021 | 18.52% | 4291.12 | 26.32% | 0 | 0% | 0 | 0% | 0 | 0% | -37.7508 | -33.33% | 0 | 0% | -3390.1908 | 26.32% | 0 | 0% | 3665.7825 | 13.9%
514 | Direct Connect | 257.845 | 1.769% | 2961.2685 | 17.75% | 12208.5 | 36.09% | 0 | 0% | 0 | 0% | 0 | 0% | -21.0132 | -33.33% | 0 | 0% | 0 | 0% | 0 | 0% | 15406.6002 | 13.29%
515 | Direct Connect | 770.0041 | 1.713% | 2941.5336 | 15.99% | 9714.3331 | 33.7% | 0 | 0% | 0 | 0% | 0 | 0% | -64.6924 | -33.33% | 0 | 0% | 0 | 0% | 0 | 0% | 13361.1784 | 5.217%
516 | Direct Connect | 91.958 | 1.601% | 2977.856 | 18.23% | 1656.9781 | 17.36% | 0 | 0% | 0 | 0% | 0 | 0% | -66.404 | -33.33% | 0 | 0% | 0 | 0% | 0 | 0% | 4660.3881 | 8.492%
517 | Direct Connect | 1044.3629 | 1.729% | 3513.0032 | 15.75% | 13208.5854 | 34.99% | 0 | 0% | 0 | 0% | 0 | 0% | -83.2758 | -33.33% | 0 | 0% | -10428.5836 | 34.97% | 0 | 0% | 7254.0922 | 2.342%
518 | Direct Connect | 695.4162 | 1.685% | 3537.1961 | 16.5% | 13278.6 | 34.98% | 0 | 0% | 0 | 0% | 0 | 0% | -63.2319 | -33.33% | 0 | 0% | 0 | 0% | 0 | 0% | 17447.9804 | 6.784%
519 | Direct Connect | 1190.2792 | 1.725% | 3610.1495 | 15.47% | 2133.2406 | 17.81% | 0 | 0% | 0 | 0% | 0 | 0% | -88.6156 | -33.33% | 0 | 0% | 0 | 0% | 0 | 0% | 6845.0537 | 1.876%
520 | Direct Connect | 1115.135 | 1.751% | 4713.1443 | 16.33% | 14604.3 | 33.07% | 0 | 0% | 0 | 0% | 0 | 0% | -83.5 | -33.33% | 0 | 0% | 0 | 0% | 0 | 0% | 20349.0793 | 5.57%
521 | Direct Connect | 686.2403 | 1.542% | 4998.5897 | 16.76% | 14916.0356 | 32.69% | 0 | 0% | 0 | 0% | 0 | 0% | -137.2188 | -33.33% | 0 | 0% | 0 | 0% | 0 | 0% | 20463.6468 | 6.651%
522 | Direct Connect | 238.1119 | 1.742% | 5535.5865 | 18.18% | 15488.1 | 32.07% | 0 | 0% | 0 | 0% | 0 | 0% | -30.1804 | -33.33% | 0 | 0% | 0 | 0% | 0 | 0% | 21231.618 | 14.91%
523 | Direct Connect | 91.2538 | 0.8012% | 5558.9826 | 17.9% | 8762.4659 | 26.45% | 0 | 0% | 0 | 0% | 0 | 0% | -90.96 | -33.33% | 0 | 0% | -6922.6521 | 26.45% | 0 | 0% | 7399.0903 | 6.815%
524 | Direct Connect | -0.34433 | -10.32% | 6636.2342 | 18.65% | 1692.1161 | 10.8% | 0 | 0% | 0 | 0% | 0 | 0% | -11.2612 | -33.33% | 0 | 0% | 0 | 0% | 0 | 0% | 8316.7448 | 16.13%
525 | Direct Connect | 192.2549 | 1.037% | 7339.1299 | 17.84% | 2785.0209 | 13.99% | 0 | 0% | 0 | 0% | 0 | 0% | -84.96 | -33.33% | 0 | 0% | -2549.1473 | 13.45% | 0 | 0% | 7682.2984 | 4.944%
526 | Direct Connect | 755.8984 | 1.82% | 7384.8935 | 17.68% | 16852.6667 | 30.13% | 0 | 0% | 0 | 0% | 0 | 0% | -73.8108 | -33.33% | 0 | 0% | -13309.3667 | 30.12% | 0 | 0% | 11610.2812 | 5.198%
527 | Direct Connect | 1003.0109 | 1.648% | 7609.6137 | 17.07% | 5408.1999 | 19.51% | 0 | 0% | 0 | 0% | 0 | 0% | -165.1396 | -33.33% | 0 | 0% | 0 | 0% | 0 | 0% | 13855.6849 | 3.774%
528 | Direct Connect | 85.0818 | 2.447% | 8315.3475 | 18.63% | 2580.1112 | 12.34% | 0 | 0% | 0 | 0% | 0 | 0% | -19.5915 | -33.33% | 0 | 0% | -2460.2771 | 12.04% | 0 | 0% | 8500.672 | 14.14%
529 | Direct Connect | -128.4213 | -1.768% | 8692.051 | 17.94% | 18387.7 | 29.23% | 0 | 0% | 0 | 0% | 0 | 0% | -139.936 | -33.33% | 0 | 0% | 0 | 0% | 0 | 0% | 26811.3937 | 11.95%
530 | Direct Connect | 0 | 0% | 9109.1088 | 18.65% | 3798.6615 | 14.82% | 0 | 0% | 0 | 0% | 0 | 0% | 0 | 0% | 0 | 0% | 0 | 0% | 0 | 0% | 12907.7703 | 17.33%
531 | Direct Connect | 312.7963 | 2% | 9496.8309 | 18.41% | 18862.9 | 28.67% | 0 | 0% | 0 | 0% | 0 | 0% | -96.7604 | -33.33% | 0 | 0% | 0 | 0% | 0 | 0% | 28575.7668 | 17.16%
532 | Direct Connect | -0.9764 | -10.32% | 10295.9249 | 18.65% | 6528.9304 | 18.54% | 0 | 0% | 0 | 0% | 0 | 0% | -50.6348 | -33.33% | 0 | 0% | -5518.1037 | 17.72% | 0 | 0% | 11255.1404 | 18.32%
533 | Direct Connect | 1388.8473 | 1.37% | 10358.501 | 16.33% | 19426.7991 | 28.07% | 0 | 0% | 0 | 0% | 0 | 0% | -275.9452 | -33.33% | 0 | 0% | 0 | 0% | 0 | 0% | 30898.2021 | 4.296%
534 | Direct Connect | -5.2935 | -10.32% | 10612.3855 | 18.64% | 2703.9394 | 10.8% | 0 | 0% | 0 | 0% | 0 | 0% | -18.24 | -33.33% | 0 | 0% | 0 | 0% | 0 | 0% | 13292.7915 | 15.41%
535 | Direct Connect | -41.5742 | -10.32% | 12470.802 | 18.57% | 8043.2389 | 18.69% | 0 | 0% | 0 | 0% | 0 | 0% | -105.0336 | -33.33% | 0 | 0% | -6784.1346 | 17.87% | 0 | 0% | 13583.2985 | 14.94%
536 | Direct Connect | 3845.4265 | 1.821% | 12889.0079 | 16.08% | 20965.7988 | 26.69% | 0 | 0% | 0 | 0% | 0 | 0% | -354.4066 | -33.33% | 0 | 0% | 0 | 0% | 0 | 0% | 37345.8266 | 3.568%
537 | Direct Connect | 2063.7831 | 1.468% | 13354.078 | 16.34% | 21238.9 | 26.48% | 0 | 0% | 0 | 0% | 0 | 0% | -330.7818 | -33.33% | 0 | 0% | 0 | 0% | 0 | 0% | 36325.9793 | 3.985%
538 | Direct Connect | 2850.2069 | 1.62% | 14210.0375 | 16.26% | 21759.2568 | 26.1% | 0 | 0% | 0 | 0% | 0 | 0% | -379.3526 | -33.33% | 0 | 0% | 0 | 0% | 0 | 0% | 38440.1487 | 3.757%
539 | Direct Connect | -0.13148 | -10.32% | 16422.3726 | 18.65% | 8028.3429 | 16.22% | 0 | 0% | 0 | 0% | 0 | 0% | -24.2603 | -33.33% | 0 | 0% | -7033.0429 | 15.46% | 0 | 0% | 17393.2808 | 18.74%
540 | Direct Connect | 5064.4218 | 1.71% | 19149.9707 | 15.95% | 23937.4333 | 24.29% | 0 | 0% | 0 | 0% | 0 | 0% | -370.9183 | -33.33% | 0 | 0% | 0 | 0% | 0 | 0% | 47780.9075 | 2.968%
541 | Direct Connect | 8003.0895 | 1.715% | 19965.7306 | 14.87% | 24397.6713 | 24.02% | 0 | 0% | 0 | 0% | 0 | 0% | -547.425 | -33.33% | 0 | 0% | 0 | 0% | 0 | 0% | 51819.0665 | 2.139%
542 | Direct Connect | 9067.6548 | 1.694% | 21567.0666 | 14.62% | 21680.9068 | 22.42% | 0 | 0% | 0 | 0% | 0 | 0% | -595.67 | -33.33% | 0 | 0% | 0 | 0% | 0 | 0% | 51719.9581 | 1.853%
543 | Direct Connect | 3920.409 | 1.708% | 22426.1074 | 16.77% | 24986.1 | 23.35% | 0 | 0% | 0 | 0% | 0 | 0% | -272.704 | -33.33% | 0 | 0% | -20009.6 | 23% | 0 | 0% | 31050.3124 | 2.51%
544 | Direct Connect | 1144.3847 | 2.19% | 22592.2387 | 18.4% | 16630.4333 | 19.86% | 0 | 0% | 0 | 0% | 0 | 0% | -204.5068 | -33.33% | 0 | 0% | -13817.6159 | 19.08% | 0 | 0% | 26344.9339 | 8.385%
545 | Direct Connect | 5626.7496 | 1.731% | 23676.5533 | 16.26% | 25318.74 | 23% | 0 | 0% | 0 | 0% | 0 | 0% | -432.8443 | -33.33% | 0 | 0% | 0 | 0% | 0 | 0% | 54189.1986 | 3.088%
546 | Direct Connect | -67.6174 | -10.32% | 28506.7987 | 18.59% | 13792.0586 | 16.13% | 0 | 0% | 0 | 0% | 0 | 0% | -131.6316 | -33.33% | 0 | 0% | 0 | 0% | 0 | 0% | 42099.6083 | 15.65%
547 | Direct Connect | 1589.3639 | 1.85% | 29564.032 | 18.15% | 26777.9059 | 21.66% | 0 | 0% | 0 | 0% | 0 | 0% | -502.3596 | -33.33% | 0 | 0% | -21801.4059 | 21.04% | 0 | 0% | 35627.5363 | 6.192%
548 | Direct Connect | 11469.765 | 1.681% | 33896.7963 | 15.21% | 27982.0686 | 20.76% | 0 | 0% | 0 | 0% | 0 | 0% | -876.6912 | -33.33% | 0 | 0% | -23005.5686 | 20.05% | 0 | 0% | 49466.3701 | 1.414%
549 | Direct Connect | 210.6811 | 1.383% | 35231.2992 | 18.54% | 28211.7 | 20.61% | 0 | 0% | 0 | 0% | 0 | 0% | -462.6252 | -33.33% | 0 | 0% | -23235.2 | 19.88% | 0 | 0% | 39955.855 | 12.53%
550 | Direct Connect | 1194.0964 | 1.269% | 40036.8452 | 17.99% | 20107.9994 | 16.44% | 0 | 0% | 0 | 0% | 0 | 0% | -779.8788 | -33.33% | 0 | 0% | -17548.6353 | 15.67% | 0 | 0% | 43010.427 | 5.147%
551 | Direct Connect | 478.6352 | 1.757% | 42116.9742 | 18.53% | 15363.1929 | 13.67% | 0 | 0% | 0 | 0% | 0 | 0% | -416.2328 | -33.33% | 0 | 0% | -14163.508 | 13.17% | 0 | 0% | 43379.0614 | 11.98%
552 | Direct Connect | -40.9098 | -10.32% | 46724.8531 | 18.63% | 22553.4446 | 16.11% | 0 | 0% | 0 | 0% | 0 | 0% | -118.048 | -33.33% | 0 | 0% | -19796.5134 | 15.35% | 0 | 0% | 49322.8265 | 17.22%
553 | Direct Connect | -246.3474 | -10.32% | 56886.2502 | 18.55% | 18772.513 | 12.84% | 0 | 0% | 0 | 0% | 0 | 0% | -152.6156 | -33.33% | 0 | 0% | -17663.5498 | 12.46% | 0 | 0% | 57596.2504 | 13.02%
554 | Direct Connect | 0 | 0% | 59070 | 18.65% | 19825.7461 | 12.98% | 0 | 0% | 0 | 0% | 0 | 0% | 0 | 0% | 0 | 0% | -18586.892 | 12.58% | 0 | 0% | 60308.8541 | 18.75%
555 | Direct Connect | 4623.9931 | 2.217% | 65722.4341 | 18.32% | 18842.7705 | 11.7% | 0 | 0% | 0 | 0% | 0 | 0% | -535.1168 | -33.33% | 0 | 0% | -18300.6306 | 11.52% | 0 | 0% | 70353.4503 | 6.567%
556 | Direct Connect | 13591.0255 | 1.91% | 78835.0039 | 17.27% | 39400.5 | 16.38% | 0 | 0% | 0 | 0% | 0 | 0% | -1428.5372 | -33.33% | 0 | 0% | -34424 | 15.61% | 0 | 0% | 95973.9922 | 2.975%
557 | Direct Connect | 2270.7922 | 2.04% | 79153.0245 | 18.46% | 33806.0903 | 15.03% | 0 | 0% | 0 | 0% | 0 | 0% | -808.1191 | -33.33% | 0 | 0% | -30276.6569 | 14.36% | 0 | 0% | 84145.1309 | 9.728%
558 | Direct Connect | 27630.0548 | 1.806% | 82845.4501 | 15.76% | 40552.9949 | 16.14% | 0 | 0% | 0 | 0% | 0 | 0% | -2114.432 | -33.33% | 0 | 0% | -35576.4949 | 15.38% | 0 | 0% | 113337.5729 | 1.592%
Average: |  | 1437.1978 | -0.3722% | 12919.2043 | 17.7% | 9975.5347 | 21.53% | 0 | 0% | 0 | 0% | 0 | 0% | -174.2594 | -32.1% | 0 | 0% | -4714.0878 | 8.549% | 0 | 0% | 19443.5896 | 9.054%

## F-6 Summary >10%
Appendix F — 2020 Proposed Bill Impact Analysis
Summary of Bill Impacts for DTS, PSC, and Commodity Bills Where Increase Is Greater Than 10%
| AESO Direct-Connected PODs |  |  | DFO Transmission-Connected PODs |  |  | DFO Distribution PODs |  |  |  | Total
| Dual-Use | Multiple | Single | Dual-Use | Multiple | Single | Dual-Use | Multiple | Single |  | All
| (DTS-STS) | DTS | DTS | (DTS-STS) | DTS | DTS | (DTS-STS) | DTS | DTS |  | PODs
Average Billing Capacity From 0 MW to Less Than 7.5 MW
Number of PODs | 14 | 1 | 2 |  | 11 | 20 | 1 | 3 | 16 |  | 68
Average Billing Capacity (MW) | 2.3165 | 0.71635 | 6.2963 |  | 2.3058 | 1.9531 | 5.508 | 1.2913 | 2.1538 |  | 2.2078
Average Load Factor (%) | 2.989% | 2.706% | 17.2% |  | 20.7% | 14.44% | 20.01% | 8.303% | 36.54% |  | 17%
Average 2019 Monthly Bill ($) | 8967.7187 | 4535.7629 | 105805.6003 |  | 48136.5129 | 34286.3246 | 105123.1508 | 20385.5893 | 46170.4264 |  | 33964.3798
Average Proposed Monthly Bill ($) | 10316.1581 | 5012.6575 | 120526.4437 |  | 56848.2427 | 40431.958 | 117389.681 | 22536.5246 | 54645.5202 | 0 | 39753.0888
Average Monthly Bill Increase ($) | 1348.4393 | 476.8946 | 14720.8434 |  | 8711.7298 | 6145.6335 | 12266.5302 | 2150.9353 | 8475.0938 | 0 | 5788.7089
Average Monthly Bill Increase (%) | 15.03% | 10.51% | 13.98% |  | 23.5% | 21.07% | 11.67% | 13.11% | 33.39% |  | 21.87%
Average Billing Capacity From 7.5 MW to Less Than 17 MW
Number of PODs | 1 |  | 1 |  | 1 | 4 | 3 | 1 | 1 |  | 12
Average Billing Capacity (MW) | 15.0824 |  | 12.6 |  | 8.0075 | 10.425 | 12.3025 | 15.5924 | 14.7302 |  | 12.0517
Average Load Factor (%) | 0.02406% |  | 9.147% |  | 8.271% | 9.376% | 1.674% | 6.557% | 7.672% |  | 6.183%
Average 2019 Monthly Bill ($) | 51568.0732 |  | 142443.5971 |  | 70915.0747 | 129104.2455 | 78189.3566 | 154756.3943 | 135600.5983 |  | 108855.7324
Average Proposed Monthly Bill ($) | 59884.818 |  | 163675.2151 |  | 78289.497 | 148316.4265 | 91890.8825 | 170278.6839 | 158556.7763 |  | 124968.612
Average Monthly Bill Increase ($) | 8316.7448 |  | 21231.618 |  | 7374.4223 | 19212.181 | 13701.5259 | 15522.2896 | 22956.178 |  | 16112.8795
Average Monthly Bill Increase (%) | 16.13% |  | 14.91% |  | 10.4% | 18.71% | 17.68% | 10.03% | 16.93% |  | 16.36%
Average Billing Capacity From 17 MW to Less Than 40 MW
Number of PODs | 4 | 2 | 2 |  | 3 |  |  | 1 |  |  | 12
Average Billing Capacity (MW) | 25.0815 | 26.235 | 20.7 |  | 26.3902 |  |  | 23.5321 |  |  | 24.7416
Average Load Factor (%) | 0.1301% | 0.8883% | 9.174% |  | 2.844% |  |  | 0.7216% |  |  | 2.492%
Average 2019 Monthly Bill ($) | 72205.5957 | 88593.9892 | 195468.0215 |  | 120037.239 |  |  | 104598.5749 |  |  | 110138.058
Average Proposed Monthly Bill ($) | 84719.8116 | 102032.0342 | 223161.6017 |  | 138081.2762 |  |  | 117482.232 |  |  | 126749.3816
Average Monthly Bill Increase ($) | 12514.2159 | 13438.045 | 27693.5802 |  | 18044.0372 |  |  | 12883.6571 |  |  | 16611.3236
Average Monthly Bill Increase (%) | 17.13% | 15.17% | 14.55% |  | 14.69% |  |  | 12.32% |  |  | 15.36%
Average Billing Capacity 40 MW or More
Number of PODs | 5 | 1 |  |  | 1 | [5 empty] | 7
Average Billing Capacity (MW) | 96.2216 | 129.33 |  |  | 79.5729 | [5 empty] | 98.573
Average Load Factor (%) | 1.208% | 2.007% |  |  | 1.684% | [5 empty] | 1.39%
Average 2019 Monthly Bill ($) | 311607.7449 | 442348.7525 |  |  | 361451.6001 | [5 empty] | 337405.5824
Average Proposed Monthly Bill ($) | 358620.9859 | 499945.0029 |  |  | 409431.7887 | [5 empty] | 386068.8173
Average Monthly Bill Increase ($) | 47013.2411 | 57596.2504 |  |  | 47980.1886 | [5 empty] | 48663.2349
Average Monthly Bill Increase (%) | 15.23% | 13.02% |  |  | 13.27% | [5 empty] | 14.63%
All Average Billing Capacities
Number of PODs | 24 | 4 | 5 |  | 16 | 24 | 4 | 5 | 17 |  | 99
Average Billing Capacity (MW) | 26.2061 | 45.6291 | 13.3185 |  | 11.3239 | 3.659 | 10.6038 | 8.5997 | 2.8935 |  | 12.946
Average Load Factor (%) | 2.018% | 1.623% | 12.38% |  | 3.251% | 18.81% | 6.257% | 6.437% | 34.84% |  | 12.83%
Average 2019 Monthly Bill ($) | 84332.3851 | 156018.1235 | 148998.1681 |  | 55789.0122 | 61631.135 | 84922.8052 | 64102.3474 | 51431.0248 |  | 73730.7312
Average Proposed Monthly Bill ($) | 97345.6336 | 177255.4322 | 170210.2612 |  | 63649.435 | 72092.94 | 98265.5821 | 71074.0979 | 60757.947 |  | 85114.219
Average Monthly Bill Increase ($) | 13013.2485 | 21237.3087 | 21212.093 |  | 7860.4228 | 10461.805 | 13342.777 | 6971.7505 | 9326.9223 |  | 11383.4878
Average Monthly Bill Increase (%) | 15.47% | 13.47% | 14.39% |  | 15.68% | 22.7% | 16.18% | 12.33% | 32.43% |  | 19.9%

## F-7 Abbreviations
Appendix F — 2020 Proposed Bill Impact Analysis
Abbreviations and Terminology Used in Tables
Abbreviations
| BS | Bulk System Charge
| Bill Cap | Billing Capacity
| CMD | Coincident Metered Demand
| Comm | Commodity (Energy) Cost
| DFO | Distribution Facility Owner
| DTS Capacity | Rate DTS Contract Capacity
| HMD | Highest (Non-Coincident) Metered Demand
| Monthly Usage | Average Monthly Usage (Energy) (MWh)
| OR | Operating Reserve Charge
| OSSS | Other System Support Services Charge
| Other System SS | Other System Support Services Charge
| POD | Point of Delivery Charge
| PSC | Primary Servcie Credit
| RS | Regional System Charge
| STS Capacity | Rate STS Contract Capacity
| TCR | Transmission Constraint Rebalancing
| VC | Voltage Control Charge
Terminology
AESO Direct-Connected PODs are PODs where service is provided to the end-use consumer by the AESO (that is, the AESO bills the end-use consumer) and the end-use consumer is connected at a transmission voltage level.
DFO Transmission-Connected PODs are PODs where service is provided to the end-use consumer by the Distribution Facility Owner (that is, the AESO bills the DFO and the DFO bills the end-use consumer a flowthrough of the AESO charges) and the end-use consumer is connected at a transmission voltage level.
DFO Distribution PODs are PODs where service is provided to an owner of an electric distribution system (DFO) who then provides service to the end-use consumer over distribution facilities (that is, the AESO bills the DFO and the DFO bills the end-use consumer an average transmission charge) and the end-use consumer is connected at a distribution voltage level.
Dual-Use (DTS-STS) refers to a substation where a Rate DTS market participant is connected and at least one Rate STS market participant is also connected at the same substation. (More than one Rate DTS market participant may also be connected at the substation.)
Multiple DTS refers to a substation where more than one Rate DTS market participant is connected and no Rate STS market participants are connected at the same substation.
Single DTS refers to a substation where only one Rate DTS market participant is connected and no Rate STS market participant is connected at the same substation.
Sheet E-3 Per POD includes the following information:
STS at POD (MW) indicates the STS contract capacity, if any, associated with the specific POD No.
PODs at Sub indicates the number of DTS points of delivery, in total, served at the substation through which the specific POD No. is served.
Type indicates, if STS contract capacity is associated with the specific POD No., the following:
• “Gen” indicates a generator (STS only) site with a small contract capacity under Rate DTS but not usually considered a dual-use site.
• “Load” indicates a load (DTS only) site that may include onsite generation for emergency use when normal transmission service is interrupted or unavailable.
• “Dual” indicates a dual-use site that includes a substantial load requirement with on-site generation intended to normally supply that load, either fully or partially.
ISD indicates whether the POD No. serves a Commission-designated industrial system.