## Information Page 1
Information documents are not authoritative. Information documents are for information purposes only and are intended to provide guidance. In the event of any discrepancy between an information document and any authoritative document1 in effect, the authoritative document governs.
1 Purpose
This information document relates to the following authoritative documents:
• the ISO tariff, Financial Obligations for Connection Projects;
• the ISO tariff, Classification and Allocation of Connection Projects Costs, previously known as
Construction Contributions for Connection Projects; and
• the ISO tariff, Changes to System Access Service, previously known as Changes to System Access
Serivce After Energization.
The purpose of this information document is to allow the calculation of a construction contribution for
system access service under Rate DTS, Demand Transmission Service, and of a construction
contribution. The calculations described in this information document primarily reflect provisions in the
Construction Contributions for Connections Projects section of the ISO tariff.
The calculation described in this information document is not valid for connection projects where contract
capacity is transferred from another point of delivery.
2 Completing the Contribution Calculator
This section describes how a market participant may complete the contribution calculator to calculate a
construction contribution and generating unit owner’s contribution for a connection project.
Initial Steps
Select the appropriate ISO tariff from the dropdown menu on cell "I10" of the A1 Costs and Contract sheet
and confirm that the contribution calculator applies to the project by checking the effective date in cell "I11".
In accordance with the Classification and Allocation of Connection Projects Costs section of the ISO tariff,
the construction contribution provisions that apply to a project are those in effect on the date in which a
market participant executes a System Access Service Agreement. Prior to January 1, 2021, the construction
contribution provisions that applied to a project were those in effect on the date on which the Alberta Utilities
Commission issued permit and licence for a connection project.
Enter the values used in the determination of a construction contribution on the A1 Costs and Contract
sheet only, in the cells highlighted in yellow. Enter information identifying the project and relating to the
preparation of the calculation at the top of the same sheet, which will replace the default text. Input messages
have been provided for cells where information is to be entered.
1 “Authoritative document” is the general name given by the AESO to categories of documents made by the AESO
under the authority of the Electric Utilities Act and associated regulations, and that contain binding legal requirements for
either market participants or the AESO, or both. Authoritative documents include: the ISO rules, the reliability standards
and the ISO tariff.
Information Document
Contribution Calculator for ISO Tariff
ID #2021-016T

## Information Page 2
Entering certain combinations of cell values may cause an error message to appear to the right of the
printable area of the A1 Costs and Contract sheet. An error message generally indicates how the error
can be corrected. Related cells are highlighted in red for most error messages.
Project Details
Provide project details by making the applicable choices in rows (a), (b), (c) and (d) of the A1 Costs and
Contract sheet. The choices selected in these cells affect other input cells on the sheet as well as
calculations on other sheets.
Cost of Connection Project
Enter all amounts for the cost of the connection project, rounded to the nearest dollar (not millions of
dollars), in rows (e) to (o) of the A1 Costs and Contract sheet.
If the connection project will utilize transmission facilities through which another market participant is
connected, a share of the cost of those transmission facilities should be entered in row (i). The allocation
of shared facilities costs between market participants is described in the Changes to System Access
Service section of the ISO tariff.
If a transformer is being installed to replace a smaller transformer which will be removed, the replacement
cost new of the removed transformer (i.e., the current cost of similar new equipment having the
nearest equivalent capability) should generally be entered in row (m), in accordance with the Construction
Contributions for Connection Projects section of the ISO tariff.
Contract Details
Enter the dates on which the System Access Service Agreement was executed, the Commission issues
permit and licence, the AESO issues energization authorization, and commercial operation begins for the
connection project in rows (p), (q), and (s). In general, commissioning activities occur between the dates of
energization authorization and commercial operation, although not all projects require commissioning before
beginning commercial operation.
Enter 20 years for the maximum investment term for the connection project in row (s), unless a
market participant intends to cease operations after a shorter period.
Enter the discount rate in row (u) if more than one contract stage exists for the project (i.e., if any
changes to contract capacity occur after the project begins commercial operation). The discount rate is
determined in accordance with the Classification and Allocation of Connection Projects Costs section of the ISO
tariff and is set out in Information Document #2011-005T, Discount Rates for ISO Tariff, which is updated regularly
by the AESO. The discount rate to be used is the rate that is in effect for the month in which the Commission
issues permit and licence for the connection project. If the Commission has not yet issued permit and licence
for the project, the discount rate to be used is the most recent rate available.
Enter the amount of a construction contribution that was previously paid by the market participant in
row (v) only when:
• the construction contribution calculation is being reconciled to final costs after the connection project
has entered commercial operation; or
• the construction contribution is being adjusted after energization in accordance with the Changes
to System Access Service section of the ISO tariff.
During the development of the connection project up to energization, the owner of transmission facilities
determines the amount and timing of construction contributions and row (v) should be left blank.
Information Document
Contribution Calculator for ISO Tariff
ID #2021-016T

## Information Page 3
Contract Stages
Contract capacities on the A1 Costs and Contract sheet should be entered as total capacity, not incremental
capacity. For example, if a market participant contracts initially for 20 MW in Stage 1 with a later
increase of 10 MW in Stage 2, those amounts must be entered as 20 MW in Stage 1 and 30 MW in
Stage 2.
For each stage, the applicable contract capacity amount should be entered in each cell that is not shaded
with diagonal lines. For example, if “Other Participant” capacity remained at 10 MW through multiple
stages of a project, 10 MW must be entered in the “Other Participant” column in the row for each stage of
the project (i.e., for Stage 1, Stage 2, Stage 3, and so on). If an unshaded capacity cell is left blank in a
row, it is treated as an amount of zero (i.e., "0 MW").
3 Contribution Determination
After all relevant values have been entered or selected on the A1 Costs and Contract sheet, the
construction contribution determination is summarized on the A2 Contribution sheet.
Additional information on calculations used for the contribution determination are provided on the
A3 Allocation and Fractions and the A4 Investment sheets. In particular, the investment term that is
required to minimize the construction contribution is provided at the bottom of the A4 Investment
sheet, including beginning and ending dates. The investment term is also provided in row (s) of the
A1 Costs and Contract sheet.
These first four sheets (i.e., A1 Costs and Contract, A2 Contribution, A3 Allocation and Fractions, and
A4 Investment) are set up for printing, each as a single letter-size page.
4 Additional Detail
Detailed monthly investment calculations are provided in additional sheets. These calculations appear as
a summary on the Discounted Increments and Nominal Increments sheets, and then incrementally for
each contract stage on the Stage (1-10) Investment sheets. For all incremental contract capacity after
Stage 1, nominal investment is first calculated based on the capacity and years for each increment.
Discounted investment is then calculated back to the date of commercial operation in accordance with
the Construction Contributions for Connection Projects section of the ISO tariff.
Attachments
Attachment A1 - Costs and Contract
Attachment A2 - Contribution
Attachment A3 - Allocation and Fractions
Attachment A4 - Investment Determination
Information Document
Contribution Calculator for ISO Tariff
ID No. 2021-016T

## Information Page 4
Revision History
Date | Description | Version
2021-01-01 | Initial Release | 2021.0.0
Information Document
Contribution Calculator for ISO Tariff
ID No. 2021-016T

## A1 Costs and Contract
Attachment A1: Costs and Contract Details
Market Participant: |  | Name of Market Participant |  |  |  |  | Tariff: | AESO 2021
Project Name: |  | Project Name |  |  |  |  | Effective: | 2021-01-01
Project Number: |  | Project Number |  | Type: | DTS Only |  | To: | Current
Prepared by: |  | Name of Preparer |  | Date: | Date Prepared |  | Version: | 2021.0.0
PROJECT DETAILS
(a) | New Service or Expansion of Existing Service? |  |  |  | New Service
(b) | Is Service at New or Existing Substation? |  |  |  | New Substation
(c) | Will Primary Service Credit Apply to Service? |  |  |  | No
(d) | Any Other Market Participants at Substation? |  |  |  | No
COST OF CONNECTION PROJECT | [6 empty] | Reference
(e) | Cost of New Transmission Facilities:
(f) | Advancement Costs
(g) | Avoidable Contruction Costs
(h) | Other Project Costs
(i) | Shared Cost of Existing Transmission Facilities:
(j) | Less: System-Related Costs:
(k) | Participant-Related Costs: |  |  |  | 0
(l) | Less: Facilities in Excess of Good Practice:
(m) | Less: Reduction for Replaced Transformer:
(n) | Balance of Participant-Related Costs: |  |  |  | 0
(o) | Estimated Operations and Maintenance:
CONTRACT DETAILS | [6 empty] | Reference
(p) | Date of System Access Service Agreement Execution
(q) | Date of Commission Permit and Licence:
(r) | Date of AESO Energization Authorization:
(s) | Date of Commercial Operation of Project:
(t) | Maximum Investment Term (years): |  |  |  | 20
(u) | Discount Rate for Incremental Capacity:
(v) | Prior Contribution (for Final Costs or Adjustment):
Contract Stages |  |  | Contract Capacities at Substation (MW)
|  |  | Contracted After Project |  |  | Contracted Prior to Project
| Start | Duration | This Participant |  | Other | This Participant |  | Other
No | Date | Months | DTS | NA | Participant | NA | NA | Participant
1 | 1899-12-31 | 240
0 |  | 0
0 |  | 0
0 |  | 0
0 |  | 0
0 |  | 0
0 |  | 0
0 |  | 0
0 |  | 0
0 |  | 0
| Total | 240
Information Document
Contribution Calculator for ISO Tariff
ID #2021-016T

## A2 Contribution
Attachment A2: Contribution Determination
Market Participant: |  | Name of Market Participant |  |  |  |  | Tariff: | AESO 2021
Project Name: |  | Project Name |  |  |  |  | Effective: | 2021-01-01
Project No.: |  | Project Number |  | Type: | DTS Only |  | To: | Current
Prepared by: |  | Name of Preparer |  | Date: | Date Prepared |  | Version: | 2021.0.0
Line | Description |  | Reference |  | Amount |  |  | Section
(a) | Cost of New Facilities |  |  |  |  | 0 |  | 3.4(1)
(b) | Plus: Advancement Costs |  |  |  |  | 0 |  | 4.2(3)(a)
(c) | Plus: Avoidable Constructions Costs |  |  |  |  | 0 |  | 4.2(3)(b)
(d) | Plus: Other Project Costs |  |  |  |  | 0 |  | 3.4(1)(a)(iv)
(e) | Plus: Shared Cost of Existing Facilities |  |  |  |  | 0 |  | 4.2(2)(d)
(f) | Less: System-Related Costs |  |  |  |  | 0 |  | 4.2(4)
(g) | Participant-Related Costs |  | (a) + (b) + (c) + (d) + (e) - (f) |  |  | 0 |  | 4.2(2)
(h) | Less: Facilities in Excess of Good Practice |  |  |  |  | 0 |  | 4.3
(i) | Less: Reduction for Replaced Transformer |  |  |  |  | 0 |  | 4.4
(j) | Balance of Participant-Related Costs |  | (g) – (h) – (i) |  |  | 0 |  | 4.5
[5 empty] | Required Facilities |  | In Excess of Good Practice
[5 empty] | Demand-Related | Supply-Related
Line | Description |  | Reference |  |  |  |  | Section
(k) | Participant-Related Costs |  | From (j) and (h) |  | 0 |  | 0 | 4.5(3)
(l) | Operations and Maintenance Charge |  | Estimated by Market Participant |  | NA |  | 0 | 4.8
(m) | Total Costs Allocated to Market Participant |  | (k) + (l) |  | 0 |  | 0 | 4.5
(n) | Allocated Ratio |  | Other Participant NA |  | 1 | 0 | NA | 4.5(3)
(o) | Allocated Costs (j) × (k) |  | Other Participant NA |  | 0 | 0 | 0 | 4.5(3)
(p) | Less: Maximum Local Investment |  | Investment Term of 5 Years |  | 0 | NA | NA | 4.7
(q) | Construction Contribution Required |  | (o) – (p) |  | 0 | 0 | 0 | 4.6
(r) | Total Construction Contribution Required |  |  |  |  | 0 |  | 4.6
Information Document
Contribution Calculator for ISO Tariff
ID #2021-016T

## A3 Allocation and Fractions
Attachment A3: Allocation of Costs and Substation Fractions
Market Participant: |  | Name of Market Participant |  |  |  |  | Tariff: | AESO 2021
Project Name: |  | Project Name |  |  |  |  | Effective: | 2021-01-01
Project Number: |  | Project Number |  | Type: | DTS Only |  | To: | Current
INCREMENTAL ALLOCATION OF COSTS TO SERVICES AT SUBSTATION
Participant-Related Costs of Required Facilities | [5 empty] | 0
Contract Stages |  |  | New Contract Capacity |  |  | Incremental Substation Fractions
| Start | Duration | This Participant |  | Other | This Participant |  | Other
No | Date | Years | DTS | NA | Participant | DTS | NA | Participant
1 | 1899-12-31 | 20 | 0 | 0 | 0 | 1 | 0 | 0
0 |  | 0
0 |  | 0
0 |  | 0
0 |  | 0
0 |  | 0
0 |  | 0
0 |  | 0
0 |  | 0
0 |  | 0
| Total | 20 |  |  | Duration-Weighted Average | 1 | 0 | 0
Allocation of Participant-Related Costs | [5 empty] | 0 | 0 | 0
CONTRACT AND TIME ALLOCATION OF COSTS TO SERVICES AT SUBSTATION
Contract Stages |  |  | Contract Capacity After Project |  |  | Substation Fractions After Project
| Start | Duration | This Participant |  | Other | This Participant |  | Other
No | Date | Years | DTS | NA | Participant | DTS | NA | Participant
1 | 1899-12-31 | 20 | 0 | 0 | 0 | 1 | 0 | 0
0 |  | 0
0 |  | 0
0 |  | 0
0 |  | 0
0 |  | 0
0 |  | 0
0 |  | 0
0 |  | 0
0 |  | 0
| Total | 20 |  |  | Duration-Weighted Average | 1 | 0 | 0
Allocation of Participant-Related Costs | [5 empty] | 0 | 0 | 0
Information Document
Contribution Calculator for ISO Tariff
ID No. 2021-016T

## A4 Investment
Attachment A4: Investment Determination
Market Participant: |  | Name of Market Participant |  |  |  |  | Tariff: | AESO 2021
Project Name: |  | Project Name |  |  |  |  | Effective: | 2021-01-01
Project No.: |  | Project Number |  | Type: | DTS Only |  | To: | Current
Demand-Related Costs of This Participant Eligible for Investment: | [7 empty] | 0
Investment Amounts From the ISO Tariff
Tier |  | Tier (a) | Tier (b) | Tier (c) | Tier (d) | Tier (e)
Investment |  | 106850 | 35150 | 20850 | 14000 | 8550
Unit |  | /year | /MW/year | /MW/year | /MW/year | /MW/year
Incremental Rate DTS Contract Capacity Eligible for Investment
Stage |  | Tier (a) | Tier (b) MW | Tier (c) MW | Tier (d) MW | Tier (e) MW | Total
No | Years | Sub Frac | 7.5 × SF | 9.5 × SF | 23 × SF | Remaining | MW
1 | 20 | 1 | 0 | 0 | 0 | 0 | 0
0
0
0
0
0
0
0
0
0
Stage/Year |  | Nominal Investment per Year of Investment Term |  |  |  |  | Discounted | Cumulative
No | Year | Tier (a) | Tier (b) | Tier (c) | Tier (d) | Tier (e) | Increments | Total
(1) | 1 | 106850 | 0 | 0 | 0 | 0 | 106850 | Investment term must be a minimum of 5 years
(1) | 2 | 106850 | 0 | 0 | 0 | 0 | 106850
(1) | 3 | 106850 | 0 | 0 | 0 | 0 | 106850
(1) | 4 | 106850 | 0 | 0 | 0 | 0 | 106850
(1) | 5 | 106850 | 0 | 0 | 0 | 0 | 106850 | 534250
Actual Investment (Not Greater Than Costs Eligible for Investment): | [7 empty] | 0
Investment Term Required to Minimize Construction Contribution: | [7 empty] | 5
Investment Term Begins on: | [7 empty] | 1899-12-31
Investment Term Ends on: | [7 empty] | 1904-12-31
Formulas:
Cumulative = DATE(YEAR([Cumulative, row above]-1)+I59,MONTH([Cumulative, row above]-1),DAY([Cumulative, row above]-1))
Information Document
Contribution Calculator for ISO Tariff
ID No. 2021-016T

## Investment Lookup (hidden)
|  |  | Column B, Investment for Service Under Rate DTS |  |  |  |  | Column C, Investment for Service Under Rate DTS with Rate PSC
Tariff | Effective On | End Date | Tier (a) | Tier (b) | Tier (c) | Tier (d) | Tier (e) | Tier (a) | Tier (b) | Tier (c) | Tier (d) | Tier (e)
AESO 2007 | 2008-08-01 | 2009-12-31 | 51400 | 28900 | 10000 | 5900 | 3100 | 23130 | 13005 | 4500 | 2655 | 0
AESO 2010 | 2010-01-01 | 2011-06-30 | 51050 | 34650 | 12800 | 7750 | 4200 | 10720 | 7275 | 2690 | 1630 | 0
AESO 2011 | 2011-07-01 | 2013-09-30 | 50050 | 34000 | 12550 | 7600 | 4100 | 10510 | 7140 | 2635 | 1595 | 0
AESO 2013 | 2013-10-01 | 2015-06-30 | 52000 | 35350 | 13050 | 7900 | 4250 | 10920 | 7425 | 2740 | 1660 | 0
AESO 2014 | 2015-07-01 | 2015-12-31 | 76050 | 30800 | 19300 | 13450 | 8700 | 15970 | 6470 | 4050 | 2820 | 0
AESO 2015 | 2016-01-01 | 2016-03-31 | 76550 | 31000 | 19450 | 13550 | 8750 | 16080 | 6510 | 4080 | 2850 | 0
AESO 2016 | 2016-04-01 | 2016-12-31 | 78350 | 31750 | 19900 | 13850 | 8950 | 16450 | 6670 | 4180 | 2910 | 0
AESO 2017 | 2017-01-01 | 2017-12-31 | 80150 | 32450 | 20350 | 14200 | 9150 | 16830 | 6810 | 4270 | 2980 | 0
AESO 2018 | 2018-01-01 | 2018-12-31 | 78500 | 31800 | 19900 | 13900 | 9000 | 16480 | 6680 | 4180 | 2920 | 0
AESO 2019 | 2019-01-01 | 2020-03-31 | 79900 | 32350 | 20250 | 14150 | 9150 | 16780 | 6790 | 4250 | 2970 | 0
AESO 2020 | 2020-04-01 | 2020-12-31 | 105150 | 34600 | 20550 | 13750 | 8450 | 22080 | 7270 | 4320 | 2890 | 0
AESO 2021 | 2021-01-01 | Current | 106850 | 35150 | 20850 | 14000 | 8550 | 22440 | 7380 | 4380 | 2940 | 0

## Discounted Increments
Additional Detail: Monthly Investment
Participant: |  | Name of Market Participant | [5 empty] | Tariff: | AESO 2021
Project Name: |  | Project Name | [5 empty] | Effective: | 2021-01-01
Project Number: |  | Project Number |  | Type: | DTS Only |  |  | To: | Current
Stage and Month Lookup
Stage | 0 |  | 0
1 | 240 |  | 240
0 | 0
0 | 0
0 | 0
0 | 0
0 | 0
0 | 0
0 | 0
0 | 0
0 | 0
Calculated Nominal Investment per Month of Maximum Investment Term | [8 empty] | Calculated Discounted Incremental Investment per Month of Maximum Investment Term by Contract Stage
|  |  | Nominal Investment per Month by Tier |  |  |  |  | Nominal | Discounted | Discounted Incremental Investment per Month by Stage
Month | Count | Stage | Tier (a) | Tier (b) | Tier (c) | Tier (d) | Tier (e) | Monthly | Monthly | Stage (1) | Stage (2) | Stage (3) | Stage (4) | Stage (5) | Stage (6) | Stage (7) | Stage (8) | Stage (9) | Stage (10)
1899-12-31 | 1 | 1 | 8904.1667 | 0 | 0 | 0 | 0 | 8904.1667 | 8904.1667 | 8904.1667 | 0 | 0 | 0 | 0 | 0 | 0 | 0 | 0 | 0
1900-01-31 | 2 | 1 | 8904.1667 | 0 | 0 | 0 | 0 | 8904.1667 | 8904.1667 | 8904.1667 | 0 | 0 | 0 | 0 | 0 | 0 | 0 | 0 | 0
1900-03-01 | 3 | 1 | 8904.1667 | 0 | 0 | 0 | 0 | 8904.1667 | 8904.1667 | 8904.1667 | 0 | 0 | 0 | 0 | 0 | 0 | 0 | 0 | 0
1900-04-01 | 4 | 1 | 8904.1667 | 0 | 0 | 0 | 0 | 8904.1667 | 8904.1667 | 8904.1667 | 0 | 0 | 0 | 0 | 0 | 0 | 0 | 0 | 0
1900-05-01 | 5 | 1 | 8904.1667 | 0 | 0 | 0 | 0 | 8904.1667 | 8904.1667 | 8904.1667 | 0 | 0 | 0 | 0 | 0 | 0 | 0 | 0 | 0
1900-06-01 | 6 | 1 | 8904.1667 | 0 | 0 | 0 | 0 | 8904.1667 | 8904.1667 | 8904.1667 | 0 | 0 | 0 | 0 | 0 | 0 | 0 | 0 | 0
1900-07-01 | 7 | 1 | 8904.1667 | 0 | 0 | 0 | 0 | 8904.1667 | 8904.1667 | 8904.1667 | 0 | 0 | 0 | 0 | 0 | 0 | 0 | 0 | 0
1900-08-01 | 8 | 1 | 8904.1667 | 0 | 0 | 0 | 0 | 8904.1667 | 8904.1667 | 8904.1667 | 0 | 0 | 0 | 0 | 0 | 0 | 0 | 0 | 0
1900-09-01 | 9 | 1 | 8904.1667 | 0 | 0 | 0 | 0 | 8904.1667 | 8904.1667 | 8904.1667 | 0 | 0 | 0 | 0 | 0 | 0 | 0 | 0 | 0
1900-10-01 | 10 | 1 | 8904.1667 | 0 | 0 | 0 | 0 | 8904.1667 | 8904.1667 | 8904.1667 | 0 | 0 | 0 | 0 | 0 | 0 | 0 | 0 | 0
1900-11-01 | 11 | 1 | 8904.1667 | 0 | 0 | 0 | 0 | 8904.1667 | 8904.1667 | 8904.1667 | 0 | 0 | 0 | 0 | 0 | 0 | 0 | 0 | 0
1900-12-01 | 12 | 1 | 8904.1667 | 0 | 0 | 0 | 0 | 8904.1667 | 8904.1667 | 8904.1667 | 0 | 0 | 0 | 0 | 0 | 0 | 0 | 0 | 0
1901-01-01 | 13 | 1 | 8904.1667 | 0 | 0 | 0 | 0 | 8904.1667 | 8904.1667 | 8904.1667 | 0 | 0 | 0 | 0 | 0 | 0 | 0 | 0 | 0
1901-02-01 | 14 | 1 | 8904.1667 | 0 | 0 | 0 | 0 | 8904.1667 | 8904.1667 | 8904.1667 | 0 | 0 | 0 | 0 | 0 | 0 | 0 | 0 | 0
1901-03-01 | 15 | 1 | 8904.1667 | 0 | 0 | 0 | 0 | 8904.1667 | 8904.1667 | 8904.1667 | 0 | 0 | 0 | 0 | 0 | 0 | 0 | 0 | 0
1901-04-01 | 16 | 1 | 8904.1667 | 0 | 0 | 0 | 0 | 8904.1667 | 8904.1667 | 8904.1667 | 0 | 0 | 0 | 0 | 0 | 0 | 0 | 0 | 0
1901-05-01 | 17 | 1 | 8904.1667 | 0 | 0 | 0 | 0 | 8904.1667 | 8904.1667 | 8904.1667 | 0 | 0 | 0 | 0 | 0 | 0 | 0 | 0 | 0
1901-06-01 | 18 | 1 | 8904.1667 | 0 | 0 | 0 | 0 | 8904.1667 | 8904.1667 | 8904.1667 | 0 | 0 | 0 | 0 | 0 | 0 | 0 | 0 | 0
1901-07-01 | 19 | 1 | 8904.1667 | 0 | 0 | 0 | 0 | 8904.1667 | 8904.1667 | 8904.1667 | 0 | 0 | 0 | 0 | 0 | 0 | 0 | 0 | 0
1901-08-01 | 20 | 1 | 8904.1667 | 0 | 0 | 0 | 0 | 8904.1667 | 8904.1667 | 8904.1667 | 0 | 0 | 0 | 0 | 0 | 0 | 0 | 0 | 0
1901-09-01 | 21 | 1 | 8904.1667 | 0 | 0 | 0 | 0 | 8904.1667 | 8904.1667 | 8904.1667 | 0 | 0 | 0 | 0 | 0 | 0 | 0 | 0 | 0
1901-10-01 | 22 | 1 | 8904.1667 | 0 | 0 | 0 | 0 | 8904.1667 | 8904.1667 | 8904.1667 | 0 | 0 | 0 | 0 | 0 | 0 | 0 | 0 | 0
1901-11-01 | 23 | 1 | 8904.1667 | 0 | 0 | 0 | 0 | 8904.1667 | 8904.1667 | 8904.1667 | 0 | 0 | 0 | 0 | 0 | 0 | 0 | 0 | 0
1901-12-01 | 24 | 1 | 8904.1667 | 0 | 0 | 0 | 0 | 8904.1667 | 8904.1667 | 8904.1667 | 0 | 0 | 0 | 0 | 0 | 0 | 0 | 0 | 0
1902-01-01 | 25 | 1 | 8904.1667 | 0 | 0 | 0 | 0 | 8904.1667 | 8904.1667 | 8904.1667 | 0 | 0 | 0 | 0 | 0 | 0 | 0 | 0 | 0
1902-02-01 | 26 | 1 | 8904.1667 | 0 | 0 | 0 | 0 | 8904.1667 | 8904.1667 | 8904.1667 | 0 | 0 | 0 | 0 | 0 | 0 | 0 | 0 | 0
1902-03-01 | 27 | 1 | 8904.1667 | 0 | 0 | 0 | 0 | 8904.1667 | 8904.1667 | 8904.1667 | 0 | 0 | 0 | 0 | 0 | 0 | 0 | 0 | 0
1902-04-01 | 28 | 1 | 8904.1667 | 0 | 0 | 0 | 0 | 8904.1667 | 8904.1667 | 8904.1667 | 0 | 0 | 0 | 0 | 0 | 0 | 0 | 0 | 0
1902-05-01 | 29 | 1 | 8904.1667 | 0 | 0 | 0 | 0 | 8904.1667 | 8904.1667 | 8904.1667 | 0 | 0 | 0 | 0 | 0 | 0 | 0 | 0 | 0
1902-06-01 | 30 | 1 | 8904.1667 | 0 | 0 | 0 | 0 | 8904.1667 | 8904.1667 | 8904.1667 | 0 | 0 | 0 | 0 | 0 | 0 | 0 | 0 | 0
1902-07-01 | 31 | 1 | 8904.1667 | 0 | 0 | 0 | 0 | 8904.1667 | 8904.1667 | 8904.1667 | 0 | 0 | 0 | 0 | 0 | 0 | 0 | 0 | 0
1902-08-01 | 32 | 1 | 8904.1667 | 0 | 0 | 0 | 0 | 8904.1667 | 8904.1667 | 8904.1667 | 0 | 0 | 0 | 0 | 0 | 0 | 0 | 0 | 0
1902-09-01 | 33 | 1 | 8904.1667 | 0 | 0 | 0 | 0 | 8904.1667 | 8904.1667 | 8904.1667 | 0 | 0 | 0 | 0 | 0 | 0 | 0 | 0 | 0
1902-10-01 | 34 | 1 | 8904.1667 | 0 | 0 | 0 | 0 | 8904.1667 | 8904.1667 | 8904.1667 | 0 | 0 | 0 | 0 | 0 | 0 | 0 | 0 | 0
1902-11-01 | 35 | 1 | 8904.1667 | 0 | 0 | 0 | 0 | 8904.1667 | 8904.1667 | 8904.1667 | 0 | 0 | 0 | 0 | 0 | 0 | 0 | 0 | 0
1902-12-01 | 36 | 1 | 8904.1667 | 0 | 0 | 0 | 0 | 8904.1667 | 8904.1667 | 8904.1667 | 0 | 0 | 0 | 0 | 0 | 0 | 0 | 0 | 0
1903-01-01 | 37 | 1 | 8904.1667 | 0 | 0 | 0 | 0 | 8904.1667 | 8904.1667 | 8904.1667 | 0 | 0 | 0 | 0 | 0 | 0 | 0 | 0 | 0
1903-02-01 | 38 | 1 | 8904.1667 | 0 | 0 | 0 | 0 | 8904.1667 | 8904.1667 | 8904.1667 | 0 | 0 | 0 | 0 | 0 | 0 | 0 | 0 | 0
1903-03-01 | 39 | 1 | 8904.1667 | 0 | 0 | 0 | 0 | 8904.1667 | 8904.1667 | 8904.1667 | 0 | 0 | 0 | 0 | 0 | 0 | 0 | 0 | 0
1903-04-01 | 40 | 1 | 8904.1667 | 0 | 0 | 0 | 0 | 8904.1667 | 8904.1667 | 8904.1667 | 0 | 0 | 0 | 0 | 0 | 0 | 0 | 0 | 0
1903-05-01 | 41 | 1 | 8904.1667 | 0 | 0 | 0 | 0 | 8904.1667 | 8904.1667 | 8904.1667 | 0 | 0 | 0 | 0 | 0 | 0 | 0 | 0 | 0
1903-06-01 | 42 | 1 | 8904.1667 | 0 | 0 | 0 | 0 | 8904.1667 | 8904.1667 | 8904.1667 | 0 | 0 | 0 | 0 | 0 | 0 | 0 | 0 | 0
1903-07-01 | 43 | 1 | 8904.1667 | 0 | 0 | 0 | 0 | 8904.1667 | 8904.1667 | 8904.1667 | 0 | 0 | 0 | 0 | 0 | 0 | 0 | 0 | 0
1903-08-01 | 44 | 1 | 8904.1667 | 0 | 0 | 0 | 0 | 8904.1667 | 8904.1667 | 8904.1667 | 0 | 0 | 0 | 0 | 0 | 0 | 0 | 0 | 0
1903-09-01 | 45 | 1 | 8904.1667 | 0 | 0 | 0 | 0 | 8904.1667 | 8904.1667 | 8904.1667 | 0 | 0 | 0 | 0 | 0 | 0 | 0 | 0 | 0
1903-10-01 | 46 | 1 | 8904.1667 | 0 | 0 | 0 | 0 | 8904.1667 | 8904.1667 | 8904.1667 | 0 | 0 | 0 | 0 | 0 | 0 | 0 | 0 | 0
1903-11-01 | 47 | 1 | 8904.1667 | 0 | 0 | 0 | 0 | 8904.1667 | 8904.1667 | 8904.1667 | 0 | 0 | 0 | 0 | 0 | 0 | 0 | 0 | 0
1903-12-01 | 48 | 1 | 8904.1667 | 0 | 0 | 0 | 0 | 8904.1667 | 8904.1667 | 8904.1667 | 0 | 0 | 0 | 0 | 0 | 0 | 0 | 0 | 0
1904-01-01 | 49 | 1 | 8904.1667 | 0 | 0 | 0 | 0 | 8904.1667 | 8904.1667 | 8904.1667 | 0 | 0 | 0 | 0 | 0 | 0 | 0 | 0 | 0
1904-02-01 | 50 | 1 | 8904.1667 | 0 | 0 | 0 | 0 | 8904.1667 | 8904.1667 | 8904.1667 | 0 | 0 | 0 | 0 | 0 | 0 | 0 | 0 | 0
1904-03-01 | 51 | 1 | 8904.1667 | 0 | 0 | 0 | 0 | 8904.1667 | 8904.1667 | 8904.1667 | 0 | 0 | 0 | 0 | 0 | 0 | 0 | 0 | 0
1904-04-01 | 52 | 1 | 8904.1667 | 0 | 0 | 0 | 0 | 8904.1667 | 8904.1667 | 8904.1667 | 0 | 0 | 0 | 0 | 0 | 0 | 0 | 0 | 0
1904-05-01 | 53 | 1 | 8904.1667 | 0 | 0 | 0 | 0 | 8904.1667 | 8904.1667 | 8904.1667 | 0 | 0 | 0 | 0 | 0 | 0 | 0 | 0 | 0
1904-06-01 | 54 | 1 | 8904.1667 | 0 | 0 | 0 | 0 | 8904.1667 | 8904.1667 | 8904.1667 | 0 | 0 | 0 | 0 | 0 | 0 | 0 | 0 | 0
1904-07-01 | 55 | 1 | 8904.1667 | 0 | 0 | 0 | 0 | 8904.1667 | 8904.1667 | 8904.1667 | 0 | 0 | 0 | 0 | 0 | 0 | 0 | 0 | 0
1904-08-01 | 56 | 1 | 8904.1667 | 0 | 0 | 0 | 0 | 8904.1667 | 8904.1667 | 8904.1667 | 0 | 0 | 0 | 0 | 0 | 0 | 0 | 0 | 0
1904-09-01 | 57 | 1 | 8904.1667 | 0 | 0 | 0 | 0 | 8904.1667 | 8904.1667 | 8904.1667 | 0 | 0 | 0 | 0 | 0 | 0 | 0 | 0 | 0
1904-10-01 | 58 | 1 | 8904.1667 | 0 | 0 | 0 | 0 | 8904.1667 | 8904.1667 | 8904.1667 | 0 | 0 | 0 | 0 | 0 | 0 | 0 | 0 | 0
1904-11-01 | 59 | 1 | 8904.1667 | 0 | 0 | 0 | 0 | 8904.1667 | 8904.1667 | 8904.1667 | 0 | 0 | 0 | 0 | 0 | 0 | 0 | 0 | 0
1904-12-01 | 60 | 1 | 8904.1667 | 0 | 0 | 0 | 0 | 8904.1667 | 8904.1667 | 8904.1667 | 0 | 0 | 0 | 0 | 0 | 0 | 0 | 0 | 0
1905-01-01 | 61 | 1 | 8904.1667 | 0 | 0 | 0 | 0 | 8904.1667 | 8904.1667 | 8904.1667 | 0 | 0 | 0 | 0 | 0 | 0 | 0 | 0 | 0
1905-02-01 | 62 | 1 | 8904.1667 | 0 | 0 | 0 | 0 | 8904.1667 | 8904.1667 | 8904.1667 | 0 | 0 | 0 | 0 | 0 | 0 | 0 | 0 | 0
1905-03-01 | 63 | 1 | 8904.1667 | 0 | 0 | 0 | 0 | 8904.1667 | 8904.1667 | 8904.1667 | 0 | 0 | 0 | 0 | 0 | 0 | 0 | 0 | 0
1905-04-01 | 64 | 1 | 8904.1667 | 0 | 0 | 0 | 0 | 8904.1667 | 8904.1667 | 8904.1667 | 0 | 0 | 0 | 0 | 0 | 0 | 0 | 0 | 0
1905-05-01 | 65 | 1 | 8904.1667 | 0 | 0 | 0 | 0 | 8904.1667 | 8904.1667 | 8904.1667 | 0 | 0 | 0 | 0 | 0 | 0 | 0 | 0 | 0
1905-06-01 | 66 | 1 | 8904.1667 | 0 | 0 | 0 | 0 | 8904.1667 | 8904.1667 | 8904.1667 | 0 | 0 | 0 | 0 | 0 | 0 | 0 | 0 | 0
1905-07-01 | 67 | 1 | 8904.1667 | 0 | 0 | 0 | 0 | 8904.1667 | 8904.1667 | 8904.1667 | 0 | 0 | 0 | 0 | 0 | 0 | 0 | 0 | 0
1905-08-01 | 68 | 1 | 8904.1667 | 0 | 0 | 0 | 0 | 8904.1667 | 8904.1667 | 8904.1667 | 0 | 0 | 0 | 0 | 0 | 0 | 0 | 0 | 0
1905-09-01 | 69 | 1 | 8904.1667 | 0 | 0 | 0 | 0 | 8904.1667 | 8904.1667 | 8904.1667 | 0 | 0 | 0 | 0 | 0 | 0 | 0 | 0 | 0
1905-10-01 | 70 | 1 | 8904.1667 | 0 | 0 | 0 | 0 | 8904.1667 | 8904.1667 | 8904.1667 | 0 | 0 | 0 | 0 | 0 | 0 | 0 | 0 | 0
1905-11-01 | 71 | 1 | 8904.1667 | 0 | 0 | 0 | 0 | 8904.1667 | 8904.1667 | 8904.1667 | 0 | 0 | 0 | 0 | 0 | 0 | 0 | 0 | 0
1905-12-01 | 72 | 1 | 8904.1667 | 0 | 0 | 0 | 0 | 8904.1667 | 8904.1667 | 8904.1667 | 0 | 0 | 0 | 0 | 0 | 0 | 0 | 0 | 0
1906-01-01 | 73 | 1 | 8904.1667 | 0 | 0 | 0 | 0 | 8904.1667 | 8904.1667 | 8904.1667 | 0 | 0 | 0 | 0 | 0 | 0 | 0 | 0 | 0
1906-02-01 | 74 | 1 | 8904.1667 | 0 | 0 | 0 | 0 | 8904.1667 | 8904.1667 | 8904.1667 | 0 | 0 | 0 | 0 | 0 | 0 | 0 | 0 | 0
1906-03-01 | 75 | 1 | 8904.1667 | 0 | 0 | 0 | 0 | 8904.1667 | 8904.1667 | 8904.1667 | 0 | 0 | 0 | 0 | 0 | 0 | 0 | 0 | 0
1906-04-01 | 76 | 1 | 8904.1667 | 0 | 0 | 0 | 0 | 8904.1667 | 8904.1667 | 8904.1667 | 0 | 0 | 0 | 0 | 0 | 0 | 0 | 0 | 0
1906-05-01 | 77 | 1 | 8904.1667 | 0 | 0 | 0 | 0 | 8904.1667 | 8904.1667 | 8904.1667 | 0 | 0 | 0 | 0 | 0 | 0 | 0 | 0 | 0
1906-06-01 | 78 | 1 | 8904.1667 | 0 | 0 | 0 | 0 | 8904.1667 | 8904.1667 | 8904.1667 | 0 | 0 | 0 | 0 | 0 | 0 | 0 | 0 | 0
1906-07-01 | 79 | 1 | 8904.1667 | 0 | 0 | 0 | 0 | 8904.1667 | 8904.1667 | 8904.1667 | 0 | 0 | 0 | 0 | 0 | 0 | 0 | 0 | 0
1906-08-01 | 80 | 1 | 8904.1667 | 0 | 0 | 0 | 0 | 8904.1667 | 8904.1667 | 8904.1667 | 0 | 0 | 0 | 0 | 0 | 0 | 0 | 0 | 0
1906-09-01 | 81 | 1 | 8904.1667 | 0 | 0 | 0 | 0 | 8904.1667 | 8904.1667 | 8904.1667 | 0 | 0 | 0 | 0 | 0 | 0 | 0 | 0 | 0
1906-10-01 | 82 | 1 | 8904.1667 | 0 | 0 | 0 | 0 | 8904.1667 | 8904.1667 | 8904.1667 | 0 | 0 | 0 | 0 | 0 | 0 | 0 | 0 | 0
1906-11-01 | 83 | 1 | 8904.1667 | 0 | 0 | 0 | 0 | 8904.1667 | 8904.1667 | 8904.1667 | 0 | 0 | 0 | 0 | 0 | 0 | 0 | 0 | 0
1906-12-01 | 84 | 1 | 8904.1667 | 0 | 0 | 0 | 0 | 8904.1667 | 8904.1667 | 8904.1667 | 0 | 0 | 0 | 0 | 0 | 0 | 0 | 0 | 0
1907-01-01 | 85 | 1 | 8904.1667 | 0 | 0 | 0 | 0 | 8904.1667 | 8904.1667 | 8904.1667 | 0 | 0 | 0 | 0 | 0 | 0 | 0 | 0 | 0
1907-02-01 | 86 | 1 | 8904.1667 | 0 | 0 | 0 | 0 | 8904.1667 | 8904.1667 | 8904.1667 | 0 | 0 | 0 | 0 | 0 | 0 | 0 | 0 | 0
1907-03-01 | 87 | 1 | 8904.1667 | 0 | 0 | 0 | 0 | 8904.1667 | 8904.1667 | 8904.1667 | 0 | 0 | 0 | 0 | 0 | 0 | 0 | 0 | 0
1907-04-01 | 88 | 1 | 8904.1667 | 0 | 0 | 0 | 0 | 8904.1667 | 8904.1667 | 8904.1667 | 0 | 0 | 0 | 0 | 0 | 0 | 0 | 0 | 0
1907-05-01 | 89 | 1 | 8904.1667 | 0 | 0 | 0 | 0 | 8904.1667 | 8904.1667 | 8904.1667 | 0 | 0 | 0 | 0 | 0 | 0 | 0 | 0 | 0
1907-06-01 | 90 | 1 | 8904.1667 | 0 | 0 | 0 | 0 | 8904.1667 | 8904.1667 | 8904.1667 | 0 | 0 | 0 | 0 | 0 | 0 | 0 | 0 | 0
1907-07-01 | 91 | 1 | 8904.1667 | 0 | 0 | 0 | 0 | 8904.1667 | 8904.1667 | 8904.1667 | 0 | 0 | 0 | 0 | 0 | 0 | 0 | 0 | 0
1907-08-01 | 92 | 1 | 8904.1667 | 0 | 0 | 0 | 0 | 8904.1667 | 8904.1667 | 8904.1667 | 0 | 0 | 0 | 0 | 0 | 0 | 0 | 0 | 0
1907-09-01 | 93 | 1 | 8904.1667 | 0 | 0 | 0 | 0 | 8904.1667 | 8904.1667 | 8904.1667 | 0 | 0 | 0 | 0 | 0 | 0 | 0 | 0 | 0
1907-10-01 | 94 | 1 | 8904.1667 | 0 | 0 | 0 | 0 | 8904.1667 | 8904.1667 | 8904.1667 | 0 | 0 | 0 | 0 | 0 | 0 | 0 | 0 | 0
1907-11-01 | 95 | 1 | 8904.1667 | 0 | 0 | 0 | 0 | 8904.1667 | 8904.1667 | 8904.1667 | 0 | 0 | 0 | 0 | 0 | 0 | 0 | 0 | 0
1907-12-01 | 96 | 1 | 8904.1667 | 0 | 0 | 0 | 0 | 8904.1667 | 8904.1667 | 8904.1667 | 0 | 0 | 0 | 0 | 0 | 0 | 0 | 0 | 0
1908-01-01 | 97 | 1 | 8904.1667 | 0 | 0 | 0 | 0 | 8904.1667 | 8904.1667 | 8904.1667 | 0 | 0 | 0 | 0 | 0 | 0 | 0 | 0 | 0
1908-02-01 | 98 | 1 | 8904.1667 | 0 | 0 | 0 | 0 | 8904.1667 | 8904.1667 | 8904.1667 | 0 | 0 | 0 | 0 | 0 | 0 | 0 | 0 | 0
1908-03-01 | 99 | 1 | 8904.1667 | 0 | 0 | 0 | 0 | 8904.1667 | 8904.1667 | 8904.1667 | 0 | 0 | 0 | 0 | 0 | 0 | 0 | 0 | 0
1908-04-01 | 100 | 1 | 8904.1667 | 0 | 0 | 0 | 0 | 8904.1667 | 8904.1667 | 8904.1667 | 0 | 0 | 0 | 0 | 0 | 0 | 0 | 0 | 0
1908-05-01 | 101 | 1 | 8904.1667 | 0 | 0 | 0 | 0 | 8904.1667 | 8904.1667 | 8904.1667 | 0 | 0 | 0 | 0 | 0 | 0 | 0 | 0 | 0
1908-06-01 | 102 | 1 | 8904.1667 | 0 | 0 | 0 | 0 | 8904.1667 | 8904.1667 | 8904.1667 | 0 | 0 | 0 | 0 | 0 | 0 | 0 | 0 | 0
1908-07-01 | 103 | 1 | 8904.1667 | 0 | 0 | 0 | 0 | 8904.1667 | 8904.1667 | 8904.1667 | 0 | 0 | 0 | 0 | 0 | 0 | 0 | 0 | 0
1908-08-01 | 104 | 1 | 8904.1667 | 0 | 0 | 0 | 0 | 8904.1667 | 8904.1667 | 8904.1667 | 0 | 0 | 0 | 0 | 0 | 0 | 0 | 0 | 0
1908-09-01 | 105 | 1 | 8904.1667 | 0 | 0 | 0 | 0 | 8904.1667 | 8904.1667 | 8904.1667 | 0 | 0 | 0 | 0 | 0 | 0 | 0 | 0 | 0
1908-10-01 | 106 | 1 | 8904.1667 | 0 | 0 | 0 | 0 | 8904.1667 | 8904.1667 | 8904.1667 | 0 | 0 | 0 | 0 | 0 | 0 | 0 | 0 | 0
1908-11-01 | 107 | 1 | 8904.1667 | 0 | 0 | 0 | 0 | 8904.1667 | 8904.1667 | 8904.1667 | 0 | 0 | 0 | 0 | 0 | 0 | 0 | 0 | 0
1908-12-01 | 108 | 1 | 8904.1667 | 0 | 0 | 0 | 0 | 8904.1667 | 8904.1667 | 8904.1667 | 0 | 0 | 0 | 0 | 0 | 0 | 0 | 0 | 0
1909-01-01 | 109 | 1 | 8904.1667 | 0 | 0 | 0 | 0 | 8904.1667 | 8904.1667 | 8904.1667 | 0 | 0 | 0 | 0 | 0 | 0 | 0 | 0 | 0
1909-02-01 | 110 | 1 | 8904.1667 | 0 | 0 | 0 | 0 | 8904.1667 | 8904.1667 | 8904.1667 | 0 | 0 | 0 | 0 | 0 | 0 | 0 | 0 | 0
1909-03-01 | 111 | 1 | 8904.1667 | 0 | 0 | 0 | 0 | 8904.1667 | 8904.1667 | 8904.1667 | 0 | 0 | 0 | 0 | 0 | 0 | 0 | 0 | 0
1909-04-01 | 112 | 1 | 8904.1667 | 0 | 0 | 0 | 0 | 8904.1667 | 8904.1667 | 8904.1667 | 0 | 0 | 0 | 0 | 0 | 0 | 0 | 0 | 0
1909-05-01 | 113 | 1 | 8904.1667 | 0 | 0 | 0 | 0 | 8904.1667 | 8904.1667 | 8904.1667 | 0 | 0 | 0 | 0 | 0 | 0 | 0 | 0 | 0
1909-06-01 | 114 | 1 | 8904.1667 | 0 | 0 | 0 | 0 | 8904.1667 | 8904.1667 | 8904.1667 | 0 | 0 | 0 | 0 | 0 | 0 | 0 | 0 | 0
1909-07-01 | 115 | 1 | 8904.1667 | 0 | 0 | 0 | 0 | 8904.1667 | 8904.1667 | 8904.1667 | 0 | 0 | 0 | 0 | 0 | 0 | 0 | 0 | 0
1909-08-01 | 116 | 1 | 8904.1667 | 0 | 0 | 0 | 0 | 8904.1667 | 8904.1667 | 8904.1667 | 0 | 0 | 0 | 0 | 0 | 0 | 0 | 0 | 0
1909-09-01 | 117 | 1 | 8904.1667 | 0 | 0 | 0 | 0 | 8904.1667 | 8904.1667 | 8904.1667 | 0 | 0 | 0 | 0 | 0 | 0 | 0 | 0 | 0
1909-10-01 | 118 | 1 | 8904.1667 | 0 | 0 | 0 | 0 | 8904.1667 | 8904.1667 | 8904.1667 | 0 | 0 | 0 | 0 | 0 | 0 | 0 | 0 | 0
1909-11-01 | 119 | 1 | 8904.1667 | 0 | 0 | 0 | 0 | 8904.1667 | 8904.1667 | 8904.1667 | 0 | 0 | 0 | 0 | 0 | 0 | 0 | 0 | 0
1909-12-01 | 120 | 1 | 8904.1667 | 0 | 0 | 0 | 0 | 8904.1667 | 8904.1667 | 8904.1667 | 0 | 0 | 0 | 0 | 0 | 0 | 0 | 0 | 0
1910-01-01 | 121 | 1 | 8904.1667 | 0 | 0 | 0 | 0 | 8904.1667 | 8904.1667 | 8904.1667 | 0 | 0 | 0 | 0 | 0 | 0 | 0 | 0 | 0
1910-02-01 | 122 | 1 | 8904.1667 | 0 | 0 | 0 | 0 | 8904.1667 | 8904.1667 | 8904.1667 | 0 | 0 | 0 | 0 | 0 | 0 | 0 | 0 | 0
1910-03-01 | 123 | 1 | 8904.1667 | 0 | 0 | 0 | 0 | 8904.1667 | 8904.1667 | 8904.1667 | 0 | 0 | 0 | 0 | 0 | 0 | 0 | 0 | 0
1910-04-01 | 124 | 1 | 8904.1667 | 0 | 0 | 0 | 0 | 8904.1667 | 8904.1667 | 8904.1667 | 0 | 0 | 0 | 0 | 0 | 0 | 0 | 0 | 0
1910-05-01 | 125 | 1 | 8904.1667 | 0 | 0 | 0 | 0 | 8904.1667 | 8904.1667 | 8904.1667 | 0 | 0 | 0 | 0 | 0 | 0 | 0 | 0 | 0
1910-06-01 | 126 | 1 | 8904.1667 | 0 | 0 | 0 | 0 | 8904.1667 | 8904.1667 | 8904.1667 | 0 | 0 | 0 | 0 | 0 | 0 | 0 | 0 | 0
1910-07-01 | 127 | 1 | 8904.1667 | 0 | 0 | 0 | 0 | 8904.1667 | 8904.1667 | 8904.1667 | 0 | 0 | 0 | 0 | 0 | 0 | 0 | 0 | 0
1910-08-01 | 128 | 1 | 8904.1667 | 0 | 0 | 0 | 0 | 8904.1667 | 8904.1667 | 8904.1667 | 0 | 0 | 0 | 0 | 0 | 0 | 0 | 0 | 0
1910-09-01 | 129 | 1 | 8904.1667 | 0 | 0 | 0 | 0 | 8904.1667 | 8904.1667 | 8904.1667 | 0 | 0 | 0 | 0 | 0 | 0 | 0 | 0 | 0
1910-10-01 | 130 | 1 | 8904.1667 | 0 | 0 | 0 | 0 | 8904.1667 | 8904.1667 | 8904.1667 | 0 | 0 | 0 | 0 | 0 | 0 | 0 | 0 | 0
1910-11-01 | 131 | 1 | 8904.1667 | 0 | 0 | 0 | 0 | 8904.1667 | 8904.1667 | 8904.1667 | 0 | 0 | 0 | 0 | 0 | 0 | 0 | 0 | 0
1910-12-01 | 132 | 1 | 8904.1667 | 0 | 0 | 0 | 0 | 8904.1667 | 8904.1667 | 8904.1667 | 0 | 0 | 0 | 0 | 0 | 0 | 0 | 0 | 0
1911-01-01 | 133 | 1 | 8904.1667 | 0 | 0 | 0 | 0 | 8904.1667 | 8904.1667 | 8904.1667 | 0 | 0 | 0 | 0 | 0 | 0 | 0 | 0 | 0
1911-02-01 | 134 | 1 | 8904.1667 | 0 | 0 | 0 | 0 | 8904.1667 | 8904.1667 | 8904.1667 | 0 | 0 | 0 | 0 | 0 | 0 | 0 | 0 | 0
1911-03-01 | 135 | 1 | 8904.1667 | 0 | 0 | 0 | 0 | 8904.1667 | 8904.1667 | 8904.1667 | 0 | 0 | 0 | 0 | 0 | 0 | 0 | 0 | 0
1911-04-01 | 136 | 1 | 8904.1667 | 0 | 0 | 0 | 0 | 8904.1667 | 8904.1667 | 8904.1667 | 0 | 0 | 0 | 0 | 0 | 0 | 0 | 0 | 0
1911-05-01 | 137 | 1 | 8904.1667 | 0 | 0 | 0 | 0 | 8904.1667 | 8904.1667 | 8904.1667 | 0 | 0 | 0 | 0 | 0 | 0 | 0 | 0 | 0
1911-06-01 | 138 | 1 | 8904.1667 | 0 | 0 | 0 | 0 | 8904.1667 | 8904.1667 | 8904.1667 | 0 | 0 | 0 | 0 | 0 | 0 | 0 | 0 | 0
1911-07-01 | 139 | 1 | 8904.1667 | 0 | 0 | 0 | 0 | 8904.1667 | 8904.1667 | 8904.1667 | 0 | 0 | 0 | 0 | 0 | 0 | 0 | 0 | 0
1911-08-01 | 140 | 1 | 8904.1667 | 0 | 0 | 0 | 0 | 8904.1667 | 8904.1667 | 8904.1667 | 0 | 0 | 0 | 0 | 0 | 0 | 0 | 0 | 0
1911-09-01 | 141 | 1 | 8904.1667 | 0 | 0 | 0 | 0 | 8904.1667 | 8904.1667 | 8904.1667 | 0 | 0 | 0 | 0 | 0 | 0 | 0 | 0 | 0
1911-10-01 | 142 | 1 | 8904.1667 | 0 | 0 | 0 | 0 | 8904.1667 | 8904.1667 | 8904.1667 | 0 | 0 | 0 | 0 | 0 | 0 | 0 | 0 | 0
1911-11-01 | 143 | 1 | 8904.1667 | 0 | 0 | 0 | 0 | 8904.1667 | 8904.1667 | 8904.1667 | 0 | 0 | 0 | 0 | 0 | 0 | 0 | 0 | 0
1911-12-01 | 144 | 1 | 8904.1667 | 0 | 0 | 0 | 0 | 8904.1667 | 8904.1667 | 8904.1667 | 0 | 0 | 0 | 0 | 0 | 0 | 0 | 0 | 0
1912-01-01 | 145 | 1 | 8904.1667 | 0 | 0 | 0 | 0 | 8904.1667 | 8904.1667 | 8904.1667 | 0 | 0 | 0 | 0 | 0 | 0 | 0 | 0 | 0
1912-02-01 | 146 | 1 | 8904.1667 | 0 | 0 | 0 | 0 | 8904.1667 | 8904.1667 | 8904.1667 | 0 | 0 | 0 | 0 | 0 | 0 | 0 | 0 | 0
1912-03-01 | 147 | 1 | 8904.1667 | 0 | 0 | 0 | 0 | 8904.1667 | 8904.1667 | 8904.1667 | 0 | 0 | 0 | 0 | 0 | 0 | 0 | 0 | 0
1912-04-01 | 148 | 1 | 8904.1667 | 0 | 0 | 0 | 0 | 8904.1667 | 8904.1667 | 8904.1667 | 0 | 0 | 0 | 0 | 0 | 0 | 0 | 0 | 0
1912-05-01 | 149 | 1 | 8904.1667 | 0 | 0 | 0 | 0 | 8904.1667 | 8904.1667 | 8904.1667 | 0 | 0 | 0 | 0 | 0 | 0 | 0 | 0 | 0
1912-06-01 | 150 | 1 | 8904.1667 | 0 | 0 | 0 | 0 | 8904.1667 | 8904.1667 | 8904.1667 | 0 | 0 | 0 | 0 | 0 | 0 | 0 | 0 | 0
1912-07-01 | 151 | 1 | 8904.1667 | 0 | 0 | 0 | 0 | 8904.1667 | 8904.1667 | 8904.1667 | 0 | 0 | 0 | 0 | 0 | 0 | 0 | 0 | 0
1912-08-01 | 152 | 1 | 8904.1667 | 0 | 0 | 0 | 0 | 8904.1667 | 8904.1667 | 8904.1667 | 0 | 0 | 0 | 0 | 0 | 0 | 0 | 0 | 0
1912-09-01 | 153 | 1 | 8904.1667 | 0 | 0 | 0 | 0 | 8904.1667 | 8904.1667 | 8904.1667 | 0 | 0 | 0 | 0 | 0 | 0 | 0 | 0 | 0
1912-10-01 | 154 | 1 | 8904.1667 | 0 | 0 | 0 | 0 | 8904.1667 | 8904.1667 | 8904.1667 | 0 | 0 | 0 | 0 | 0 | 0 | 0 | 0 | 0
1912-11-01 | 155 | 1 | 8904.1667 | 0 | 0 | 0 | 0 | 8904.1667 | 8904.1667 | 8904.1667 | 0 | 0 | 0 | 0 | 0 | 0 | 0 | 0 | 0
1912-12-01 | 156 | 1 | 8904.1667 | 0 | 0 | 0 | 0 | 8904.1667 | 8904.1667 | 8904.1667 | 0 | 0 | 0 | 0 | 0 | 0 | 0 | 0 | 0
1913-01-01 | 157 | 1 | 8904.1667 | 0 | 0 | 0 | 0 | 8904.1667 | 8904.1667 | 8904.1667 | 0 | 0 | 0 | 0 | 0 | 0 | 0 | 0 | 0
1913-02-01 | 158 | 1 | 8904.1667 | 0 | 0 | 0 | 0 | 8904.1667 | 8904.1667 | 8904.1667 | 0 | 0 | 0 | 0 | 0 | 0 | 0 | 0 | 0
1913-03-01 | 159 | 1 | 8904.1667 | 0 | 0 | 0 | 0 | 8904.1667 | 8904.1667 | 8904.1667 | 0 | 0 | 0 | 0 | 0 | 0 | 0 | 0 | 0
1913-04-01 | 160 | 1 | 8904.1667 | 0 | 0 | 0 | 0 | 8904.1667 | 8904.1667 | 8904.1667 | 0 | 0 | 0 | 0 | 0 | 0 | 0 | 0 | 0
1913-05-01 | 161 | 1 | 8904.1667 | 0 | 0 | 0 | 0 | 8904.1667 | 8904.1667 | 8904.1667 | 0 | 0 | 0 | 0 | 0 | 0 | 0 | 0 | 0
1913-06-01 | 162 | 1 | 8904.1667 | 0 | 0 | 0 | 0 | 8904.1667 | 8904.1667 | 8904.1667 | 0 | 0 | 0 | 0 | 0 | 0 | 0 | 0 | 0
1913-07-01 | 163 | 1 | 8904.1667 | 0 | 0 | 0 | 0 | 8904.1667 | 8904.1667 | 8904.1667 | 0 | 0 | 0 | 0 | 0 | 0 | 0 | 0 | 0
1913-08-01 | 164 | 1 | 8904.1667 | 0 | 0 | 0 | 0 | 8904.1667 | 8904.1667 | 8904.1667 | 0 | 0 | 0 | 0 | 0 | 0 | 0 | 0 | 0
1913-09-01 | 165 | 1 | 8904.1667 | 0 | 0 | 0 | 0 | 8904.1667 | 8904.1667 | 8904.1667 | 0 | 0 | 0 | 0 | 0 | 0 | 0 | 0 | 0
1913-10-01 | 166 | 1 | 8904.1667 | 0 | 0 | 0 | 0 | 8904.1667 | 8904.1667 | 8904.1667 | 0 | 0 | 0 | 0 | 0 | 0 | 0 | 0 | 0
1913-11-01 | 167 | 1 | 8904.1667 | 0 | 0 | 0 | 0 | 8904.1667 | 8904.1667 | 8904.1667 | 0 | 0 | 0 | 0 | 0 | 0 | 0 | 0 | 0
1913-12-01 | 168 | 1 | 8904.1667 | 0 | 0 | 0 | 0 | 8904.1667 | 8904.1667 | 8904.1667 | 0 | 0 | 0 | 0 | 0 | 0 | 0 | 0 | 0
1914-01-01 | 169 | 1 | 8904.1667 | 0 | 0 | 0 | 0 | 8904.1667 | 8904.1667 | 8904.1667 | 0 | 0 | 0 | 0 | 0 | 0 | 0 | 0 | 0
1914-02-01 | 170 | 1 | 8904.1667 | 0 | 0 | 0 | 0 | 8904.1667 | 8904.1667 | 8904.1667 | 0 | 0 | 0 | 0 | 0 | 0 | 0 | 0 | 0
1914-03-01 | 171 | 1 | 8904.1667 | 0 | 0 | 0 | 0 | 8904.1667 | 8904.1667 | 8904.1667 | 0 | 0 | 0 | 0 | 0 | 0 | 0 | 0 | 0
1914-04-01 | 172 | 1 | 8904.1667 | 0 | 0 | 0 | 0 | 8904.1667 | 8904.1667 | 8904.1667 | 0 | 0 | 0 | 0 | 0 | 0 | 0 | 0 | 0
1914-05-01 | 173 | 1 | 8904.1667 | 0 | 0 | 0 | 0 | 8904.1667 | 8904.1667 | 8904.1667 | 0 | 0 | 0 | 0 | 0 | 0 | 0 | 0 | 0
1914-06-01 | 174 | 1 | 8904.1667 | 0 | 0 | 0 | 0 | 8904.1667 | 8904.1667 | 8904.1667 | 0 | 0 | 0 | 0 | 0 | 0 | 0 | 0 | 0
1914-07-01 | 175 | 1 | 8904.1667 | 0 | 0 | 0 | 0 | 8904.1667 | 8904.1667 | 8904.1667 | 0 | 0 | 0 | 0 | 0 | 0 | 0 | 0 | 0
1914-08-01 | 176 | 1 | 8904.1667 | 0 | 0 | 0 | 0 | 8904.1667 | 8904.1667 | 8904.1667 | 0 | 0 | 0 | 0 | 0 | 0 | 0 | 0 | 0
1914-09-01 | 177 | 1 | 8904.1667 | 0 | 0 | 0 | 0 | 8904.1667 | 8904.1667 | 8904.1667 | 0 | 0 | 0 | 0 | 0 | 0 | 0 | 0 | 0
1914-10-01 | 178 | 1 | 8904.1667 | 0 | 0 | 0 | 0 | 8904.1667 | 8904.1667 | 8904.1667 | 0 | 0 | 0 | 0 | 0 | 0 | 0 | 0 | 0
1914-11-01 | 179 | 1 | 8904.1667 | 0 | 0 | 0 | 0 | 8904.1667 | 8904.1667 | 8904.1667 | 0 | 0 | 0 | 0 | 0 | 0 | 0 | 0 | 0
1914-12-01 | 180 | 1 | 8904.1667 | 0 | 0 | 0 | 0 | 8904.1667 | 8904.1667 | 8904.1667 | 0 | 0 | 0 | 0 | 0 | 0 | 0 | 0 | 0
1915-01-01 | 181 | 1 | 8904.1667 | 0 | 0 | 0 | 0 | 8904.1667 | 8904.1667 | 8904.1667 | 0 | 0 | 0 | 0 | 0 | 0 | 0 | 0 | 0
1915-02-01 | 182 | 1 | 8904.1667 | 0 | 0 | 0 | 0 | 8904.1667 | 8904.1667 | 8904.1667 | 0 | 0 | 0 | 0 | 0 | 0 | 0 | 0 | 0
1915-03-01 | 183 | 1 | 8904.1667 | 0 | 0 | 0 | 0 | 8904.1667 | 8904.1667 | 8904.1667 | 0 | 0 | 0 | 0 | 0 | 0 | 0 | 0 | 0
1915-04-01 | 184 | 1 | 8904.1667 | 0 | 0 | 0 | 0 | 8904.1667 | 8904.1667 | 8904.1667 | 0 | 0 | 0 | 0 | 0 | 0 | 0 | 0 | 0
1915-05-01 | 185 | 1 | 8904.1667 | 0 | 0 | 0 | 0 | 8904.1667 | 8904.1667 | 8904.1667 | 0 | 0 | 0 | 0 | 0 | 0 | 0 | 0 | 0
1915-06-01 | 186 | 1 | 8904.1667 | 0 | 0 | 0 | 0 | 8904.1667 | 8904.1667 | 8904.1667 | 0 | 0 | 0 | 0 | 0 | 0 | 0 | 0 | 0
1915-07-01 | 187 | 1 | 8904.1667 | 0 | 0 | 0 | 0 | 8904.1667 | 8904.1667 | 8904.1667 | 0 | 0 | 0 | 0 | 0 | 0 | 0 | 0 | 0
1915-08-01 | 188 | 1 | 8904.1667 | 0 | 0 | 0 | 0 | 8904.1667 | 8904.1667 | 8904.1667 | 0 | 0 | 0 | 0 | 0 | 0 | 0 | 0 | 0
1915-09-01 | 189 | 1 | 8904.1667 | 0 | 0 | 0 | 0 | 8904.1667 | 8904.1667 | 8904.1667 | 0 | 0 | 0 | 0 | 0 | 0 | 0 | 0 | 0
1915-10-01 | 190 | 1 | 8904.1667 | 0 | 0 | 0 | 0 | 8904.1667 | 8904.1667 | 8904.1667 | 0 | 0 | 0 | 0 | 0 | 0 | 0 | 0 | 0
1915-11-01 | 191 | 1 | 8904.1667 | 0 | 0 | 0 | 0 | 8904.1667 | 8904.1667 | 8904.1667 | 0 | 0 | 0 | 0 | 0 | 0 | 0 | 0 | 0
1915-12-01 | 192 | 1 | 8904.1667 | 0 | 0 | 0 | 0 | 8904.1667 | 8904.1667 | 8904.1667 | 0 | 0 | 0 | 0 | 0 | 0 | 0 | 0 | 0
1916-01-01 | 193 | 1 | 8904.1667 | 0 | 0 | 0 | 0 | 8904.1667 | 8904.1667 | 8904.1667 | 0 | 0 | 0 | 0 | 0 | 0 | 0 | 0 | 0
1916-02-01 | 194 | 1 | 8904.1667 | 0 | 0 | 0 | 0 | 8904.1667 | 8904.1667 | 8904.1667 | 0 | 0 | 0 | 0 | 0 | 0 | 0 | 0 | 0
1916-03-01 | 195 | 1 | 8904.1667 | 0 | 0 | 0 | 0 | 8904.1667 | 8904.1667 | 8904.1667 | 0 | 0 | 0 | 0 | 0 | 0 | 0 | 0 | 0
1916-04-01 | 196 | 1 | 8904.1667 | 0 | 0 | 0 | 0 | 8904.1667 | 8904.1667 | 8904.1667 | 0 | 0 | 0 | 0 | 0 | 0 | 0 | 0 | 0
1916-05-01 | 197 | 1 | 8904.1667 | 0 | 0 | 0 | 0 | 8904.1667 | 8904.1667 | 8904.1667 | 0 | 0 | 0 | 0 | 0 | 0 | 0 | 0 | 0
1916-06-01 | 198 | 1 | 8904.1667 | 0 | 0 | 0 | 0 | 8904.1667 | 8904.1667 | 8904.1667 | 0 | 0 | 0 | 0 | 0 | 0 | 0 | 0 | 0
1916-07-01 | 199 | 1 | 8904.1667 | 0 | 0 | 0 | 0 | 8904.1667 | 8904.1667 | 8904.1667 | 0 | 0 | 0 | 0 | 0 | 0 | 0 | 0 | 0
1916-08-01 | 200 | 1 | 8904.1667 | 0 | 0 | 0 | 0 | 8904.1667 | 8904.1667 | 8904.1667 | 0 | 0 | 0 | 0 | 0 | 0 | 0 | 0 | 0
1916-09-01 | 201 | 1 | 8904.1667 | 0 | 0 | 0 | 0 | 8904.1667 | 8904.1667 | 8904.1667 | 0 | 0 | 0 | 0 | 0 | 0 | 0 | 0 | 0
1916-10-01 | 202 | 1 | 8904.1667 | 0 | 0 | 0 | 0 | 8904.1667 | 8904.1667 | 8904.1667 | 0 | 0 | 0 | 0 | 0 | 0 | 0 | 0 | 0
1916-11-01 | 203 | 1 | 8904.1667 | 0 | 0 | 0 | 0 | 8904.1667 | 8904.1667 | 8904.1667 | 0 | 0 | 0 | 0 | 0 | 0 | 0 | 0 | 0
1916-12-01 | 204 | 1 | 8904.1667 | 0 | 0 | 0 | 0 | 8904.1667 | 8904.1667 | 8904.1667 | 0 | 0 | 0 | 0 | 0 | 0 | 0 | 0 | 0
1917-01-01 | 205 | 1 | 8904.1667 | 0 | 0 | 0 | 0 | 8904.1667 | 8904.1667 | 8904.1667 | 0 | 0 | 0 | 0 | 0 | 0 | 0 | 0 | 0
1917-02-01 | 206 | 1 | 8904.1667 | 0 | 0 | 0 | 0 | 8904.1667 | 8904.1667 | 8904.1667 | 0 | 0 | 0 | 0 | 0 | 0 | 0 | 0 | 0
1917-03-01 | 207 | 1 | 8904.1667 | 0 | 0 | 0 | 0 | 8904.1667 | 8904.1667 | 8904.1667 | 0 | 0 | 0 | 0 | 0 | 0 | 0 | 0 | 0
1917-04-01 | 208 | 1 | 8904.1667 | 0 | 0 | 0 | 0 | 8904.1667 | 8904.1667 | 8904.1667 | 0 | 0 | 0 | 0 | 0 | 0 | 0 | 0 | 0
1917-05-01 | 209 | 1 | 8904.1667 | 0 | 0 | 0 | 0 | 8904.1667 | 8904.1667 | 8904.1667 | 0 | 0 | 0 | 0 | 0 | 0 | 0 | 0 | 0
1917-06-01 | 210 | 1 | 8904.1667 | 0 | 0 | 0 | 0 | 8904.1667 | 8904.1667 | 8904.1667 | 0 | 0 | 0 | 0 | 0 | 0 | 0 | 0 | 0
1917-07-01 | 211 | 1 | 8904.1667 | 0 | 0 | 0 | 0 | 8904.1667 | 8904.1667 | 8904.1667 | 0 | 0 | 0 | 0 | 0 | 0 | 0 | 0 | 0
1917-08-01 | 212 | 1 | 8904.1667 | 0 | 0 | 0 | 0 | 8904.1667 | 8904.1667 | 8904.1667 | 0 | 0 | 0 | 0 | 0 | 0 | 0 | 0 | 0
1917-09-01 | 213 | 1 | 8904.1667 | 0 | 0 | 0 | 0 | 8904.1667 | 8904.1667 | 8904.1667 | 0 | 0 | 0 | 0 | 0 | 0 | 0 | 0 | 0
1917-10-01 | 214 | 1 | 8904.1667 | 0 | 0 | 0 | 0 | 8904.1667 | 8904.1667 | 8904.1667 | 0 | 0 | 0 | 0 | 0 | 0 | 0 | 0 | 0
1917-11-01 | 215 | 1 | 8904.1667 | 0 | 0 | 0 | 0 | 8904.1667 | 8904.1667 | 8904.1667 | 0 | 0 | 0 | 0 | 0 | 0 | 0 | 0 | 0
1917-12-01 | 216 | 1 | 8904.1667 | 0 | 0 | 0 | 0 | 8904.1667 | 8904.1667 | 8904.1667 | 0 | 0 | 0 | 0 | 0 | 0 | 0 | 0 | 0
1918-01-01 | 217 | 1 | 8904.1667 | 0 | 0 | 0 | 0 | 8904.1667 | 8904.1667 | 8904.1667 | 0 | 0 | 0 | 0 | 0 | 0 | 0 | 0 | 0
1918-02-01 | 218 | 1 | 8904.1667 | 0 | 0 | 0 | 0 | 8904.1667 | 8904.1667 | 8904.1667 | 0 | 0 | 0 | 0 | 0 | 0 | 0 | 0 | 0
1918-03-01 | 219 | 1 | 8904.1667 | 0 | 0 | 0 | 0 | 8904.1667 | 8904.1667 | 8904.1667 | 0 | 0 | 0 | 0 | 0 | 0 | 0 | 0 | 0
1918-04-01 | 220 | 1 | 8904.1667 | 0 | 0 | 0 | 0 | 8904.1667 | 8904.1667 | 8904.1667 | 0 | 0 | 0 | 0 | 0 | 0 | 0 | 0 | 0
1918-05-01 | 221 | 1 | 8904.1667 | 0 | 0 | 0 | 0 | 8904.1667 | 8904.1667 | 8904.1667 | 0 | 0 | 0 | 0 | 0 | 0 | 0 | 0 | 0
1918-06-01 | 222 | 1 | 8904.1667 | 0 | 0 | 0 | 0 | 8904.1667 | 8904.1667 | 8904.1667 | 0 | 0 | 0 | 0 | 0 | 0 | 0 | 0 | 0
1918-07-01 | 223 | 1 | 8904.1667 | 0 | 0 | 0 | 0 | 8904.1667 | 8904.1667 | 8904.1667 | 0 | 0 | 0 | 0 | 0 | 0 | 0 | 0 | 0
1918-08-01 | 224 | 1 | 8904.1667 | 0 | 0 | 0 | 0 | 8904.1667 | 8904.1667 | 8904.1667 | 0 | 0 | 0 | 0 | 0 | 0 | 0 | 0 | 0
1918-09-01 | 225 | 1 | 8904.1667 | 0 | 0 | 0 | 0 | 8904.1667 | 8904.1667 | 8904.1667 | 0 | 0 | 0 | 0 | 0 | 0 | 0 | 0 | 0
1918-10-01 | 226 | 1 | 8904.1667 | 0 | 0 | 0 | 0 | 8904.1667 | 8904.1667 | 8904.1667 | 0 | 0 | 0 | 0 | 0 | 0 | 0 | 0 | 0
1918-11-01 | 227 | 1 | 8904.1667 | 0 | 0 | 0 | 0 | 8904.1667 | 8904.1667 | 8904.1667 | 0 | 0 | 0 | 0 | 0 | 0 | 0 | 0 | 0
1918-12-01 | 228 | 1 | 8904.1667 | 0 | 0 | 0 | 0 | 8904.1667 | 8904.1667 | 8904.1667 | 0 | 0 | 0 | 0 | 0 | 0 | 0 | 0 | 0
1919-01-01 | 229 | 1 | 8904.1667 | 0 | 0 | 0 | 0 | 8904.1667 | 8904.1667 | 8904.1667 | 0 | 0 | 0 | 0 | 0 | 0 | 0 | 0 | 0
1919-02-01 | 230 | 1 | 8904.1667 | 0 | 0 | 0 | 0 | 8904.1667 | 8904.1667 | 8904.1667 | 0 | 0 | 0 | 0 | 0 | 0 | 0 | 0 | 0
1919-03-01 | 231 | 1 | 8904.1667 | 0 | 0 | 0 | 0 | 8904.1667 | 8904.1667 | 8904.1667 | 0 | 0 | 0 | 0 | 0 | 0 | 0 | 0 | 0
1919-04-01 | 232 | 1 | 8904.1667 | 0 | 0 | 0 | 0 | 8904.1667 | 8904.1667 | 8904.1667 | 0 | 0 | 0 | 0 | 0 | 0 | 0 | 0 | 0
1919-05-01 | 233 | 1 | 8904.1667 | 0 | 0 | 0 | 0 | 8904.1667 | 8904.1667 | 8904.1667 | 0 | 0 | 0 | 0 | 0 | 0 | 0 | 0 | 0
1919-06-01 | 234 | 1 | 8904.1667 | 0 | 0 | 0 | 0 | 8904.1667 | 8904.1667 | 8904.1667 | 0 | 0 | 0 | 0 | 0 | 0 | 0 | 0 | 0
1919-07-01 | 235 | 1 | 8904.1667 | 0 | 0 | 0 | 0 | 8904.1667 | 8904.1667 | 8904.1667 | 0 | 0 | 0 | 0 | 0 | 0 | 0 | 0 | 0
1919-08-01 | 236 | 1 | 8904.1667 | 0 | 0 | 0 | 0 | 8904.1667 | 8904.1667 | 8904.1667 | 0 | 0 | 0 | 0 | 0 | 0 | 0 | 0 | 0
1919-09-01 | 237 | 1 | 8904.1667 | 0 | 0 | 0 | 0 | 8904.1667 | 8904.1667 | 8904.1667 | 0 | 0 | 0 | 0 | 0 | 0 | 0 | 0 | 0
1919-10-01 | 238 | 1 | 8904.1667 | 0 | 0 | 0 | 0 | 8904.1667 | 8904.1667 | 8904.1667 | 0 | 0 | 0 | 0 | 0 | 0 | 0 | 0 | 0
1919-11-01 | 239 | 1 | 8904.1667 | 0 | 0 | 0 | 0 | 8904.1667 | 8904.1667 | 8904.1667 | 0 | 0 | 0 | 0 | 0 | 0 | 0 | 0 | 0
1919-12-01 | 240 | 1 | 8904.1667 | 0 | 0 | 0 | 0 | 8904.1667 | 8904.1667 | 8904.1667 | 0 | 0 | 0 | 0 | 0 | 0 | 0 | 0 | 0
Formulas:
Month = DATE(YEAR([Month, row above]),MONTH([Month, row above])+1,1)
Month = IF([Count]="NA","NA",DATE(YEAR([Month, row above]),MONTH([Month, row above])+1,1))

## Nominal Increments
Additional Detail: Monthly Investment
Participant: |  | Name of Market Participant | [5 empty] | Tariff: | AESO 2021
Project Name: |  | Project Name | [5 empty] | Effective: | 2021-01-01
Project Number: |  | Project Number |  | Type: | DTS Only |  |  | To: | Current
Stage and Month Lookup
Stage | 0 |  | 0
1 | 240 |  | 240
0 | 0
0 | 0
0 | 0
0 | 0
0 | 0
0 | 0
0 | 0
0 | 0
0 | 0
Calculated Nominal Investment per Month of Maximum Investment Term | [8 empty] | Calculated Nominal Incremental Investment per Month of Maximum Investment Term by Contract Stage
|  |  | Nominal Investment per Month by Tier |  |  |  |  | Total | Total of | Nominal Incremental Investment per Month by Stage
Month | Count | Stage | Tier (a) | Tier (b) | Tier (c) | Tier (d) | Tier (e) | Tiers | Nominal | Stage (1) | Stage (2) | Stage (3) | Stage (4) | Stage (5) | Stage (6) | Stage (7) | Stage (8) | Stage (9) | Stage (10)
1899-12-31 | 1 | 1 | 8904.1667 | 0 | 0 | 0 | 0 | 8904.1667 | 8904.1667 | 8904.1667 | 0 | 0 | 0 | 0 | 0 | 0 | 0 | 0 | 0
1900-01-31 | 2 | 1 | 8904.1667 | 0 | 0 | 0 | 0 | 8904.1667 | 8904.1667 | 8904.1667 | 0 | 0 | 0 | 0 | 0 | 0 | 0 | 0 | 0
1900-03-01 | 3 | 1 | 8904.1667 | 0 | 0 | 0 | 0 | 8904.1667 | 8904.1667 | 8904.1667 | 0 | 0 | 0 | 0 | 0 | 0 | 0 | 0 | 0
1900-04-01 | 4 | 1 | 8904.1667 | 0 | 0 | 0 | 0 | 8904.1667 | 8904.1667 | 8904.1667 | 0 | 0 | 0 | 0 | 0 | 0 | 0 | 0 | 0
1900-05-01 | 5 | 1 | 8904.1667 | 0 | 0 | 0 | 0 | 8904.1667 | 8904.1667 | 8904.1667 | 0 | 0 | 0 | 0 | 0 | 0 | 0 | 0 | 0
1900-06-01 | 6 | 1 | 8904.1667 | 0 | 0 | 0 | 0 | 8904.1667 | 8904.1667 | 8904.1667 | 0 | 0 | 0 | 0 | 0 | 0 | 0 | 0 | 0
1900-07-01 | 7 | 1 | 8904.1667 | 0 | 0 | 0 | 0 | 8904.1667 | 8904.1667 | 8904.1667 | 0 | 0 | 0 | 0 | 0 | 0 | 0 | 0 | 0
1900-08-01 | 8 | 1 | 8904.1667 | 0 | 0 | 0 | 0 | 8904.1667 | 8904.1667 | 8904.1667 | 0 | 0 | 0 | 0 | 0 | 0 | 0 | 0 | 0
1900-09-01 | 9 | 1 | 8904.1667 | 0 | 0 | 0 | 0 | 8904.1667 | 8904.1667 | 8904.1667 | 0 | 0 | 0 | 0 | 0 | 0 | 0 | 0 | 0
1900-10-01 | 10 | 1 | 8904.1667 | 0 | 0 | 0 | 0 | 8904.1667 | 8904.1667 | 8904.1667 | 0 | 0 | 0 | 0 | 0 | 0 | 0 | 0 | 0
1900-11-01 | 11 | 1 | 8904.1667 | 0 | 0 | 0 | 0 | 8904.1667 | 8904.1667 | 8904.1667 | 0 | 0 | 0 | 0 | 0 | 0 | 0 | 0 | 0
1900-12-01 | 12 | 1 | 8904.1667 | 0 | 0 | 0 | 0 | 8904.1667 | 8904.1667 | 8904.1667 | 0 | 0 | 0 | 0 | 0 | 0 | 0 | 0 | 0
1901-01-01 | 13 | 1 | 8904.1667 | 0 | 0 | 0 | 0 | 8904.1667 | 8904.1667 | 8904.1667 | 0 | 0 | 0 | 0 | 0 | 0 | 0 | 0 | 0
1901-02-01 | 14 | 1 | 8904.1667 | 0 | 0 | 0 | 0 | 8904.1667 | 8904.1667 | 8904.1667 | 0 | 0 | 0 | 0 | 0 | 0 | 0 | 0 | 0
1901-03-01 | 15 | 1 | 8904.1667 | 0 | 0 | 0 | 0 | 8904.1667 | 8904.1667 | 8904.1667 | 0 | 0 | 0 | 0 | 0 | 0 | 0 | 0 | 0
1901-04-01 | 16 | 1 | 8904.1667 | 0 | 0 | 0 | 0 | 8904.1667 | 8904.1667 | 8904.1667 | 0 | 0 | 0 | 0 | 0 | 0 | 0 | 0 | 0
1901-05-01 | 17 | 1 | 8904.1667 | 0 | 0 | 0 | 0 | 8904.1667 | 8904.1667 | 8904.1667 | 0 | 0 | 0 | 0 | 0 | 0 | 0 | 0 | 0
1901-06-01 | 18 | 1 | 8904.1667 | 0 | 0 | 0 | 0 | 8904.1667 | 8904.1667 | 8904.1667 | 0 | 0 | 0 | 0 | 0 | 0 | 0 | 0 | 0
1901-07-01 | 19 | 1 | 8904.1667 | 0 | 0 | 0 | 0 | 8904.1667 | 8904.1667 | 8904.1667 | 0 | 0 | 0 | 0 | 0 | 0 | 0 | 0 | 0
1901-08-01 | 20 | 1 | 8904.1667 | 0 | 0 | 0 | 0 | 8904.1667 | 8904.1667 | 8904.1667 | 0 | 0 | 0 | 0 | 0 | 0 | 0 | 0 | 0
1901-09-01 | 21 | 1 | 8904.1667 | 0 | 0 | 0 | 0 | 8904.1667 | 8904.1667 | 8904.1667 | 0 | 0 | 0 | 0 | 0 | 0 | 0 | 0 | 0
1901-10-01 | 22 | 1 | 8904.1667 | 0 | 0 | 0 | 0 | 8904.1667 | 8904.1667 | 8904.1667 | 0 | 0 | 0 | 0 | 0 | 0 | 0 | 0 | 0
1901-11-01 | 23 | 1 | 8904.1667 | 0 | 0 | 0 | 0 | 8904.1667 | 8904.1667 | 8904.1667 | 0 | 0 | 0 | 0 | 0 | 0 | 0 | 0 | 0
1901-12-01 | 24 | 1 | 8904.1667 | 0 | 0 | 0 | 0 | 8904.1667 | 8904.1667 | 8904.1667 | 0 | 0 | 0 | 0 | 0 | 0 | 0 | 0 | 0
1902-01-01 | 25 | 1 | 8904.1667 | 0 | 0 | 0 | 0 | 8904.1667 | 8904.1667 | 8904.1667 | 0 | 0 | 0 | 0 | 0 | 0 | 0 | 0 | 0
1902-02-01 | 26 | 1 | 8904.1667 | 0 | 0 | 0 | 0 | 8904.1667 | 8904.1667 | 8904.1667 | 0 | 0 | 0 | 0 | 0 | 0 | 0 | 0 | 0
1902-03-01 | 27 | 1 | 8904.1667 | 0 | 0 | 0 | 0 | 8904.1667 | 8904.1667 | 8904.1667 | 0 | 0 | 0 | 0 | 0 | 0 | 0 | 0 | 0
1902-04-01 | 28 | 1 | 8904.1667 | 0 | 0 | 0 | 0 | 8904.1667 | 8904.1667 | 8904.1667 | 0 | 0 | 0 | 0 | 0 | 0 | 0 | 0 | 0
1902-05-01 | 29 | 1 | 8904.1667 | 0 | 0 | 0 | 0 | 8904.1667 | 8904.1667 | 8904.1667 | 0 | 0 | 0 | 0 | 0 | 0 | 0 | 0 | 0
1902-06-01 | 30 | 1 | 8904.1667 | 0 | 0 | 0 | 0 | 8904.1667 | 8904.1667 | 8904.1667 | 0 | 0 | 0 | 0 | 0 | 0 | 0 | 0 | 0
1902-07-01 | 31 | 1 | 8904.1667 | 0 | 0 | 0 | 0 | 8904.1667 | 8904.1667 | 8904.1667 | 0 | 0 | 0 | 0 | 0 | 0 | 0 | 0 | 0
1902-08-01 | 32 | 1 | 8904.1667 | 0 | 0 | 0 | 0 | 8904.1667 | 8904.1667 | 8904.1667 | 0 | 0 | 0 | 0 | 0 | 0 | 0 | 0 | 0
1902-09-01 | 33 | 1 | 8904.1667 | 0 | 0 | 0 | 0 | 8904.1667 | 8904.1667 | 8904.1667 | 0 | 0 | 0 | 0 | 0 | 0 | 0 | 0 | 0
1902-10-01 | 34 | 1 | 8904.1667 | 0 | 0 | 0 | 0 | 8904.1667 | 8904.1667 | 8904.1667 | 0 | 0 | 0 | 0 | 0 | 0 | 0 | 0 | 0
1902-11-01 | 35 | 1 | 8904.1667 | 0 | 0 | 0 | 0 | 8904.1667 | 8904.1667 | 8904.1667 | 0 | 0 | 0 | 0 | 0 | 0 | 0 | 0 | 0
1902-12-01 | 36 | 1 | 8904.1667 | 0 | 0 | 0 | 0 | 8904.1667 | 8904.1667 | 8904.1667 | 0 | 0 | 0 | 0 | 0 | 0 | 0 | 0 | 0
1903-01-01 | 37 | 1 | 8904.1667 | 0 | 0 | 0 | 0 | 8904.1667 | 8904.1667 | 8904.1667 | 0 | 0 | 0 | 0 | 0 | 0 | 0 | 0 | 0
1903-02-01 | 38 | 1 | 8904.1667 | 0 | 0 | 0 | 0 | 8904.1667 | 8904.1667 | 8904.1667 | 0 | 0 | 0 | 0 | 0 | 0 | 0 | 0 | 0
1903-03-01 | 39 | 1 | 8904.1667 | 0 | 0 | 0 | 0 | 8904.1667 | 8904.1667 | 8904.1667 | 0 | 0 | 0 | 0 | 0 | 0 | 0 | 0 | 0
1903-04-01 | 40 | 1 | 8904.1667 | 0 | 0 | 0 | 0 | 8904.1667 | 8904.1667 | 8904.1667 | 0 | 0 | 0 | 0 | 0 | 0 | 0 | 0 | 0
1903-05-01 | 41 | 1 | 8904.1667 | 0 | 0 | 0 | 0 | 8904.1667 | 8904.1667 | 8904.1667 | 0 | 0 | 0 | 0 | 0 | 0 | 0 | 0 | 0
1903-06-01 | 42 | 1 | 8904.1667 | 0 | 0 | 0 | 0 | 8904.1667 | 8904.1667 | 8904.1667 | 0 | 0 | 0 | 0 | 0 | 0 | 0 | 0 | 0
1903-07-01 | 43 | 1 | 8904.1667 | 0 | 0 | 0 | 0 | 8904.1667 | 8904.1667 | 8904.1667 | 0 | 0 | 0 | 0 | 0 | 0 | 0 | 0 | 0
1903-08-01 | 44 | 1 | 8904.1667 | 0 | 0 | 0 | 0 | 8904.1667 | 8904.1667 | 8904.1667 | 0 | 0 | 0 | 0 | 0 | 0 | 0 | 0 | 0
1903-09-01 | 45 | 1 | 8904.1667 | 0 | 0 | 0 | 0 | 8904.1667 | 8904.1667 | 8904.1667 | 0 | 0 | 0 | 0 | 0 | 0 | 0 | 0 | 0
1903-10-01 | 46 | 1 | 8904.1667 | 0 | 0 | 0 | 0 | 8904.1667 | 8904.1667 | 8904.1667 | 0 | 0 | 0 | 0 | 0 | 0 | 0 | 0 | 0
1903-11-01 | 47 | 1 | 8904.1667 | 0 | 0 | 0 | 0 | 8904.1667 | 8904.1667 | 8904.1667 | 0 | 0 | 0 | 0 | 0 | 0 | 0 | 0 | 0
1903-12-01 | 48 | 1 | 8904.1667 | 0 | 0 | 0 | 0 | 8904.1667 | 8904.1667 | 8904.1667 | 0 | 0 | 0 | 0 | 0 | 0 | 0 | 0 | 0
1904-01-01 | 49 | 1 | 8904.1667 | 0 | 0 | 0 | 0 | 8904.1667 | 8904.1667 | 8904.1667 | 0 | 0 | 0 | 0 | 0 | 0 | 0 | 0 | 0
1904-02-01 | 50 | 1 | 8904.1667 | 0 | 0 | 0 | 0 | 8904.1667 | 8904.1667 | 8904.1667 | 0 | 0 | 0 | 0 | 0 | 0 | 0 | 0 | 0
1904-03-01 | 51 | 1 | 8904.1667 | 0 | 0 | 0 | 0 | 8904.1667 | 8904.1667 | 8904.1667 | 0 | 0 | 0 | 0 | 0 | 0 | 0 | 0 | 0
1904-04-01 | 52 | 1 | 8904.1667 | 0 | 0 | 0 | 0 | 8904.1667 | 8904.1667 | 8904.1667 | 0 | 0 | 0 | 0 | 0 | 0 | 0 | 0 | 0
1904-05-01 | 53 | 1 | 8904.1667 | 0 | 0 | 0 | 0 | 8904.1667 | 8904.1667 | 8904.1667 | 0 | 0 | 0 | 0 | 0 | 0 | 0 | 0 | 0
1904-06-01 | 54 | 1 | 8904.1667 | 0 | 0 | 0 | 0 | 8904.1667 | 8904.1667 | 8904.1667 | 0 | 0 | 0 | 0 | 0 | 0 | 0 | 0 | 0
1904-07-01 | 55 | 1 | 8904.1667 | 0 | 0 | 0 | 0 | 8904.1667 | 8904.1667 | 8904.1667 | 0 | 0 | 0 | 0 | 0 | 0 | 0 | 0 | 0
1904-08-01 | 56 | 1 | 8904.1667 | 0 | 0 | 0 | 0 | 8904.1667 | 8904.1667 | 8904.1667 | 0 | 0 | 0 | 0 | 0 | 0 | 0 | 0 | 0
1904-09-01 | 57 | 1 | 8904.1667 | 0 | 0 | 0 | 0 | 8904.1667 | 8904.1667 | 8904.1667 | 0 | 0 | 0 | 0 | 0 | 0 | 0 | 0 | 0
1904-10-01 | 58 | 1 | 8904.1667 | 0 | 0 | 0 | 0 | 8904.1667 | 8904.1667 | 8904.1667 | 0 | 0 | 0 | 0 | 0 | 0 | 0 | 0 | 0
1904-11-01 | 59 | 1 | 8904.1667 | 0 | 0 | 0 | 0 | 8904.1667 | 8904.1667 | 8904.1667 | 0 | 0 | 0 | 0 | 0 | 0 | 0 | 0 | 0
1904-12-01 | 60 | 1 | 8904.1667 | 0 | 0 | 0 | 0 | 8904.1667 | 8904.1667 | 8904.1667 | 0 | 0 | 0 | 0 | 0 | 0 | 0 | 0 | 0
1905-01-01 | 61 | 1 | 8904.1667 | 0 | 0 | 0 | 0 | 8904.1667 | 8904.1667 | 8904.1667 | 0 | 0 | 0 | 0 | 0 | 0 | 0 | 0 | 0
1905-02-01 | 62 | 1 | 8904.1667 | 0 | 0 | 0 | 0 | 8904.1667 | 8904.1667 | 8904.1667 | 0 | 0 | 0 | 0 | 0 | 0 | 0 | 0 | 0
1905-03-01 | 63 | 1 | 8904.1667 | 0 | 0 | 0 | 0 | 8904.1667 | 8904.1667 | 8904.1667 | 0 | 0 | 0 | 0 | 0 | 0 | 0 | 0 | 0
1905-04-01 | 64 | 1 | 8904.1667 | 0 | 0 | 0 | 0 | 8904.1667 | 8904.1667 | 8904.1667 | 0 | 0 | 0 | 0 | 0 | 0 | 0 | 0 | 0
1905-05-01 | 65 | 1 | 8904.1667 | 0 | 0 | 0 | 0 | 8904.1667 | 8904.1667 | 8904.1667 | 0 | 0 | 0 | 0 | 0 | 0 | 0 | 0 | 0
1905-06-01 | 66 | 1 | 8904.1667 | 0 | 0 | 0 | 0 | 8904.1667 | 8904.1667 | 8904.1667 | 0 | 0 | 0 | 0 | 0 | 0 | 0 | 0 | 0
1905-07-01 | 67 | 1 | 8904.1667 | 0 | 0 | 0 | 0 | 8904.1667 | 8904.1667 | 8904.1667 | 0 | 0 | 0 | 0 | 0 | 0 | 0 | 0 | 0
1905-08-01 | 68 | 1 | 8904.1667 | 0 | 0 | 0 | 0 | 8904.1667 | 8904.1667 | 8904.1667 | 0 | 0 | 0 | 0 | 0 | 0 | 0 | 0 | 0
1905-09-01 | 69 | 1 | 8904.1667 | 0 | 0 | 0 | 0 | 8904.1667 | 8904.1667 | 8904.1667 | 0 | 0 | 0 | 0 | 0 | 0 | 0 | 0 | 0
1905-10-01 | 70 | 1 | 8904.1667 | 0 | 0 | 0 | 0 | 8904.1667 | 8904.1667 | 8904.1667 | 0 | 0 | 0 | 0 | 0 | 0 | 0 | 0 | 0
1905-11-01 | 71 | 1 | 8904.1667 | 0 | 0 | 0 | 0 | 8904.1667 | 8904.1667 | 8904.1667 | 0 | 0 | 0 | 0 | 0 | 0 | 0 | 0 | 0
1905-12-01 | 72 | 1 | 8904.1667 | 0 | 0 | 0 | 0 | 8904.1667 | 8904.1667 | 8904.1667 | 0 | 0 | 0 | 0 | 0 | 0 | 0 | 0 | 0
1906-01-01 | 73 | 1 | 8904.1667 | 0 | 0 | 0 | 0 | 8904.1667 | 8904.1667 | 8904.1667 | 0 | 0 | 0 | 0 | 0 | 0 | 0 | 0 | 0
1906-02-01 | 74 | 1 | 8904.1667 | 0 | 0 | 0 | 0 | 8904.1667 | 8904.1667 | 8904.1667 | 0 | 0 | 0 | 0 | 0 | 0 | 0 | 0 | 0
1906-03-01 | 75 | 1 | 8904.1667 | 0 | 0 | 0 | 0 | 8904.1667 | 8904.1667 | 8904.1667 | 0 | 0 | 0 | 0 | 0 | 0 | 0 | 0 | 0
1906-04-01 | 76 | 1 | 8904.1667 | 0 | 0 | 0 | 0 | 8904.1667 | 8904.1667 | 8904.1667 | 0 | 0 | 0 | 0 | 0 | 0 | 0 | 0 | 0
1906-05-01 | 77 | 1 | 8904.1667 | 0 | 0 | 0 | 0 | 8904.1667 | 8904.1667 | 8904.1667 | 0 | 0 | 0 | 0 | 0 | 0 | 0 | 0 | 0
1906-06-01 | 78 | 1 | 8904.1667 | 0 | 0 | 0 | 0 | 8904.1667 | 8904.1667 | 8904.1667 | 0 | 0 | 0 | 0 | 0 | 0 | 0 | 0 | 0
1906-07-01 | 79 | 1 | 8904.1667 | 0 | 0 | 0 | 0 | 8904.1667 | 8904.1667 | 8904.1667 | 0 | 0 | 0 | 0 | 0 | 0 | 0 | 0 | 0
1906-08-01 | 80 | 1 | 8904.1667 | 0 | 0 | 0 | 0 | 8904.1667 | 8904.1667 | 8904.1667 | 0 | 0 | 0 | 0 | 0 | 0 | 0 | 0 | 0
1906-09-01 | 81 | 1 | 8904.1667 | 0 | 0 | 0 | 0 | 8904.1667 | 8904.1667 | 8904.1667 | 0 | 0 | 0 | 0 | 0 | 0 | 0 | 0 | 0
1906-10-01 | 82 | 1 | 8904.1667 | 0 | 0 | 0 | 0 | 8904.1667 | 8904.1667 | 8904.1667 | 0 | 0 | 0 | 0 | 0 | 0 | 0 | 0 | 0
1906-11-01 | 83 | 1 | 8904.1667 | 0 | 0 | 0 | 0 | 8904.1667 | 8904.1667 | 8904.1667 | 0 | 0 | 0 | 0 | 0 | 0 | 0 | 0 | 0
1906-12-01 | 84 | 1 | 8904.1667 | 0 | 0 | 0 | 0 | 8904.1667 | 8904.1667 | 8904.1667 | 0 | 0 | 0 | 0 | 0 | 0 | 0 | 0 | 0
1907-01-01 | 85 | 1 | 8904.1667 | 0 | 0 | 0 | 0 | 8904.1667 | 8904.1667 | 8904.1667 | 0 | 0 | 0 | 0 | 0 | 0 | 0 | 0 | 0
1907-02-01 | 86 | 1 | 8904.1667 | 0 | 0 | 0 | 0 | 8904.1667 | 8904.1667 | 8904.1667 | 0 | 0 | 0 | 0 | 0 | 0 | 0 | 0 | 0
1907-03-01 | 87 | 1 | 8904.1667 | 0 | 0 | 0 | 0 | 8904.1667 | 8904.1667 | 8904.1667 | 0 | 0 | 0 | 0 | 0 | 0 | 0 | 0 | 0
1907-04-01 | 88 | 1 | 8904.1667 | 0 | 0 | 0 | 0 | 8904.1667 | 8904.1667 | 8904.1667 | 0 | 0 | 0 | 0 | 0 | 0 | 0 | 0 | 0
1907-05-01 | 89 | 1 | 8904.1667 | 0 | 0 | 0 | 0 | 8904.1667 | 8904.1667 | 8904.1667 | 0 | 0 | 0 | 0 | 0 | 0 | 0 | 0 | 0
1907-06-01 | 90 | 1 | 8904.1667 | 0 | 0 | 0 | 0 | 8904.1667 | 8904.1667 | 8904.1667 | 0 | 0 | 0 | 0 | 0 | 0 | 0 | 0 | 0
1907-07-01 | 91 | 1 | 8904.1667 | 0 | 0 | 0 | 0 | 8904.1667 | 8904.1667 | 8904.1667 | 0 | 0 | 0 | 0 | 0 | 0 | 0 | 0 | 0
1907-08-01 | 92 | 1 | 8904.1667 | 0 | 0 | 0 | 0 | 8904.1667 | 8904.1667 | 8904.1667 | 0 | 0 | 0 | 0 | 0 | 0 | 0 | 0 | 0
1907-09-01 | 93 | 1 | 8904.1667 | 0 | 0 | 0 | 0 | 8904.1667 | 8904.1667 | 8904.1667 | 0 | 0 | 0 | 0 | 0 | 0 | 0 | 0 | 0
1907-10-01 | 94 | 1 | 8904.1667 | 0 | 0 | 0 | 0 | 8904.1667 | 8904.1667 | 8904.1667 | 0 | 0 | 0 | 0 | 0 | 0 | 0 | 0 | 0
1907-11-01 | 95 | 1 | 8904.1667 | 0 | 0 | 0 | 0 | 8904.1667 | 8904.1667 | 8904.1667 | 0 | 0 | 0 | 0 | 0 | 0 | 0 | 0 | 0
1907-12-01 | 96 | 1 | 8904.1667 | 0 | 0 | 0 | 0 | 8904.1667 | 8904.1667 | 8904.1667 | 0 | 0 | 0 | 0 | 0 | 0 | 0 | 0 | 0
1908-01-01 | 97 | 1 | 8904.1667 | 0 | 0 | 0 | 0 | 8904.1667 | 8904.1667 | 8904.1667 | 0 | 0 | 0 | 0 | 0 | 0 | 0 | 0 | 0
1908-02-01 | 98 | 1 | 8904.1667 | 0 | 0 | 0 | 0 | 8904.1667 | 8904.1667 | 8904.1667 | 0 | 0 | 0 | 0 | 0 | 0 | 0 | 0 | 0
1908-03-01 | 99 | 1 | 8904.1667 | 0 | 0 | 0 | 0 | 8904.1667 | 8904.1667 | 8904.1667 | 0 | 0 | 0 | 0 | 0 | 0 | 0 | 0 | 0
1908-04-01 | 100 | 1 | 8904.1667 | 0 | 0 | 0 | 0 | 8904.1667 | 8904.1667 | 8904.1667 | 0 | 0 | 0 | 0 | 0 | 0 | 0 | 0 | 0
1908-05-01 | 101 | 1 | 8904.1667 | 0 | 0 | 0 | 0 | 8904.1667 | 8904.1667 | 8904.1667 | 0 | 0 | 0 | 0 | 0 | 0 | 0 | 0 | 0
1908-06-01 | 102 | 1 | 8904.1667 | 0 | 0 | 0 | 0 | 8904.1667 | 8904.1667 | 8904.1667 | 0 | 0 | 0 | 0 | 0 | 0 | 0 | 0 | 0
1908-07-01 | 103 | 1 | 8904.1667 | 0 | 0 | 0 | 0 | 8904.1667 | 8904.1667 | 8904.1667 | 0 | 0 | 0 | 0 | 0 | 0 | 0 | 0 | 0
1908-08-01 | 104 | 1 | 8904.1667 | 0 | 0 | 0 | 0 | 8904.1667 | 8904.1667 | 8904.1667 | 0 | 0 | 0 | 0 | 0 | 0 | 0 | 0 | 0
1908-09-01 | 105 | 1 | 8904.1667 | 0 | 0 | 0 | 0 | 8904.1667 | 8904.1667 | 8904.1667 | 0 | 0 | 0 | 0 | 0 | 0 | 0 | 0 | 0
1908-10-01 | 106 | 1 | 8904.1667 | 0 | 0 | 0 | 0 | 8904.1667 | 8904.1667 | 8904.1667 | 0 | 0 | 0 | 0 | 0 | 0 | 0 | 0 | 0
1908-11-01 | 107 | 1 | 8904.1667 | 0 | 0 | 0 | 0 | 8904.1667 | 8904.1667 | 8904.1667 | 0 | 0 | 0 | 0 | 0 | 0 | 0 | 0 | 0
1908-12-01 | 108 | 1 | 8904.1667 | 0 | 0 | 0 | 0 | 8904.1667 | 8904.1667 | 8904.1667 | 0 | 0 | 0 | 0 | 0 | 0 | 0 | 0 | 0
1909-01-01 | 109 | 1 | 8904.1667 | 0 | 0 | 0 | 0 | 8904.1667 | 8904.1667 | 8904.1667 | 0 | 0 | 0 | 0 | 0 | 0 | 0 | 0 | 0
1909-02-01 | 110 | 1 | 8904.1667 | 0 | 0 | 0 | 0 | 8904.1667 | 8904.1667 | 8904.1667 | 0 | 0 | 0 | 0 | 0 | 0 | 0 | 0 | 0
1909-03-01 | 111 | 1 | 8904.1667 | 0 | 0 | 0 | 0 | 8904.1667 | 8904.1667 | 8904.1667 | 0 | 0 | 0 | 0 | 0 | 0 | 0 | 0 | 0
1909-04-01 | 112 | 1 | 8904.1667 | 0 | 0 | 0 | 0 | 8904.1667 | 8904.1667 | 8904.1667 | 0 | 0 | 0 | 0 | 0 | 0 | 0 | 0 | 0
1909-05-01 | 113 | 1 | 8904.1667 | 0 | 0 | 0 | 0 | 8904.1667 | 8904.1667 | 8904.1667 | 0 | 0 | 0 | 0 | 0 | 0 | 0 | 0 | 0
1909-06-01 | 114 | 1 | 8904.1667 | 0 | 0 | 0 | 0 | 8904.1667 | 8904.1667 | 8904.1667 | 0 | 0 | 0 | 0 | 0 | 0 | 0 | 0 | 0
1909-07-01 | 115 | 1 | 8904.1667 | 0 | 0 | 0 | 0 | 8904.1667 | 8904.1667 | 8904.1667 | 0 | 0 | 0 | 0 | 0 | 0 | 0 | 0 | 0
1909-08-01 | 116 | 1 | 8904.1667 | 0 | 0 | 0 | 0 | 8904.1667 | 8904.1667 | 8904.1667 | 0 | 0 | 0 | 0 | 0 | 0 | 0 | 0 | 0
1909-09-01 | 117 | 1 | 8904.1667 | 0 | 0 | 0 | 0 | 8904.1667 | 8904.1667 | 8904.1667 | 0 | 0 | 0 | 0 | 0 | 0 | 0 | 0 | 0
1909-10-01 | 118 | 1 | 8904.1667 | 0 | 0 | 0 | 0 | 8904.1667 | 8904.1667 | 8904.1667 | 0 | 0 | 0 | 0 | 0 | 0 | 0 | 0 | 0
1909-11-01 | 119 | 1 | 8904.1667 | 0 | 0 | 0 | 0 | 8904.1667 | 8904.1667 | 8904.1667 | 0 | 0 | 0 | 0 | 0 | 0 | 0 | 0 | 0
1909-12-01 | 120 | 1 | 8904.1667 | 0 | 0 | 0 | 0 | 8904.1667 | 8904.1667 | 8904.1667 | 0 | 0 | 0 | 0 | 0 | 0 | 0 | 0 | 0
1910-01-01 | 121 | 1 | 8904.1667 | 0 | 0 | 0 | 0 | 8904.1667 | 8904.1667 | 8904.1667 | 0 | 0 | 0 | 0 | 0 | 0 | 0 | 0 | 0
1910-02-01 | 122 | 1 | 8904.1667 | 0 | 0 | 0 | 0 | 8904.1667 | 8904.1667 | 8904.1667 | 0 | 0 | 0 | 0 | 0 | 0 | 0 | 0 | 0
1910-03-01 | 123 | 1 | 8904.1667 | 0 | 0 | 0 | 0 | 8904.1667 | 8904.1667 | 8904.1667 | 0 | 0 | 0 | 0 | 0 | 0 | 0 | 0 | 0
1910-04-01 | 124 | 1 | 8904.1667 | 0 | 0 | 0 | 0 | 8904.1667 | 8904.1667 | 8904.1667 | 0 | 0 | 0 | 0 | 0 | 0 | 0 | 0 | 0
1910-05-01 | 125 | 1 | 8904.1667 | 0 | 0 | 0 | 0 | 8904.1667 | 8904.1667 | 8904.1667 | 0 | 0 | 0 | 0 | 0 | 0 | 0 | 0 | 0
1910-06-01 | 126 | 1 | 8904.1667 | 0 | 0 | 0 | 0 | 8904.1667 | 8904.1667 | 8904.1667 | 0 | 0 | 0 | 0 | 0 | 0 | 0 | 0 | 0
1910-07-01 | 127 | 1 | 8904.1667 | 0 | 0 | 0 | 0 | 8904.1667 | 8904.1667 | 8904.1667 | 0 | 0 | 0 | 0 | 0 | 0 | 0 | 0 | 0
1910-08-01 | 128 | 1 | 8904.1667 | 0 | 0 | 0 | 0 | 8904.1667 | 8904.1667 | 8904.1667 | 0 | 0 | 0 | 0 | 0 | 0 | 0 | 0 | 0
1910-09-01 | 129 | 1 | 8904.1667 | 0 | 0 | 0 | 0 | 8904.1667 | 8904.1667 | 8904.1667 | 0 | 0 | 0 | 0 | 0 | 0 | 0 | 0 | 0
1910-10-01 | 130 | 1 | 8904.1667 | 0 | 0 | 0 | 0 | 8904.1667 | 8904.1667 | 8904.1667 | 0 | 0 | 0 | 0 | 0 | 0 | 0 | 0 | 0
1910-11-01 | 131 | 1 | 8904.1667 | 0 | 0 | 0 | 0 | 8904.1667 | 8904.1667 | 8904.1667 | 0 | 0 | 0 | 0 | 0 | 0 | 0 | 0 | 0
1910-12-01 | 132 | 1 | 8904.1667 | 0 | 0 | 0 | 0 | 8904.1667 | 8904.1667 | 8904.1667 | 0 | 0 | 0 | 0 | 0 | 0 | 0 | 0 | 0
1911-01-01 | 133 | 1 | 8904.1667 | 0 | 0 | 0 | 0 | 8904.1667 | 8904.1667 | 8904.1667 | 0 | 0 | 0 | 0 | 0 | 0 | 0 | 0 | 0
1911-02-01 | 134 | 1 | 8904.1667 | 0 | 0 | 0 | 0 | 8904.1667 | 8904.1667 | 8904.1667 | 0 | 0 | 0 | 0 | 0 | 0 | 0 | 0 | 0
1911-03-01 | 135 | 1 | 8904.1667 | 0 | 0 | 0 | 0 | 8904.1667 | 8904.1667 | 8904.1667 | 0 | 0 | 0 | 0 | 0 | 0 | 0 | 0 | 0
1911-04-01 | 136 | 1 | 8904.1667 | 0 | 0 | 0 | 0 | 8904.1667 | 8904.1667 | 8904.1667 | 0 | 0 | 0 | 0 | 0 | 0 | 0 | 0 | 0
1911-05-01 | 137 | 1 | 8904.1667 | 0 | 0 | 0 | 0 | 8904.1667 | 8904.1667 | 8904.1667 | 0 | 0 | 0 | 0 | 0 | 0 | 0 | 0 | 0
1911-06-01 | 138 | 1 | 8904.1667 | 0 | 0 | 0 | 0 | 8904.1667 | 8904.1667 | 8904.1667 | 0 | 0 | 0 | 0 | 0 | 0 | 0 | 0 | 0
1911-07-01 | 139 | 1 | 8904.1667 | 0 | 0 | 0 | 0 | 8904.1667 | 8904.1667 | 8904.1667 | 0 | 0 | 0 | 0 | 0 | 0 | 0 | 0 | 0
1911-08-01 | 140 | 1 | 8904.1667 | 0 | 0 | 0 | 0 | 8904.1667 | 8904.1667 | 8904.1667 | 0 | 0 | 0 | 0 | 0 | 0 | 0 | 0 | 0
1911-09-01 | 141 | 1 | 8904.1667 | 0 | 0 | 0 | 0 | 8904.1667 | 8904.1667 | 8904.1667 | 0 | 0 | 0 | 0 | 0 | 0 | 0 | 0 | 0
1911-10-01 | 142 | 1 | 8904.1667 | 0 | 0 | 0 | 0 | 8904.1667 | 8904.1667 | 8904.1667 | 0 | 0 | 0 | 0 | 0 | 0 | 0 | 0 | 0
1911-11-01 | 143 | 1 | 8904.1667 | 0 | 0 | 0 | 0 | 8904.1667 | 8904.1667 | 8904.1667 | 0 | 0 | 0 | 0 | 0 | 0 | 0 | 0 | 0
1911-12-01 | 144 | 1 | 8904.1667 | 0 | 0 | 0 | 0 | 8904.1667 | 8904.1667 | 8904.1667 | 0 | 0 | 0 | 0 | 0 | 0 | 0 | 0 | 0
1912-01-01 | 145 | 1 | 8904.1667 | 0 | 0 | 0 | 0 | 8904.1667 | 8904.1667 | 8904.1667 | 0 | 0 | 0 | 0 | 0 | 0 | 0 | 0 | 0
1912-02-01 | 146 | 1 | 8904.1667 | 0 | 0 | 0 | 0 | 8904.1667 | 8904.1667 | 8904.1667 | 0 | 0 | 0 | 0 | 0 | 0 | 0 | 0 | 0
1912-03-01 | 147 | 1 | 8904.1667 | 0 | 0 | 0 | 0 | 8904.1667 | 8904.1667 | 8904.1667 | 0 | 0 | 0 | 0 | 0 | 0 | 0 | 0 | 0
1912-04-01 | 148 | 1 | 8904.1667 | 0 | 0 | 0 | 0 | 8904.1667 | 8904.1667 | 8904.1667 | 0 | 0 | 0 | 0 | 0 | 0 | 0 | 0 | 0
1912-05-01 | 149 | 1 | 8904.1667 | 0 | 0 | 0 | 0 | 8904.1667 | 8904.1667 | 8904.1667 | 0 | 0 | 0 | 0 | 0 | 0 | 0 | 0 | 0
1912-06-01 | 150 | 1 | 8904.1667 | 0 | 0 | 0 | 0 | 8904.1667 | 8904.1667 | 8904.1667 | 0 | 0 | 0 | 0 | 0 | 0 | 0 | 0 | 0
1912-07-01 | 151 | 1 | 8904.1667 | 0 | 0 | 0 | 0 | 8904.1667 | 8904.1667 | 8904.1667 | 0 | 0 | 0 | 0 | 0 | 0 | 0 | 0 | 0
1912-08-01 | 152 | 1 | 8904.1667 | 0 | 0 | 0 | 0 | 8904.1667 | 8904.1667 | 8904.1667 | 0 | 0 | 0 | 0 | 0 | 0 | 0 | 0 | 0
1912-09-01 | 153 | 1 | 8904.1667 | 0 | 0 | 0 | 0 | 8904.1667 | 8904.1667 | 8904.1667 | 0 | 0 | 0 | 0 | 0 | 0 | 0 | 0 | 0
1912-10-01 | 154 | 1 | 8904.1667 | 0 | 0 | 0 | 0 | 8904.1667 | 8904.1667 | 8904.1667 | 0 | 0 | 0 | 0 | 0 | 0 | 0 | 0 | 0
1912-11-01 | 155 | 1 | 8904.1667 | 0 | 0 | 0 | 0 | 8904.1667 | 8904.1667 | 8904.1667 | 0 | 0 | 0 | 0 | 0 | 0 | 0 | 0 | 0
1912-12-01 | 156 | 1 | 8904.1667 | 0 | 0 | 0 | 0 | 8904.1667 | 8904.1667 | 8904.1667 | 0 | 0 | 0 | 0 | 0 | 0 | 0 | 0 | 0
1913-01-01 | 157 | 1 | 8904.1667 | 0 | 0 | 0 | 0 | 8904.1667 | 8904.1667 | 8904.1667 | 0 | 0 | 0 | 0 | 0 | 0 | 0 | 0 | 0
1913-02-01 | 158 | 1 | 8904.1667 | 0 | 0 | 0 | 0 | 8904.1667 | 8904.1667 | 8904.1667 | 0 | 0 | 0 | 0 | 0 | 0 | 0 | 0 | 0
1913-03-01 | 159 | 1 | 8904.1667 | 0 | 0 | 0 | 0 | 8904.1667 | 8904.1667 | 8904.1667 | 0 | 0 | 0 | 0 | 0 | 0 | 0 | 0 | 0
1913-04-01 | 160 | 1 | 8904.1667 | 0 | 0 | 0 | 0 | 8904.1667 | 8904.1667 | 8904.1667 | 0 | 0 | 0 | 0 | 0 | 0 | 0 | 0 | 0
1913-05-01 | 161 | 1 | 8904.1667 | 0 | 0 | 0 | 0 | 8904.1667 | 8904.1667 | 8904.1667 | 0 | 0 | 0 | 0 | 0 | 0 | 0 | 0 | 0
1913-06-01 | 162 | 1 | 8904.1667 | 0 | 0 | 0 | 0 | 8904.1667 | 8904.1667 | 8904.1667 | 0 | 0 | 0 | 0 | 0 | 0 | 0 | 0 | 0
1913-07-01 | 163 | 1 | 8904.1667 | 0 | 0 | 0 | 0 | 8904.1667 | 8904.1667 | 8904.1667 | 0 | 0 | 0 | 0 | 0 | 0 | 0 | 0 | 0
1913-08-01 | 164 | 1 | 8904.1667 | 0 | 0 | 0 | 0 | 8904.1667 | 8904.1667 | 8904.1667 | 0 | 0 | 0 | 0 | 0 | 0 | 0 | 0 | 0
1913-09-01 | 165 | 1 | 8904.1667 | 0 | 0 | 0 | 0 | 8904.1667 | 8904.1667 | 8904.1667 | 0 | 0 | 0 | 0 | 0 | 0 | 0 | 0 | 0
1913-10-01 | 166 | 1 | 8904.1667 | 0 | 0 | 0 | 0 | 8904.1667 | 8904.1667 | 8904.1667 | 0 | 0 | 0 | 0 | 0 | 0 | 0 | 0 | 0
1913-11-01 | 167 | 1 | 8904.1667 | 0 | 0 | 0 | 0 | 8904.1667 | 8904.1667 | 8904.1667 | 0 | 0 | 0 | 0 | 0 | 0 | 0 | 0 | 0
1913-12-01 | 168 | 1 | 8904.1667 | 0 | 0 | 0 | 0 | 8904.1667 | 8904.1667 | 8904.1667 | 0 | 0 | 0 | 0 | 0 | 0 | 0 | 0 | 0
1914-01-01 | 169 | 1 | 8904.1667 | 0 | 0 | 0 | 0 | 8904.1667 | 8904.1667 | 8904.1667 | 0 | 0 | 0 | 0 | 0 | 0 | 0 | 0 | 0
1914-02-01 | 170 | 1 | 8904.1667 | 0 | 0 | 0 | 0 | 8904.1667 | 8904.1667 | 8904.1667 | 0 | 0 | 0 | 0 | 0 | 0 | 0 | 0 | 0
1914-03-01 | 171 | 1 | 8904.1667 | 0 | 0 | 0 | 0 | 8904.1667 | 8904.1667 | 8904.1667 | 0 | 0 | 0 | 0 | 0 | 0 | 0 | 0 | 0
1914-04-01 | 172 | 1 | 8904.1667 | 0 | 0 | 0 | 0 | 8904.1667 | 8904.1667 | 8904.1667 | 0 | 0 | 0 | 0 | 0 | 0 | 0 | 0 | 0
1914-05-01 | 173 | 1 | 8904.1667 | 0 | 0 | 0 | 0 | 8904.1667 | 8904.1667 | 8904.1667 | 0 | 0 | 0 | 0 | 0 | 0 | 0 | 0 | 0
1914-06-01 | 174 | 1 | 8904.1667 | 0 | 0 | 0 | 0 | 8904.1667 | 8904.1667 | 8904.1667 | 0 | 0 | 0 | 0 | 0 | 0 | 0 | 0 | 0
1914-07-01 | 175 | 1 | 8904.1667 | 0 | 0 | 0 | 0 | 8904.1667 | 8904.1667 | 8904.1667 | 0 | 0 | 0 | 0 | 0 | 0 | 0 | 0 | 0
1914-08-01 | 176 | 1 | 8904.1667 | 0 | 0 | 0 | 0 | 8904.1667 | 8904.1667 | 8904.1667 | 0 | 0 | 0 | 0 | 0 | 0 | 0 | 0 | 0
1914-09-01 | 177 | 1 | 8904.1667 | 0 | 0 | 0 | 0 | 8904.1667 | 8904.1667 | 8904.1667 | 0 | 0 | 0 | 0 | 0 | 0 | 0 | 0 | 0
1914-10-01 | 178 | 1 | 8904.1667 | 0 | 0 | 0 | 0 | 8904.1667 | 8904.1667 | 8904.1667 | 0 | 0 | 0 | 0 | 0 | 0 | 0 | 0 | 0
1914-11-01 | 179 | 1 | 8904.1667 | 0 | 0 | 0 | 0 | 8904.1667 | 8904.1667 | 8904.1667 | 0 | 0 | 0 | 0 | 0 | 0 | 0 | 0 | 0
1914-12-01 | 180 | 1 | 8904.1667 | 0 | 0 | 0 | 0 | 8904.1667 | 8904.1667 | 8904.1667 | 0 | 0 | 0 | 0 | 0 | 0 | 0 | 0 | 0
1915-01-01 | 181 | 1 | 8904.1667 | 0 | 0 | 0 | 0 | 8904.1667 | 8904.1667 | 8904.1667 | 0 | 0 | 0 | 0 | 0 | 0 | 0 | 0 | 0
1915-02-01 | 182 | 1 | 8904.1667 | 0 | 0 | 0 | 0 | 8904.1667 | 8904.1667 | 8904.1667 | 0 | 0 | 0 | 0 | 0 | 0 | 0 | 0 | 0
1915-03-01 | 183 | 1 | 8904.1667 | 0 | 0 | 0 | 0 | 8904.1667 | 8904.1667 | 8904.1667 | 0 | 0 | 0 | 0 | 0 | 0 | 0 | 0 | 0
1915-04-01 | 184 | 1 | 8904.1667 | 0 | 0 | 0 | 0 | 8904.1667 | 8904.1667 | 8904.1667 | 0 | 0 | 0 | 0 | 0 | 0 | 0 | 0 | 0
1915-05-01 | 185 | 1 | 8904.1667 | 0 | 0 | 0 | 0 | 8904.1667 | 8904.1667 | 8904.1667 | 0 | 0 | 0 | 0 | 0 | 0 | 0 | 0 | 0
1915-06-01 | 186 | 1 | 8904.1667 | 0 | 0 | 0 | 0 | 8904.1667 | 8904.1667 | 8904.1667 | 0 | 0 | 0 | 0 | 0 | 0 | 0 | 0 | 0
1915-07-01 | 187 | 1 | 8904.1667 | 0 | 0 | 0 | 0 | 8904.1667 | 8904.1667 | 8904.1667 | 0 | 0 | 0 | 0 | 0 | 0 | 0 | 0 | 0
1915-08-01 | 188 | 1 | 8904.1667 | 0 | 0 | 0 | 0 | 8904.1667 | 8904.1667 | 8904.1667 | 0 | 0 | 0 | 0 | 0 | 0 | 0 | 0 | 0
1915-09-01 | 189 | 1 | 8904.1667 | 0 | 0 | 0 | 0 | 8904.1667 | 8904.1667 | 8904.1667 | 0 | 0 | 0 | 0 | 0 | 0 | 0 | 0 | 0
1915-10-01 | 190 | 1 | 8904.1667 | 0 | 0 | 0 | 0 | 8904.1667 | 8904.1667 | 8904.1667 | 0 | 0 | 0 | 0 | 0 | 0 | 0 | 0 | 0
1915-11-01 | 191 | 1 | 8904.1667 | 0 | 0 | 0 | 0 | 8904.1667 | 8904.1667 | 8904.1667 | 0 | 0 | 0 | 0 | 0 | 0 | 0 | 0 | 0
1915-12-01 | 192 | 1 | 8904.1667 | 0 | 0 | 0 | 0 | 8904.1667 | 8904.1667 | 8904.1667 | 0 | 0 | 0 | 0 | 0 | 0 | 0 | 0 | 0
1916-01-01 | 193 | 1 | 8904.1667 | 0 | 0 | 0 | 0 | 8904.1667 | 8904.1667 | 8904.1667 | 0 | 0 | 0 | 0 | 0 | 0 | 0 | 0 | 0
1916-02-01 | 194 | 1 | 8904.1667 | 0 | 0 | 0 | 0 | 8904.1667 | 8904.1667 | 8904.1667 | 0 | 0 | 0 | 0 | 0 | 0 | 0 | 0 | 0
1916-03-01 | 195 | 1 | 8904.1667 | 0 | 0 | 0 | 0 | 8904.1667 | 8904.1667 | 8904.1667 | 0 | 0 | 0 | 0 | 0 | 0 | 0 | 0 | 0
1916-04-01 | 196 | 1 | 8904.1667 | 0 | 0 | 0 | 0 | 8904.1667 | 8904.1667 | 8904.1667 | 0 | 0 | 0 | 0 | 0 | 0 | 0 | 0 | 0
1916-05-01 | 197 | 1 | 8904.1667 | 0 | 0 | 0 | 0 | 8904.1667 | 8904.1667 | 8904.1667 | 0 | 0 | 0 | 0 | 0 | 0 | 0 | 0 | 0
1916-06-01 | 198 | 1 | 8904.1667 | 0 | 0 | 0 | 0 | 8904.1667 | 8904.1667 | 8904.1667 | 0 | 0 | 0 | 0 | 0 | 0 | 0 | 0 | 0
1916-07-01 | 199 | 1 | 8904.1667 | 0 | 0 | 0 | 0 | 8904.1667 | 8904.1667 | 8904.1667 | 0 | 0 | 0 | 0 | 0 | 0 | 0 | 0 | 0
1916-08-01 | 200 | 1 | 8904.1667 | 0 | 0 | 0 | 0 | 8904.1667 | 8904.1667 | 8904.1667 | 0 | 0 | 0 | 0 | 0 | 0 | 0 | 0 | 0
1916-09-01 | 201 | 1 | 8904.1667 | 0 | 0 | 0 | 0 | 8904.1667 | 8904.1667 | 8904.1667 | 0 | 0 | 0 | 0 | 0 | 0 | 0 | 0 | 0
1916-10-01 | 202 | 1 | 8904.1667 | 0 | 0 | 0 | 0 | 8904.1667 | 8904.1667 | 8904.1667 | 0 | 0 | 0 | 0 | 0 | 0 | 0 | 0 | 0
1916-11-01 | 203 | 1 | 8904.1667 | 0 | 0 | 0 | 0 | 8904.1667 | 8904.1667 | 8904.1667 | 0 | 0 | 0 | 0 | 0 | 0 | 0 | 0 | 0
1916-12-01 | 204 | 1 | 8904.1667 | 0 | 0 | 0 | 0 | 8904.1667 | 8904.1667 | 8904.1667 | 0 | 0 | 0 | 0 | 0 | 0 | 0 | 0 | 0
1917-01-01 | 205 | 1 | 8904.1667 | 0 | 0 | 0 | 0 | 8904.1667 | 8904.1667 | 8904.1667 | 0 | 0 | 0 | 0 | 0 | 0 | 0 | 0 | 0
1917-02-01 | 206 | 1 | 8904.1667 | 0 | 0 | 0 | 0 | 8904.1667 | 8904.1667 | 8904.1667 | 0 | 0 | 0 | 0 | 0 | 0 | 0 | 0 | 0
1917-03-01 | 207 | 1 | 8904.1667 | 0 | 0 | 0 | 0 | 8904.1667 | 8904.1667 | 8904.1667 | 0 | 0 | 0 | 0 | 0 | 0 | 0 | 0 | 0
1917-04-01 | 208 | 1 | 8904.1667 | 0 | 0 | 0 | 0 | 8904.1667 | 8904.1667 | 8904.1667 | 0 | 0 | 0 | 0 | 0 | 0 | 0 | 0 | 0
1917-05-01 | 209 | 1 | 8904.1667 | 0 | 0 | 0 | 0 | 8904.1667 | 8904.1667 | 8904.1667 | 0 | 0 | 0 | 0 | 0 | 0 | 0 | 0 | 0
1917-06-01 | 210 | 1 | 8904.1667 | 0 | 0 | 0 | 0 | 8904.1667 | 8904.1667 | 8904.1667 | 0 | 0 | 0 | 0 | 0 | 0 | 0 | 0 | 0
1917-07-01 | 211 | 1 | 8904.1667 | 0 | 0 | 0 | 0 | 8904.1667 | 8904.1667 | 8904.1667 | 0 | 0 | 0 | 0 | 0 | 0 | 0 | 0 | 0
1917-08-01 | 212 | 1 | 8904.1667 | 0 | 0 | 0 | 0 | 8904.1667 | 8904.1667 | 8904.1667 | 0 | 0 | 0 | 0 | 0 | 0 | 0 | 0 | 0
1917-09-01 | 213 | 1 | 8904.1667 | 0 | 0 | 0 | 0 | 8904.1667 | 8904.1667 | 8904.1667 | 0 | 0 | 0 | 0 | 0 | 0 | 0 | 0 | 0
1917-10-01 | 214 | 1 | 8904.1667 | 0 | 0 | 0 | 0 | 8904.1667 | 8904.1667 | 8904.1667 | 0 | 0 | 0 | 0 | 0 | 0 | 0 | 0 | 0
1917-11-01 | 215 | 1 | 8904.1667 | 0 | 0 | 0 | 0 | 8904.1667 | 8904.1667 | 8904.1667 | 0 | 0 | 0 | 0 | 0 | 0 | 0 | 0 | 0
1917-12-01 | 216 | 1 | 8904.1667 | 0 | 0 | 0 | 0 | 8904.1667 | 8904.1667 | 8904.1667 | 0 | 0 | 0 | 0 | 0 | 0 | 0 | 0 | 0
1918-01-01 | 217 | 1 | 8904.1667 | 0 | 0 | 0 | 0 | 8904.1667 | 8904.1667 | 8904.1667 | 0 | 0 | 0 | 0 | 0 | 0 | 0 | 0 | 0
1918-02-01 | 218 | 1 | 8904.1667 | 0 | 0 | 0 | 0 | 8904.1667 | 8904.1667 | 8904.1667 | 0 | 0 | 0 | 0 | 0 | 0 | 0 | 0 | 0
1918-03-01 | 219 | 1 | 8904.1667 | 0 | 0 | 0 | 0 | 8904.1667 | 8904.1667 | 8904.1667 | 0 | 0 | 0 | 0 | 0 | 0 | 0 | 0 | 0
1918-04-01 | 220 | 1 | 8904.1667 | 0 | 0 | 0 | 0 | 8904.1667 | 8904.1667 | 8904.1667 | 0 | 0 | 0 | 0 | 0 | 0 | 0 | 0 | 0
1918-05-01 | 221 | 1 | 8904.1667 | 0 | 0 | 0 | 0 | 8904.1667 | 8904.1667 | 8904.1667 | 0 | 0 | 0 | 0 | 0 | 0 | 0 | 0 | 0
1918-06-01 | 222 | 1 | 8904.1667 | 0 | 0 | 0 | 0 | 8904.1667 | 8904.1667 | 8904.1667 | 0 | 0 | 0 | 0 | 0 | 0 | 0 | 0 | 0
1918-07-01 | 223 | 1 | 8904.1667 | 0 | 0 | 0 | 0 | 8904.1667 | 8904.1667 | 8904.1667 | 0 | 0 | 0 | 0 | 0 | 0 | 0 | 0 | 0
1918-08-01 | 224 | 1 | 8904.1667 | 0 | 0 | 0 | 0 | 8904.1667 | 8904.1667 | 8904.1667 | 0 | 0 | 0 | 0 | 0 | 0 | 0 | 0 | 0
1918-09-01 | 225 | 1 | 8904.1667 | 0 | 0 | 0 | 0 | 8904.1667 | 8904.1667 | 8904.1667 | 0 | 0 | 0 | 0 | 0 | 0 | 0 | 0 | 0
1918-10-01 | 226 | 1 | 8904.1667 | 0 | 0 | 0 | 0 | 8904.1667 | 8904.1667 | 8904.1667 | 0 | 0 | 0 | 0 | 0 | 0 | 0 | 0 | 0
1918-11-01 | 227 | 1 | 8904.1667 | 0 | 0 | 0 | 0 | 8904.1667 | 8904.1667 | 8904.1667 | 0 | 0 | 0 | 0 | 0 | 0 | 0 | 0 | 0
1918-12-01 | 228 | 1 | 8904.1667 | 0 | 0 | 0 | 0 | 8904.1667 | 8904.1667 | 8904.1667 | 0 | 0 | 0 | 0 | 0 | 0 | 0 | 0 | 0
1919-01-01 | 229 | 1 | 8904.1667 | 0 | 0 | 0 | 0 | 8904.1667 | 8904.1667 | 8904.1667 | 0 | 0 | 0 | 0 | 0 | 0 | 0 | 0 | 0
1919-02-01 | 230 | 1 | 8904.1667 | 0 | 0 | 0 | 0 | 8904.1667 | 8904.1667 | 8904.1667 | 0 | 0 | 0 | 0 | 0 | 0 | 0 | 0 | 0
1919-03-01 | 231 | 1 | 8904.1667 | 0 | 0 | 0 | 0 | 8904.1667 | 8904.1667 | 8904.1667 | 0 | 0 | 0 | 0 | 0 | 0 | 0 | 0 | 0
1919-04-01 | 232 | 1 | 8904.1667 | 0 | 0 | 0 | 0 | 8904.1667 | 8904.1667 | 8904.1667 | 0 | 0 | 0 | 0 | 0 | 0 | 0 | 0 | 0
1919-05-01 | 233 | 1 | 8904.1667 | 0 | 0 | 0 | 0 | 8904.1667 | 8904.1667 | 8904.1667 | 0 | 0 | 0 | 0 | 0 | 0 | 0 | 0 | 0
1919-06-01 | 234 | 1 | 8904.1667 | 0 | 0 | 0 | 0 | 8904.1667 | 8904.1667 | 8904.1667 | 0 | 0 | 0 | 0 | 0 | 0 | 0 | 0 | 0
1919-07-01 | 235 | 1 | 8904.1667 | 0 | 0 | 0 | 0 | 8904.1667 | 8904.1667 | 8904.1667 | 0 | 0 | 0 | 0 | 0 | 0 | 0 | 0 | 0
1919-08-01 | 236 | 1 | 8904.1667 | 0 | 0 | 0 | 0 | 8904.1667 | 8904.1667 | 8904.1667 | 0 | 0 | 0 | 0 | 0 | 0 | 0 | 0 | 0
1919-09-01 | 237 | 1 | 8904.1667 | 0 | 0 | 0 | 0 | 8904.1667 | 8904.1667 | 8904.1667 | 0 | 0 | 0 | 0 | 0 | 0 | 0 | 0 | 0
1919-10-01 | 238 | 1 | 8904.1667 | 0 | 0 | 0 | 0 | 8904.1667 | 8904.1667 | 8904.1667 | 0 | 0 | 0 | 0 | 0 | 0 | 0 | 0 | 0
1919-11-01 | 239 | 1 | 8904.1667 | 0 | 0 | 0 | 0 | 8904.1667 | 8904.1667 | 8904.1667 | 0 | 0 | 0 | 0 | 0 | 0 | 0 | 0 | 0
1919-12-01 | 240 | 1 | 8904.1667 | 0 | 0 | 0 | 0 | 8904.1667 | 8904.1667 | 8904.1667 | 0 | 0 | 0 | 0 | 0 | 0 | 0 | 0 | 0
Formulas:
Month = DATE(YEAR([Month, row above]),MONTH([Month, row above])+1,1)
Month = IF([Count]="NA","NA",DATE(YEAR([Month, row above]),MONTH([Month, row above])+1,1))

## Stage (1) Investment
Additional Detail: Stage (1) Monthly Investment
Participant: |  | Name of Market Participant |  |  |  |  | Tariff: | AESO 2021
Project Name: |  | Project Name |  |  |  |  | Effective: | 2021-01-01
Project Number: |  | Project Number |  | Type: | DTS Only |  | To: | Current
Stage and Month Lookup
Stage | Months |  | Start | End
1 | 240 |  | 1899-12-31 | 1919-12-31
Stage (1) Calculated Investment per Month of Maximum Investment Term
|  |  | Investment per Month by Tier |  |  |  |  | Nominal
Month | Count | Stage | Tier (a) | Tier (b) | Tier (c) | Tier (d) | Tier (e) | Monthly
1899-12-31 | 1 | 1 | 8904.1667 | 0 | 0 | 0 | 0 | 8904.1667
1900-01-31 | 2 | 1 | 8904.1667 | 0 | 0 | 0 | 0 | 8904.1667
1900-03-01 | 3 | 1 | 8904.1667 | 0 | 0 | 0 | 0 | 8904.1667
1900-04-01 | 4 | 1 | 8904.1667 | 0 | 0 | 0 | 0 | 8904.1667
1900-05-01 | 5 | 1 | 8904.1667 | 0 | 0 | 0 | 0 | 8904.1667
1900-06-01 | 6 | 1 | 8904.1667 | 0 | 0 | 0 | 0 | 8904.1667
1900-07-01 | 7 | 1 | 8904.1667 | 0 | 0 | 0 | 0 | 8904.1667
1900-08-01 | 8 | 1 | 8904.1667 | 0 | 0 | 0 | 0 | 8904.1667
1900-09-01 | 9 | 1 | 8904.1667 | 0 | 0 | 0 | 0 | 8904.1667
1900-10-01 | 10 | 1 | 8904.1667 | 0 | 0 | 0 | 0 | 8904.1667
1900-11-01 | 11 | 1 | 8904.1667 | 0 | 0 | 0 | 0 | 8904.1667
1900-12-01 | 12 | 1 | 8904.1667 | 0 | 0 | 0 | 0 | 8904.1667
1901-01-01 | 13 | 1 | 8904.1667 | 0 | 0 | 0 | 0 | 8904.1667
1901-02-01 | 14 | 1 | 8904.1667 | 0 | 0 | 0 | 0 | 8904.1667
1901-03-01 | 15 | 1 | 8904.1667 | 0 | 0 | 0 | 0 | 8904.1667
1901-04-01 | 16 | 1 | 8904.1667 | 0 | 0 | 0 | 0 | 8904.1667
1901-05-01 | 17 | 1 | 8904.1667 | 0 | 0 | 0 | 0 | 8904.1667
1901-06-01 | 18 | 1 | 8904.1667 | 0 | 0 | 0 | 0 | 8904.1667
1901-07-01 | 19 | 1 | 8904.1667 | 0 | 0 | 0 | 0 | 8904.1667
1901-08-01 | 20 | 1 | 8904.1667 | 0 | 0 | 0 | 0 | 8904.1667
1901-09-01 | 21 | 1 | 8904.1667 | 0 | 0 | 0 | 0 | 8904.1667
1901-10-01 | 22 | 1 | 8904.1667 | 0 | 0 | 0 | 0 | 8904.1667
1901-11-01 | 23 | 1 | 8904.1667 | 0 | 0 | 0 | 0 | 8904.1667
1901-12-01 | 24 | 1 | 8904.1667 | 0 | 0 | 0 | 0 | 8904.1667
1902-01-01 | 25 | 1 | 8904.1667 | 0 | 0 | 0 | 0 | 8904.1667
1902-02-01 | 26 | 1 | 8904.1667 | 0 | 0 | 0 | 0 | 8904.1667
1902-03-01 | 27 | 1 | 8904.1667 | 0 | 0 | 0 | 0 | 8904.1667
1902-04-01 | 28 | 1 | 8904.1667 | 0 | 0 | 0 | 0 | 8904.1667
1902-05-01 | 29 | 1 | 8904.1667 | 0 | 0 | 0 | 0 | 8904.1667
1902-06-01 | 30 | 1 | 8904.1667 | 0 | 0 | 0 | 0 | 8904.1667
1902-07-01 | 31 | 1 | 8904.1667 | 0 | 0 | 0 | 0 | 8904.1667
1902-08-01 | 32 | 1 | 8904.1667 | 0 | 0 | 0 | 0 | 8904.1667
1902-09-01 | 33 | 1 | 8904.1667 | 0 | 0 | 0 | 0 | 8904.1667
1902-10-01 | 34 | 1 | 8904.1667 | 0 | 0 | 0 | 0 | 8904.1667
1902-11-01 | 35 | 1 | 8904.1667 | 0 | 0 | 0 | 0 | 8904.1667
1902-12-01 | 36 | 1 | 8904.1667 | 0 | 0 | 0 | 0 | 8904.1667
1903-01-01 | 37 | 1 | 8904.1667 | 0 | 0 | 0 | 0 | 8904.1667
1903-02-01 | 38 | 1 | 8904.1667 | 0 | 0 | 0 | 0 | 8904.1667
1903-03-01 | 39 | 1 | 8904.1667 | 0 | 0 | 0 | 0 | 8904.1667
1903-04-01 | 40 | 1 | 8904.1667 | 0 | 0 | 0 | 0 | 8904.1667
1903-05-01 | 41 | 1 | 8904.1667 | 0 | 0 | 0 | 0 | 8904.1667
1903-06-01 | 42 | 1 | 8904.1667 | 0 | 0 | 0 | 0 | 8904.1667
1903-07-01 | 43 | 1 | 8904.1667 | 0 | 0 | 0 | 0 | 8904.1667
1903-08-01 | 44 | 1 | 8904.1667 | 0 | 0 | 0 | 0 | 8904.1667
1903-09-01 | 45 | 1 | 8904.1667 | 0 | 0 | 0 | 0 | 8904.1667
1903-10-01 | 46 | 1 | 8904.1667 | 0 | 0 | 0 | 0 | 8904.1667
1903-11-01 | 47 | 1 | 8904.1667 | 0 | 0 | 0 | 0 | 8904.1667
1903-12-01 | 48 | 1 | 8904.1667 | 0 | 0 | 0 | 0 | 8904.1667
1904-01-01 | 49 | 1 | 8904.1667 | 0 | 0 | 0 | 0 | 8904.1667
1904-02-01 | 50 | 1 | 8904.1667 | 0 | 0 | 0 | 0 | 8904.1667
1904-03-01 | 51 | 1 | 8904.1667 | 0 | 0 | 0 | 0 | 8904.1667
1904-04-01 | 52 | 1 | 8904.1667 | 0 | 0 | 0 | 0 | 8904.1667
1904-05-01 | 53 | 1 | 8904.1667 | 0 | 0 | 0 | 0 | 8904.1667
1904-06-01 | 54 | 1 | 8904.1667 | 0 | 0 | 0 | 0 | 8904.1667
1904-07-01 | 55 | 1 | 8904.1667 | 0 | 0 | 0 | 0 | 8904.1667
1904-08-01 | 56 | 1 | 8904.1667 | 0 | 0 | 0 | 0 | 8904.1667
1904-09-01 | 57 | 1 | 8904.1667 | 0 | 0 | 0 | 0 | 8904.1667
1904-10-01 | 58 | 1 | 8904.1667 | 0 | 0 | 0 | 0 | 8904.1667
1904-11-01 | 59 | 1 | 8904.1667 | 0 | 0 | 0 | 0 | 8904.1667
1904-12-01 | 60 | 1 | 8904.1667 | 0 | 0 | 0 | 0 | 8904.1667
1905-01-01 | 61 | 1 | 8904.1667 | 0 | 0 | 0 | 0 | 8904.1667
1905-02-01 | 62 | 1 | 8904.1667 | 0 | 0 | 0 | 0 | 8904.1667
1905-03-01 | 63 | 1 | 8904.1667 | 0 | 0 | 0 | 0 | 8904.1667
1905-04-01 | 64 | 1 | 8904.1667 | 0 | 0 | 0 | 0 | 8904.1667
1905-05-01 | 65 | 1 | 8904.1667 | 0 | 0 | 0 | 0 | 8904.1667
1905-06-01 | 66 | 1 | 8904.1667 | 0 | 0 | 0 | 0 | 8904.1667
1905-07-01 | 67 | 1 | 8904.1667 | 0 | 0 | 0 | 0 | 8904.1667
1905-08-01 | 68 | 1 | 8904.1667 | 0 | 0 | 0 | 0 | 8904.1667
1905-09-01 | 69 | 1 | 8904.1667 | 0 | 0 | 0 | 0 | 8904.1667
1905-10-01 | 70 | 1 | 8904.1667 | 0 | 0 | 0 | 0 | 8904.1667
1905-11-01 | 71 | 1 | 8904.1667 | 0 | 0 | 0 | 0 | 8904.1667
1905-12-01 | 72 | 1 | 8904.1667 | 0 | 0 | 0 | 0 | 8904.1667
1906-01-01 | 73 | 1 | 8904.1667 | 0 | 0 | 0 | 0 | 8904.1667
1906-02-01 | 74 | 1 | 8904.1667 | 0 | 0 | 0 | 0 | 8904.1667
1906-03-01 | 75 | 1 | 8904.1667 | 0 | 0 | 0 | 0 | 8904.1667
1906-04-01 | 76 | 1 | 8904.1667 | 0 | 0 | 0 | 0 | 8904.1667
1906-05-01 | 77 | 1 | 8904.1667 | 0 | 0 | 0 | 0 | 8904.1667
1906-06-01 | 78 | 1 | 8904.1667 | 0 | 0 | 0 | 0 | 8904.1667
1906-07-01 | 79 | 1 | 8904.1667 | 0 | 0 | 0 | 0 | 8904.1667
1906-08-01 | 80 | 1 | 8904.1667 | 0 | 0 | 0 | 0 | 8904.1667
1906-09-01 | 81 | 1 | 8904.1667 | 0 | 0 | 0 | 0 | 8904.1667
1906-10-01 | 82 | 1 | 8904.1667 | 0 | 0 | 0 | 0 | 8904.1667
1906-11-01 | 83 | 1 | 8904.1667 | 0 | 0 | 0 | 0 | 8904.1667
1906-12-01 | 84 | 1 | 8904.1667 | 0 | 0 | 0 | 0 | 8904.1667
1907-01-01 | 85 | 1 | 8904.1667 | 0 | 0 | 0 | 0 | 8904.1667
1907-02-01 | 86 | 1 | 8904.1667 | 0 | 0 | 0 | 0 | 8904.1667
1907-03-01 | 87 | 1 | 8904.1667 | 0 | 0 | 0 | 0 | 8904.1667
1907-04-01 | 88 | 1 | 8904.1667 | 0 | 0 | 0 | 0 | 8904.1667
1907-05-01 | 89 | 1 | 8904.1667 | 0 | 0 | 0 | 0 | 8904.1667
1907-06-01 | 90 | 1 | 8904.1667 | 0 | 0 | 0 | 0 | 8904.1667
1907-07-01 | 91 | 1 | 8904.1667 | 0 | 0 | 0 | 0 | 8904.1667
1907-08-01 | 92 | 1 | 8904.1667 | 0 | 0 | 0 | 0 | 8904.1667
1907-09-01 | 93 | 1 | 8904.1667 | 0 | 0 | 0 | 0 | 8904.1667
1907-10-01 | 94 | 1 | 8904.1667 | 0 | 0 | 0 | 0 | 8904.1667
1907-11-01 | 95 | 1 | 8904.1667 | 0 | 0 | 0 | 0 | 8904.1667
1907-12-01 | 96 | 1 | 8904.1667 | 0 | 0 | 0 | 0 | 8904.1667
1908-01-01 | 97 | 1 | 8904.1667 | 0 | 0 | 0 | 0 | 8904.1667
1908-02-01 | 98 | 1 | 8904.1667 | 0 | 0 | 0 | 0 | 8904.1667
1908-03-01 | 99 | 1 | 8904.1667 | 0 | 0 | 0 | 0 | 8904.1667
1908-04-01 | 100 | 1 | 8904.1667 | 0 | 0 | 0 | 0 | 8904.1667
1908-05-01 | 101 | 1 | 8904.1667 | 0 | 0 | 0 | 0 | 8904.1667
1908-06-01 | 102 | 1 | 8904.1667 | 0 | 0 | 0 | 0 | 8904.1667
1908-07-01 | 103 | 1 | 8904.1667 | 0 | 0 | 0 | 0 | 8904.1667
1908-08-01 | 104 | 1 | 8904.1667 | 0 | 0 | 0 | 0 | 8904.1667
1908-09-01 | 105 | 1 | 8904.1667 | 0 | 0 | 0 | 0 | 8904.1667
1908-10-01 | 106 | 1 | 8904.1667 | 0 | 0 | 0 | 0 | 8904.1667
1908-11-01 | 107 | 1 | 8904.1667 | 0 | 0 | 0 | 0 | 8904.1667
1908-12-01 | 108 | 1 | 8904.1667 | 0 | 0 | 0 | 0 | 8904.1667
1909-01-01 | 109 | 1 | 8904.1667 | 0 | 0 | 0 | 0 | 8904.1667
1909-02-01 | 110 | 1 | 8904.1667 | 0 | 0 | 0 | 0 | 8904.1667
1909-03-01 | 111 | 1 | 8904.1667 | 0 | 0 | 0 | 0 | 8904.1667
1909-04-01 | 112 | 1 | 8904.1667 | 0 | 0 | 0 | 0 | 8904.1667
1909-05-01 | 113 | 1 | 8904.1667 | 0 | 0 | 0 | 0 | 8904.1667
1909-06-01 | 114 | 1 | 8904.1667 | 0 | 0 | 0 | 0 | 8904.1667
1909-07-01 | 115 | 1 | 8904.1667 | 0 | 0 | 0 | 0 | 8904.1667
1909-08-01 | 116 | 1 | 8904.1667 | 0 | 0 | 0 | 0 | 8904.1667
1909-09-01 | 117 | 1 | 8904.1667 | 0 | 0 | 0 | 0 | 8904.1667
1909-10-01 | 118 | 1 | 8904.1667 | 0 | 0 | 0 | 0 | 8904.1667
1909-11-01 | 119 | 1 | 8904.1667 | 0 | 0 | 0 | 0 | 8904.1667
1909-12-01 | 120 | 1 | 8904.1667 | 0 | 0 | 0 | 0 | 8904.1667
1910-01-01 | 121 | 1 | 8904.1667 | 0 | 0 | 0 | 0 | 8904.1667
1910-02-01 | 122 | 1 | 8904.1667 | 0 | 0 | 0 | 0 | 8904.1667
1910-03-01 | 123 | 1 | 8904.1667 | 0 | 0 | 0 | 0 | 8904.1667
1910-04-01 | 124 | 1 | 8904.1667 | 0 | 0 | 0 | 0 | 8904.1667
1910-05-01 | 125 | 1 | 8904.1667 | 0 | 0 | 0 | 0 | 8904.1667
1910-06-01 | 126 | 1 | 8904.1667 | 0 | 0 | 0 | 0 | 8904.1667
1910-07-01 | 127 | 1 | 8904.1667 | 0 | 0 | 0 | 0 | 8904.1667
1910-08-01 | 128 | 1 | 8904.1667 | 0 | 0 | 0 | 0 | 8904.1667
1910-09-01 | 129 | 1 | 8904.1667 | 0 | 0 | 0 | 0 | 8904.1667
1910-10-01 | 130 | 1 | 8904.1667 | 0 | 0 | 0 | 0 | 8904.1667
1910-11-01 | 131 | 1 | 8904.1667 | 0 | 0 | 0 | 0 | 8904.1667
1910-12-01 | 132 | 1 | 8904.1667 | 0 | 0 | 0 | 0 | 8904.1667
1911-01-01 | 133 | 1 | 8904.1667 | 0 | 0 | 0 | 0 | 8904.1667
1911-02-01 | 134 | 1 | 8904.1667 | 0 | 0 | 0 | 0 | 8904.1667
1911-03-01 | 135 | 1 | 8904.1667 | 0 | 0 | 0 | 0 | 8904.1667
1911-04-01 | 136 | 1 | 8904.1667 | 0 | 0 | 0 | 0 | 8904.1667
1911-05-01 | 137 | 1 | 8904.1667 | 0 | 0 | 0 | 0 | 8904.1667
1911-06-01 | 138 | 1 | 8904.1667 | 0 | 0 | 0 | 0 | 8904.1667
1911-07-01 | 139 | 1 | 8904.1667 | 0 | 0 | 0 | 0 | 8904.1667
1911-08-01 | 140 | 1 | 8904.1667 | 0 | 0 | 0 | 0 | 8904.1667
1911-09-01 | 141 | 1 | 8904.1667 | 0 | 0 | 0 | 0 | 8904.1667
1911-10-01 | 142 | 1 | 8904.1667 | 0 | 0 | 0 | 0 | 8904.1667
1911-11-01 | 143 | 1 | 8904.1667 | 0 | 0 | 0 | 0 | 8904.1667
1911-12-01 | 144 | 1 | 8904.1667 | 0 | 0 | 0 | 0 | 8904.1667
1912-01-01 | 145 | 1 | 8904.1667 | 0 | 0 | 0 | 0 | 8904.1667
1912-02-01 | 146 | 1 | 8904.1667 | 0 | 0 | 0 | 0 | 8904.1667
1912-03-01 | 147 | 1 | 8904.1667 | 0 | 0 | 0 | 0 | 8904.1667
1912-04-01 | 148 | 1 | 8904.1667 | 0 | 0 | 0 | 0 | 8904.1667
1912-05-01 | 149 | 1 | 8904.1667 | 0 | 0 | 0 | 0 | 8904.1667
1912-06-01 | 150 | 1 | 8904.1667 | 0 | 0 | 0 | 0 | 8904.1667
1912-07-01 | 151 | 1 | 8904.1667 | 0 | 0 | 0 | 0 | 8904.1667
1912-08-01 | 152 | 1 | 8904.1667 | 0 | 0 | 0 | 0 | 8904.1667
1912-09-01 | 153 | 1 | 8904.1667 | 0 | 0 | 0 | 0 | 8904.1667
1912-10-01 | 154 | 1 | 8904.1667 | 0 | 0 | 0 | 0 | 8904.1667
1912-11-01 | 155 | 1 | 8904.1667 | 0 | 0 | 0 | 0 | 8904.1667
1912-12-01 | 156 | 1 | 8904.1667 | 0 | 0 | 0 | 0 | 8904.1667
1913-01-01 | 157 | 1 | 8904.1667 | 0 | 0 | 0 | 0 | 8904.1667
1913-02-01 | 158 | 1 | 8904.1667 | 0 | 0 | 0 | 0 | 8904.1667
1913-03-01 | 159 | 1 | 8904.1667 | 0 | 0 | 0 | 0 | 8904.1667
1913-04-01 | 160 | 1 | 8904.1667 | 0 | 0 | 0 | 0 | 8904.1667
1913-05-01 | 161 | 1 | 8904.1667 | 0 | 0 | 0 | 0 | 8904.1667
1913-06-01 | 162 | 1 | 8904.1667 | 0 | 0 | 0 | 0 | 8904.1667
1913-07-01 | 163 | 1 | 8904.1667 | 0 | 0 | 0 | 0 | 8904.1667
1913-08-01 | 164 | 1 | 8904.1667 | 0 | 0 | 0 | 0 | 8904.1667
1913-09-01 | 165 | 1 | 8904.1667 | 0 | 0 | 0 | 0 | 8904.1667
1913-10-01 | 166 | 1 | 8904.1667 | 0 | 0 | 0 | 0 | 8904.1667
1913-11-01 | 167 | 1 | 8904.1667 | 0 | 0 | 0 | 0 | 8904.1667
1913-12-01 | 168 | 1 | 8904.1667 | 0 | 0 | 0 | 0 | 8904.1667
1914-01-01 | 169 | 1 | 8904.1667 | 0 | 0 | 0 | 0 | 8904.1667
1914-02-01 | 170 | 1 | 8904.1667 | 0 | 0 | 0 | 0 | 8904.1667
1914-03-01 | 171 | 1 | 8904.1667 | 0 | 0 | 0 | 0 | 8904.1667
1914-04-01 | 172 | 1 | 8904.1667 | 0 | 0 | 0 | 0 | 8904.1667
1914-05-01 | 173 | 1 | 8904.1667 | 0 | 0 | 0 | 0 | 8904.1667
1914-06-01 | 174 | 1 | 8904.1667 | 0 | 0 | 0 | 0 | 8904.1667
1914-07-01 | 175 | 1 | 8904.1667 | 0 | 0 | 0 | 0 | 8904.1667
1914-08-01 | 176 | 1 | 8904.1667 | 0 | 0 | 0 | 0 | 8904.1667
1914-09-01 | 177 | 1 | 8904.1667 | 0 | 0 | 0 | 0 | 8904.1667
1914-10-01 | 178 | 1 | 8904.1667 | 0 | 0 | 0 | 0 | 8904.1667
1914-11-01 | 179 | 1 | 8904.1667 | 0 | 0 | 0 | 0 | 8904.1667
1914-12-01 | 180 | 1 | 8904.1667 | 0 | 0 | 0 | 0 | 8904.1667
1915-01-01 | 181 | 1 | 8904.1667 | 0 | 0 | 0 | 0 | 8904.1667
1915-02-01 | 182 | 1 | 8904.1667 | 0 | 0 | 0 | 0 | 8904.1667
1915-03-01 | 183 | 1 | 8904.1667 | 0 | 0 | 0 | 0 | 8904.1667
1915-04-01 | 184 | 1 | 8904.1667 | 0 | 0 | 0 | 0 | 8904.1667
1915-05-01 | 185 | 1 | 8904.1667 | 0 | 0 | 0 | 0 | 8904.1667
1915-06-01 | 186 | 1 | 8904.1667 | 0 | 0 | 0 | 0 | 8904.1667
1915-07-01 | 187 | 1 | 8904.1667 | 0 | 0 | 0 | 0 | 8904.1667
1915-08-01 | 188 | 1 | 8904.1667 | 0 | 0 | 0 | 0 | 8904.1667
1915-09-01 | 189 | 1 | 8904.1667 | 0 | 0 | 0 | 0 | 8904.1667
1915-10-01 | 190 | 1 | 8904.1667 | 0 | 0 | 0 | 0 | 8904.1667
1915-11-01 | 191 | 1 | 8904.1667 | 0 | 0 | 0 | 0 | 8904.1667
1915-12-01 | 192 | 1 | 8904.1667 | 0 | 0 | 0 | 0 | 8904.1667
1916-01-01 | 193 | 1 | 8904.1667 | 0 | 0 | 0 | 0 | 8904.1667
1916-02-01 | 194 | 1 | 8904.1667 | 0 | 0 | 0 | 0 | 8904.1667
1916-03-01 | 195 | 1 | 8904.1667 | 0 | 0 | 0 | 0 | 8904.1667
1916-04-01 | 196 | 1 | 8904.1667 | 0 | 0 | 0 | 0 | 8904.1667
1916-05-01 | 197 | 1 | 8904.1667 | 0 | 0 | 0 | 0 | 8904.1667
1916-06-01 | 198 | 1 | 8904.1667 | 0 | 0 | 0 | 0 | 8904.1667
1916-07-01 | 199 | 1 | 8904.1667 | 0 | 0 | 0 | 0 | 8904.1667
1916-08-01 | 200 | 1 | 8904.1667 | 0 | 0 | 0 | 0 | 8904.1667
1916-09-01 | 201 | 1 | 8904.1667 | 0 | 0 | 0 | 0 | 8904.1667
1916-10-01 | 202 | 1 | 8904.1667 | 0 | 0 | 0 | 0 | 8904.1667
1916-11-01 | 203 | 1 | 8904.1667 | 0 | 0 | 0 | 0 | 8904.1667
1916-12-01 | 204 | 1 | 8904.1667 | 0 | 0 | 0 | 0 | 8904.1667
1917-01-01 | 205 | 1 | 8904.1667 | 0 | 0 | 0 | 0 | 8904.1667
1917-02-01 | 206 | 1 | 8904.1667 | 0 | 0 | 0 | 0 | 8904.1667
1917-03-01 | 207 | 1 | 8904.1667 | 0 | 0 | 0 | 0 | 8904.1667
1917-04-01 | 208 | 1 | 8904.1667 | 0 | 0 | 0 | 0 | 8904.1667
1917-05-01 | 209 | 1 | 8904.1667 | 0 | 0 | 0 | 0 | 8904.1667
1917-06-01 | 210 | 1 | 8904.1667 | 0 | 0 | 0 | 0 | 8904.1667
1917-07-01 | 211 | 1 | 8904.1667 | 0 | 0 | 0 | 0 | 8904.1667
1917-08-01 | 212 | 1 | 8904.1667 | 0 | 0 | 0 | 0 | 8904.1667
1917-09-01 | 213 | 1 | 8904.1667 | 0 | 0 | 0 | 0 | 8904.1667
1917-10-01 | 214 | 1 | 8904.1667 | 0 | 0 | 0 | 0 | 8904.1667
1917-11-01 | 215 | 1 | 8904.1667 | 0 | 0 | 0 | 0 | 8904.1667
1917-12-01 | 216 | 1 | 8904.1667 | 0 | 0 | 0 | 0 | 8904.1667
1918-01-01 | 217 | 1 | 8904.1667 | 0 | 0 | 0 | 0 | 8904.1667
1918-02-01 | 218 | 1 | 8904.1667 | 0 | 0 | 0 | 0 | 8904.1667
1918-03-01 | 219 | 1 | 8904.1667 | 0 | 0 | 0 | 0 | 8904.1667
1918-04-01 | 220 | 1 | 8904.1667 | 0 | 0 | 0 | 0 | 8904.1667
1918-05-01 | 221 | 1 | 8904.1667 | 0 | 0 | 0 | 0 | 8904.1667
1918-06-01 | 222 | 1 | 8904.1667 | 0 | 0 | 0 | 0 | 8904.1667
1918-07-01 | 223 | 1 | 8904.1667 | 0 | 0 | 0 | 0 | 8904.1667
1918-08-01 | 224 | 1 | 8904.1667 | 0 | 0 | 0 | 0 | 8904.1667
1918-09-01 | 225 | 1 | 8904.1667 | 0 | 0 | 0 | 0 | 8904.1667
1918-10-01 | 226 | 1 | 8904.1667 | 0 | 0 | 0 | 0 | 8904.1667
1918-11-01 | 227 | 1 | 8904.1667 | 0 | 0 | 0 | 0 | 8904.1667
1918-12-01 | 228 | 1 | 8904.1667 | 0 | 0 | 0 | 0 | 8904.1667
1919-01-01 | 229 | 1 | 8904.1667 | 0 | 0 | 0 | 0 | 8904.1667
1919-02-01 | 230 | 1 | 8904.1667 | 0 | 0 | 0 | 0 | 8904.1667
1919-03-01 | 231 | 1 | 8904.1667 | 0 | 0 | 0 | 0 | 8904.1667
1919-04-01 | 232 | 1 | 8904.1667 | 0 | 0 | 0 | 0 | 8904.1667
1919-05-01 | 233 | 1 | 8904.1667 | 0 | 0 | 0 | 0 | 8904.1667
1919-06-01 | 234 | 1 | 8904.1667 | 0 | 0 | 0 | 0 | 8904.1667
1919-07-01 | 235 | 1 | 8904.1667 | 0 | 0 | 0 | 0 | 8904.1667
1919-08-01 | 236 | 1 | 8904.1667 | 0 | 0 | 0 | 0 | 8904.1667
1919-09-01 | 237 | 1 | 8904.1667 | 0 | 0 | 0 | 0 | 8904.1667
1919-10-01 | 238 | 1 | 8904.1667 | 0 | 0 | 0 | 0 | 8904.1667
1919-11-01 | 239 | 1 | 8904.1667 | 0 | 0 | 0 | 0 | 8904.1667
1919-12-01 | 240 | 1 | 8904.1667 | 0 | 0 | 0 | 0 | 8904.1667
Formulas:
End = DATE(YEAR([Start]),MONTH([Start])+'A1 Costs and Contract'!C57,1)-1
Stage = DATE(YEAR([Stage, row above]),MONTH([Stage, row above])+1,1)
Stage = IF([Months]="NA","NA",DATE(YEAR([Stage, row above]),MONTH([Stage, row above])+1,1))

## Stage (2) Investment
Additional Detail: Stage (2) Monthly Investment
Participant: |  | Name of Market Participant |  |  |  |  | Tariff: | AESO 2021
Project Name: |  | Project Name |  |  |  |  | Effective: | 2021-01-01
Project Number: |  | Project Number |  | Type: | DTS Only |  | To: | Current
Stage and Month Lookup
Stage | Months |  | Start | End
1 | 240 |  | 1899-12-31 | 1919-12-31
0 | 0 |  | 0 | 0
Stage (2) Calculated Investment per Month of Maximum Investment Term
|  |  | Investment per Month by Tier |  |  |  |  | Nominal
Month | Count | Stage | Tier (a) | Tier (b) | Tier (c) | Tier (d) | Tier (e) | Monthly
1899-12-31 | 1 | 1 | 8904.1667 | 0 | 0 | 0 | 0 | 8904.1667
1900-01-31 | 2 | 1 | 8904.1667 | 0 | 0 | 0 | 0 | 8904.1667
1900-03-01 | 3 | 1 | 8904.1667 | 0 | 0 | 0 | 0 | 8904.1667
1900-04-01 | 4 | 1 | 8904.1667 | 0 | 0 | 0 | 0 | 8904.1667
1900-05-01 | 5 | 1 | 8904.1667 | 0 | 0 | 0 | 0 | 8904.1667
1900-06-01 | 6 | 1 | 8904.1667 | 0 | 0 | 0 | 0 | 8904.1667
1900-07-01 | 7 | 1 | 8904.1667 | 0 | 0 | 0 | 0 | 8904.1667
1900-08-01 | 8 | 1 | 8904.1667 | 0 | 0 | 0 | 0 | 8904.1667
1900-09-01 | 9 | 1 | 8904.1667 | 0 | 0 | 0 | 0 | 8904.1667
1900-10-01 | 10 | 1 | 8904.1667 | 0 | 0 | 0 | 0 | 8904.1667
1900-11-01 | 11 | 1 | 8904.1667 | 0 | 0 | 0 | 0 | 8904.1667
1900-12-01 | 12 | 1 | 8904.1667 | 0 | 0 | 0 | 0 | 8904.1667
1901-01-01 | 13 | 1 | 8904.1667 | 0 | 0 | 0 | 0 | 8904.1667
1901-02-01 | 14 | 1 | 8904.1667 | 0 | 0 | 0 | 0 | 8904.1667
1901-03-01 | 15 | 1 | 8904.1667 | 0 | 0 | 0 | 0 | 8904.1667
1901-04-01 | 16 | 1 | 8904.1667 | 0 | 0 | 0 | 0 | 8904.1667
1901-05-01 | 17 | 1 | 8904.1667 | 0 | 0 | 0 | 0 | 8904.1667
1901-06-01 | 18 | 1 | 8904.1667 | 0 | 0 | 0 | 0 | 8904.1667
1901-07-01 | 19 | 1 | 8904.1667 | 0 | 0 | 0 | 0 | 8904.1667
1901-08-01 | 20 | 1 | 8904.1667 | 0 | 0 | 0 | 0 | 8904.1667
1901-09-01 | 21 | 1 | 8904.1667 | 0 | 0 | 0 | 0 | 8904.1667
1901-10-01 | 22 | 1 | 8904.1667 | 0 | 0 | 0 | 0 | 8904.1667
1901-11-01 | 23 | 1 | 8904.1667 | 0 | 0 | 0 | 0 | 8904.1667
1901-12-01 | 24 | 1 | 8904.1667 | 0 | 0 | 0 | 0 | 8904.1667
1902-01-01 | 25 | 1 | 8904.1667 | 0 | 0 | 0 | 0 | 8904.1667
1902-02-01 | 26 | 1 | 8904.1667 | 0 | 0 | 0 | 0 | 8904.1667
1902-03-01 | 27 | 1 | 8904.1667 | 0 | 0 | 0 | 0 | 8904.1667
1902-04-01 | 28 | 1 | 8904.1667 | 0 | 0 | 0 | 0 | 8904.1667
1902-05-01 | 29 | 1 | 8904.1667 | 0 | 0 | 0 | 0 | 8904.1667
1902-06-01 | 30 | 1 | 8904.1667 | 0 | 0 | 0 | 0 | 8904.1667
1902-07-01 | 31 | 1 | 8904.1667 | 0 | 0 | 0 | 0 | 8904.1667
1902-08-01 | 32 | 1 | 8904.1667 | 0 | 0 | 0 | 0 | 8904.1667
1902-09-01 | 33 | 1 | 8904.1667 | 0 | 0 | 0 | 0 | 8904.1667
1902-10-01 | 34 | 1 | 8904.1667 | 0 | 0 | 0 | 0 | 8904.1667
1902-11-01 | 35 | 1 | 8904.1667 | 0 | 0 | 0 | 0 | 8904.1667
1902-12-01 | 36 | 1 | 8904.1667 | 0 | 0 | 0 | 0 | 8904.1667
1903-01-01 | 37 | 1 | 8904.1667 | 0 | 0 | 0 | 0 | 8904.1667
1903-02-01 | 38 | 1 | 8904.1667 | 0 | 0 | 0 | 0 | 8904.1667
1903-03-01 | 39 | 1 | 8904.1667 | 0 | 0 | 0 | 0 | 8904.1667
1903-04-01 | 40 | 1 | 8904.1667 | 0 | 0 | 0 | 0 | 8904.1667
1903-05-01 | 41 | 1 | 8904.1667 | 0 | 0 | 0 | 0 | 8904.1667
1903-06-01 | 42 | 1 | 8904.1667 | 0 | 0 | 0 | 0 | 8904.1667
1903-07-01 | 43 | 1 | 8904.1667 | 0 | 0 | 0 | 0 | 8904.1667
1903-08-01 | 44 | 1 | 8904.1667 | 0 | 0 | 0 | 0 | 8904.1667
1903-09-01 | 45 | 1 | 8904.1667 | 0 | 0 | 0 | 0 | 8904.1667
1903-10-01 | 46 | 1 | 8904.1667 | 0 | 0 | 0 | 0 | 8904.1667
1903-11-01 | 47 | 1 | 8904.1667 | 0 | 0 | 0 | 0 | 8904.1667
1903-12-01 | 48 | 1 | 8904.1667 | 0 | 0 | 0 | 0 | 8904.1667
1904-01-01 | 49 | 1 | 8904.1667 | 0 | 0 | 0 | 0 | 8904.1667
1904-02-01 | 50 | 1 | 8904.1667 | 0 | 0 | 0 | 0 | 8904.1667
1904-03-01 | 51 | 1 | 8904.1667 | 0 | 0 | 0 | 0 | 8904.1667
1904-04-01 | 52 | 1 | 8904.1667 | 0 | 0 | 0 | 0 | 8904.1667
1904-05-01 | 53 | 1 | 8904.1667 | 0 | 0 | 0 | 0 | 8904.1667
1904-06-01 | 54 | 1 | 8904.1667 | 0 | 0 | 0 | 0 | 8904.1667
1904-07-01 | 55 | 1 | 8904.1667 | 0 | 0 | 0 | 0 | 8904.1667
1904-08-01 | 56 | 1 | 8904.1667 | 0 | 0 | 0 | 0 | 8904.1667
1904-09-01 | 57 | 1 | 8904.1667 | 0 | 0 | 0 | 0 | 8904.1667
1904-10-01 | 58 | 1 | 8904.1667 | 0 | 0 | 0 | 0 | 8904.1667
1904-11-01 | 59 | 1 | 8904.1667 | 0 | 0 | 0 | 0 | 8904.1667
1904-12-01 | 60 | 1 | 8904.1667 | 0 | 0 | 0 | 0 | 8904.1667
1905-01-01 | 61 | 1 | 8904.1667 | 0 | 0 | 0 | 0 | 8904.1667
1905-02-01 | 62 | 1 | 8904.1667 | 0 | 0 | 0 | 0 | 8904.1667
1905-03-01 | 63 | 1 | 8904.1667 | 0 | 0 | 0 | 0 | 8904.1667
1905-04-01 | 64 | 1 | 8904.1667 | 0 | 0 | 0 | 0 | 8904.1667
1905-05-01 | 65 | 1 | 8904.1667 | 0 | 0 | 0 | 0 | 8904.1667
1905-06-01 | 66 | 1 | 8904.1667 | 0 | 0 | 0 | 0 | 8904.1667
1905-07-01 | 67 | 1 | 8904.1667 | 0 | 0 | 0 | 0 | 8904.1667
1905-08-01 | 68 | 1 | 8904.1667 | 0 | 0 | 0 | 0 | 8904.1667
1905-09-01 | 69 | 1 | 8904.1667 | 0 | 0 | 0 | 0 | 8904.1667
1905-10-01 | 70 | 1 | 8904.1667 | 0 | 0 | 0 | 0 | 8904.1667
1905-11-01 | 71 | 1 | 8904.1667 | 0 | 0 | 0 | 0 | 8904.1667
1905-12-01 | 72 | 1 | 8904.1667 | 0 | 0 | 0 | 0 | 8904.1667
1906-01-01 | 73 | 1 | 8904.1667 | 0 | 0 | 0 | 0 | 8904.1667
1906-02-01 | 74 | 1 | 8904.1667 | 0 | 0 | 0 | 0 | 8904.1667
1906-03-01 | 75 | 1 | 8904.1667 | 0 | 0 | 0 | 0 | 8904.1667
1906-04-01 | 76 | 1 | 8904.1667 | 0 | 0 | 0 | 0 | 8904.1667
1906-05-01 | 77 | 1 | 8904.1667 | 0 | 0 | 0 | 0 | 8904.1667
1906-06-01 | 78 | 1 | 8904.1667 | 0 | 0 | 0 | 0 | 8904.1667
1906-07-01 | 79 | 1 | 8904.1667 | 0 | 0 | 0 | 0 | 8904.1667
1906-08-01 | 80 | 1 | 8904.1667 | 0 | 0 | 0 | 0 | 8904.1667
1906-09-01 | 81 | 1 | 8904.1667 | 0 | 0 | 0 | 0 | 8904.1667
1906-10-01 | 82 | 1 | 8904.1667 | 0 | 0 | 0 | 0 | 8904.1667
1906-11-01 | 83 | 1 | 8904.1667 | 0 | 0 | 0 | 0 | 8904.1667
1906-12-01 | 84 | 1 | 8904.1667 | 0 | 0 | 0 | 0 | 8904.1667
1907-01-01 | 85 | 1 | 8904.1667 | 0 | 0 | 0 | 0 | 8904.1667
1907-02-01 | 86 | 1 | 8904.1667 | 0 | 0 | 0 | 0 | 8904.1667
1907-03-01 | 87 | 1 | 8904.1667 | 0 | 0 | 0 | 0 | 8904.1667
1907-04-01 | 88 | 1 | 8904.1667 | 0 | 0 | 0 | 0 | 8904.1667
1907-05-01 | 89 | 1 | 8904.1667 | 0 | 0 | 0 | 0 | 8904.1667
1907-06-01 | 90 | 1 | 8904.1667 | 0 | 0 | 0 | 0 | 8904.1667
1907-07-01 | 91 | 1 | 8904.1667 | 0 | 0 | 0 | 0 | 8904.1667
1907-08-01 | 92 | 1 | 8904.1667 | 0 | 0 | 0 | 0 | 8904.1667
1907-09-01 | 93 | 1 | 8904.1667 | 0 | 0 | 0 | 0 | 8904.1667
1907-10-01 | 94 | 1 | 8904.1667 | 0 | 0 | 0 | 0 | 8904.1667
1907-11-01 | 95 | 1 | 8904.1667 | 0 | 0 | 0 | 0 | 8904.1667
1907-12-01 | 96 | 1 | 8904.1667 | 0 | 0 | 0 | 0 | 8904.1667
1908-01-01 | 97 | 1 | 8904.1667 | 0 | 0 | 0 | 0 | 8904.1667
1908-02-01 | 98 | 1 | 8904.1667 | 0 | 0 | 0 | 0 | 8904.1667
1908-03-01 | 99 | 1 | 8904.1667 | 0 | 0 | 0 | 0 | 8904.1667
1908-04-01 | 100 | 1 | 8904.1667 | 0 | 0 | 0 | 0 | 8904.1667
1908-05-01 | 101 | 1 | 8904.1667 | 0 | 0 | 0 | 0 | 8904.1667
1908-06-01 | 102 | 1 | 8904.1667 | 0 | 0 | 0 | 0 | 8904.1667
1908-07-01 | 103 | 1 | 8904.1667 | 0 | 0 | 0 | 0 | 8904.1667
1908-08-01 | 104 | 1 | 8904.1667 | 0 | 0 | 0 | 0 | 8904.1667
1908-09-01 | 105 | 1 | 8904.1667 | 0 | 0 | 0 | 0 | 8904.1667
1908-10-01 | 106 | 1 | 8904.1667 | 0 | 0 | 0 | 0 | 8904.1667
1908-11-01 | 107 | 1 | 8904.1667 | 0 | 0 | 0 | 0 | 8904.1667
1908-12-01 | 108 | 1 | 8904.1667 | 0 | 0 | 0 | 0 | 8904.1667
1909-01-01 | 109 | 1 | 8904.1667 | 0 | 0 | 0 | 0 | 8904.1667
1909-02-01 | 110 | 1 | 8904.1667 | 0 | 0 | 0 | 0 | 8904.1667
1909-03-01 | 111 | 1 | 8904.1667 | 0 | 0 | 0 | 0 | 8904.1667
1909-04-01 | 112 | 1 | 8904.1667 | 0 | 0 | 0 | 0 | 8904.1667
1909-05-01 | 113 | 1 | 8904.1667 | 0 | 0 | 0 | 0 | 8904.1667
1909-06-01 | 114 | 1 | 8904.1667 | 0 | 0 | 0 | 0 | 8904.1667
1909-07-01 | 115 | 1 | 8904.1667 | 0 | 0 | 0 | 0 | 8904.1667
1909-08-01 | 116 | 1 | 8904.1667 | 0 | 0 | 0 | 0 | 8904.1667
1909-09-01 | 117 | 1 | 8904.1667 | 0 | 0 | 0 | 0 | 8904.1667
1909-10-01 | 118 | 1 | 8904.1667 | 0 | 0 | 0 | 0 | 8904.1667
1909-11-01 | 119 | 1 | 8904.1667 | 0 | 0 | 0 | 0 | 8904.1667
1909-12-01 | 120 | 1 | 8904.1667 | 0 | 0 | 0 | 0 | 8904.1667
1910-01-01 | 121 | 1 | 8904.1667 | 0 | 0 | 0 | 0 | 8904.1667
1910-02-01 | 122 | 1 | 8904.1667 | 0 | 0 | 0 | 0 | 8904.1667
1910-03-01 | 123 | 1 | 8904.1667 | 0 | 0 | 0 | 0 | 8904.1667
1910-04-01 | 124 | 1 | 8904.1667 | 0 | 0 | 0 | 0 | 8904.1667
1910-05-01 | 125 | 1 | 8904.1667 | 0 | 0 | 0 | 0 | 8904.1667
1910-06-01 | 126 | 1 | 8904.1667 | 0 | 0 | 0 | 0 | 8904.1667
1910-07-01 | 127 | 1 | 8904.1667 | 0 | 0 | 0 | 0 | 8904.1667
1910-08-01 | 128 | 1 | 8904.1667 | 0 | 0 | 0 | 0 | 8904.1667
1910-09-01 | 129 | 1 | 8904.1667 | 0 | 0 | 0 | 0 | 8904.1667
1910-10-01 | 130 | 1 | 8904.1667 | 0 | 0 | 0 | 0 | 8904.1667
1910-11-01 | 131 | 1 | 8904.1667 | 0 | 0 | 0 | 0 | 8904.1667
1910-12-01 | 132 | 1 | 8904.1667 | 0 | 0 | 0 | 0 | 8904.1667
1911-01-01 | 133 | 1 | 8904.1667 | 0 | 0 | 0 | 0 | 8904.1667
1911-02-01 | 134 | 1 | 8904.1667 | 0 | 0 | 0 | 0 | 8904.1667
1911-03-01 | 135 | 1 | 8904.1667 | 0 | 0 | 0 | 0 | 8904.1667
1911-04-01 | 136 | 1 | 8904.1667 | 0 | 0 | 0 | 0 | 8904.1667
1911-05-01 | 137 | 1 | 8904.1667 | 0 | 0 | 0 | 0 | 8904.1667
1911-06-01 | 138 | 1 | 8904.1667 | 0 | 0 | 0 | 0 | 8904.1667
1911-07-01 | 139 | 1 | 8904.1667 | 0 | 0 | 0 | 0 | 8904.1667
1911-08-01 | 140 | 1 | 8904.1667 | 0 | 0 | 0 | 0 | 8904.1667
1911-09-01 | 141 | 1 | 8904.1667 | 0 | 0 | 0 | 0 | 8904.1667
1911-10-01 | 142 | 1 | 8904.1667 | 0 | 0 | 0 | 0 | 8904.1667
1911-11-01 | 143 | 1 | 8904.1667 | 0 | 0 | 0 | 0 | 8904.1667
1911-12-01 | 144 | 1 | 8904.1667 | 0 | 0 | 0 | 0 | 8904.1667
1912-01-01 | 145 | 1 | 8904.1667 | 0 | 0 | 0 | 0 | 8904.1667
1912-02-01 | 146 | 1 | 8904.1667 | 0 | 0 | 0 | 0 | 8904.1667
1912-03-01 | 147 | 1 | 8904.1667 | 0 | 0 | 0 | 0 | 8904.1667
1912-04-01 | 148 | 1 | 8904.1667 | 0 | 0 | 0 | 0 | 8904.1667
1912-05-01 | 149 | 1 | 8904.1667 | 0 | 0 | 0 | 0 | 8904.1667
1912-06-01 | 150 | 1 | 8904.1667 | 0 | 0 | 0 | 0 | 8904.1667
1912-07-01 | 151 | 1 | 8904.1667 | 0 | 0 | 0 | 0 | 8904.1667
1912-08-01 | 152 | 1 | 8904.1667 | 0 | 0 | 0 | 0 | 8904.1667
1912-09-01 | 153 | 1 | 8904.1667 | 0 | 0 | 0 | 0 | 8904.1667
1912-10-01 | 154 | 1 | 8904.1667 | 0 | 0 | 0 | 0 | 8904.1667
1912-11-01 | 155 | 1 | 8904.1667 | 0 | 0 | 0 | 0 | 8904.1667
1912-12-01 | 156 | 1 | 8904.1667 | 0 | 0 | 0 | 0 | 8904.1667
1913-01-01 | 157 | 1 | 8904.1667 | 0 | 0 | 0 | 0 | 8904.1667
1913-02-01 | 158 | 1 | 8904.1667 | 0 | 0 | 0 | 0 | 8904.1667
1913-03-01 | 159 | 1 | 8904.1667 | 0 | 0 | 0 | 0 | 8904.1667
1913-04-01 | 160 | 1 | 8904.1667 | 0 | 0 | 0 | 0 | 8904.1667
1913-05-01 | 161 | 1 | 8904.1667 | 0 | 0 | 0 | 0 | 8904.1667
1913-06-01 | 162 | 1 | 8904.1667 | 0 | 0 | 0 | 0 | 8904.1667
1913-07-01 | 163 | 1 | 8904.1667 | 0 | 0 | 0 | 0 | 8904.1667
1913-08-01 | 164 | 1 | 8904.1667 | 0 | 0 | 0 | 0 | 8904.1667
1913-09-01 | 165 | 1 | 8904.1667 | 0 | 0 | 0 | 0 | 8904.1667
1913-10-01 | 166 | 1 | 8904.1667 | 0 | 0 | 0 | 0 | 8904.1667
1913-11-01 | 167 | 1 | 8904.1667 | 0 | 0 | 0 | 0 | 8904.1667
1913-12-01 | 168 | 1 | 8904.1667 | 0 | 0 | 0 | 0 | 8904.1667
1914-01-01 | 169 | 1 | 8904.1667 | 0 | 0 | 0 | 0 | 8904.1667
1914-02-01 | 170 | 1 | 8904.1667 | 0 | 0 | 0 | 0 | 8904.1667
1914-03-01 | 171 | 1 | 8904.1667 | 0 | 0 | 0 | 0 | 8904.1667
1914-04-01 | 172 | 1 | 8904.1667 | 0 | 0 | 0 | 0 | 8904.1667
1914-05-01 | 173 | 1 | 8904.1667 | 0 | 0 | 0 | 0 | 8904.1667
1914-06-01 | 174 | 1 | 8904.1667 | 0 | 0 | 0 | 0 | 8904.1667
1914-07-01 | 175 | 1 | 8904.1667 | 0 | 0 | 0 | 0 | 8904.1667
1914-08-01 | 176 | 1 | 8904.1667 | 0 | 0 | 0 | 0 | 8904.1667
1914-09-01 | 177 | 1 | 8904.1667 | 0 | 0 | 0 | 0 | 8904.1667
1914-10-01 | 178 | 1 | 8904.1667 | 0 | 0 | 0 | 0 | 8904.1667
1914-11-01 | 179 | 1 | 8904.1667 | 0 | 0 | 0 | 0 | 8904.1667
1914-12-01 | 180 | 1 | 8904.1667 | 0 | 0 | 0 | 0 | 8904.1667
1915-01-01 | 181 | 1 | 8904.1667 | 0 | 0 | 0 | 0 | 8904.1667
1915-02-01 | 182 | 1 | 8904.1667 | 0 | 0 | 0 | 0 | 8904.1667
1915-03-01 | 183 | 1 | 8904.1667 | 0 | 0 | 0 | 0 | 8904.1667
1915-04-01 | 184 | 1 | 8904.1667 | 0 | 0 | 0 | 0 | 8904.1667
1915-05-01 | 185 | 1 | 8904.1667 | 0 | 0 | 0 | 0 | 8904.1667
1915-06-01 | 186 | 1 | 8904.1667 | 0 | 0 | 0 | 0 | 8904.1667
1915-07-01 | 187 | 1 | 8904.1667 | 0 | 0 | 0 | 0 | 8904.1667
1915-08-01 | 188 | 1 | 8904.1667 | 0 | 0 | 0 | 0 | 8904.1667
1915-09-01 | 189 | 1 | 8904.1667 | 0 | 0 | 0 | 0 | 8904.1667
1915-10-01 | 190 | 1 | 8904.1667 | 0 | 0 | 0 | 0 | 8904.1667
1915-11-01 | 191 | 1 | 8904.1667 | 0 | 0 | 0 | 0 | 8904.1667
1915-12-01 | 192 | 1 | 8904.1667 | 0 | 0 | 0 | 0 | 8904.1667
1916-01-01 | 193 | 1 | 8904.1667 | 0 | 0 | 0 | 0 | 8904.1667
1916-02-01 | 194 | 1 | 8904.1667 | 0 | 0 | 0 | 0 | 8904.1667
1916-03-01 | 195 | 1 | 8904.1667 | 0 | 0 | 0 | 0 | 8904.1667
1916-04-01 | 196 | 1 | 8904.1667 | 0 | 0 | 0 | 0 | 8904.1667
1916-05-01 | 197 | 1 | 8904.1667 | 0 | 0 | 0 | 0 | 8904.1667
1916-06-01 | 198 | 1 | 8904.1667 | 0 | 0 | 0 | 0 | 8904.1667
1916-07-01 | 199 | 1 | 8904.1667 | 0 | 0 | 0 | 0 | 8904.1667
1916-08-01 | 200 | 1 | 8904.1667 | 0 | 0 | 0 | 0 | 8904.1667
1916-09-01 | 201 | 1 | 8904.1667 | 0 | 0 | 0 | 0 | 8904.1667
1916-10-01 | 202 | 1 | 8904.1667 | 0 | 0 | 0 | 0 | 8904.1667
1916-11-01 | 203 | 1 | 8904.1667 | 0 | 0 | 0 | 0 | 8904.1667
1916-12-01 | 204 | 1 | 8904.1667 | 0 | 0 | 0 | 0 | 8904.1667
1917-01-01 | 205 | 1 | 8904.1667 | 0 | 0 | 0 | 0 | 8904.1667
1917-02-01 | 206 | 1 | 8904.1667 | 0 | 0 | 0 | 0 | 8904.1667
1917-03-01 | 207 | 1 | 8904.1667 | 0 | 0 | 0 | 0 | 8904.1667
1917-04-01 | 208 | 1 | 8904.1667 | 0 | 0 | 0 | 0 | 8904.1667
1917-05-01 | 209 | 1 | 8904.1667 | 0 | 0 | 0 | 0 | 8904.1667
1917-06-01 | 210 | 1 | 8904.1667 | 0 | 0 | 0 | 0 | 8904.1667
1917-07-01 | 211 | 1 | 8904.1667 | 0 | 0 | 0 | 0 | 8904.1667
1917-08-01 | 212 | 1 | 8904.1667 | 0 | 0 | 0 | 0 | 8904.1667
1917-09-01 | 213 | 1 | 8904.1667 | 0 | 0 | 0 | 0 | 8904.1667
1917-10-01 | 214 | 1 | 8904.1667 | 0 | 0 | 0 | 0 | 8904.1667
1917-11-01 | 215 | 1 | 8904.1667 | 0 | 0 | 0 | 0 | 8904.1667
1917-12-01 | 216 | 1 | 8904.1667 | 0 | 0 | 0 | 0 | 8904.1667
1918-01-01 | 217 | 1 | 8904.1667 | 0 | 0 | 0 | 0 | 8904.1667
1918-02-01 | 218 | 1 | 8904.1667 | 0 | 0 | 0 | 0 | 8904.1667
1918-03-01 | 219 | 1 | 8904.1667 | 0 | 0 | 0 | 0 | 8904.1667
1918-04-01 | 220 | 1 | 8904.1667 | 0 | 0 | 0 | 0 | 8904.1667
1918-05-01 | 221 | 1 | 8904.1667 | 0 | 0 | 0 | 0 | 8904.1667
1918-06-01 | 222 | 1 | 8904.1667 | 0 | 0 | 0 | 0 | 8904.1667
1918-07-01 | 223 | 1 | 8904.1667 | 0 | 0 | 0 | 0 | 8904.1667
1918-08-01 | 224 | 1 | 8904.1667 | 0 | 0 | 0 | 0 | 8904.1667
1918-09-01 | 225 | 1 | 8904.1667 | 0 | 0 | 0 | 0 | 8904.1667
1918-10-01 | 226 | 1 | 8904.1667 | 0 | 0 | 0 | 0 | 8904.1667
1918-11-01 | 227 | 1 | 8904.1667 | 0 | 0 | 0 | 0 | 8904.1667
1918-12-01 | 228 | 1 | 8904.1667 | 0 | 0 | 0 | 0 | 8904.1667
1919-01-01 | 229 | 1 | 8904.1667 | 0 | 0 | 0 | 0 | 8904.1667
1919-02-01 | 230 | 1 | 8904.1667 | 0 | 0 | 0 | 0 | 8904.1667
1919-03-01 | 231 | 1 | 8904.1667 | 0 | 0 | 0 | 0 | 8904.1667
1919-04-01 | 232 | 1 | 8904.1667 | 0 | 0 | 0 | 0 | 8904.1667
1919-05-01 | 233 | 1 | 8904.1667 | 0 | 0 | 0 | 0 | 8904.1667
1919-06-01 | 234 | 1 | 8904.1667 | 0 | 0 | 0 | 0 | 8904.1667
1919-07-01 | 235 | 1 | 8904.1667 | 0 | 0 | 0 | 0 | 8904.1667
1919-08-01 | 236 | 1 | 8904.1667 | 0 | 0 | 0 | 0 | 8904.1667
1919-09-01 | 237 | 1 | 8904.1667 | 0 | 0 | 0 | 0 | 8904.1667
1919-10-01 | 238 | 1 | 8904.1667 | 0 | 0 | 0 | 0 | 8904.1667
1919-11-01 | 239 | 1 | 8904.1667 | 0 | 0 | 0 | 0 | 8904.1667
1919-12-01 | 240 | 1 | 8904.1667 | 0 | 0 | 0 | 0 | 8904.1667
Formulas:
Start = IF([Stage]=0,0,DATE(YEAR('A1 Costs and Contract'!B48),MONTH('A1 Costs and Contract'!B48),1))
End = DATE(YEAR([Start]),MONTH([Start])+'A1 Costs and Contract'!C57,1)-1
End = IF([Stage]=0,0,[End, row above])
Stage = DATE(YEAR([Stage, row above]),MONTH([Stage, row above])+1,1)
Stage = IF([Months]="NA","NA",DATE(YEAR([Stage, row above]),MONTH([Stage, row above])+1,1))

## Stage (3) Investment
Additional Detail: Stage (3) Monthly Investment
Participant: |  | Name of Market Participant |  |  |  |  | Tariff: | AESO 2021
Project Name: |  | Project Name |  |  |  |  | Effective: | 2021-01-01
Project Number: |  | Project Number |  | Type: | DTS Only |  | To: | Current
Stage and Month Lookup
Stage | Months |  | Start | End
1 | 240 |  | 1899-12-31 | 1919-12-31
0 | 0 |  | 0 | 0
0 | 0 |  | 0 | 0
Stage (3) Calculated Investment per Month of Maximum Investment Term
|  |  | Investment per Month by Tier |  |  |  |  | Nominal
Month | Count | Stage | Tier (a) | Tier (b) | Tier (c) | Tier (d) | Tier (e) | Monthly
1899-12-31 | 1 | 1 | 8904.1667 | 0 | 0 | 0 | 0 | 8904.1667
1900-01-31 | 2 | 1 | 8904.1667 | 0 | 0 | 0 | 0 | 8904.1667
1900-03-01 | 3 | 1 | 8904.1667 | 0 | 0 | 0 | 0 | 8904.1667
1900-04-01 | 4 | 1 | 8904.1667 | 0 | 0 | 0 | 0 | 8904.1667
1900-05-01 | 5 | 1 | 8904.1667 | 0 | 0 | 0 | 0 | 8904.1667
1900-06-01 | 6 | 1 | 8904.1667 | 0 | 0 | 0 | 0 | 8904.1667
1900-07-01 | 7 | 1 | 8904.1667 | 0 | 0 | 0 | 0 | 8904.1667
1900-08-01 | 8 | 1 | 8904.1667 | 0 | 0 | 0 | 0 | 8904.1667
1900-09-01 | 9 | 1 | 8904.1667 | 0 | 0 | 0 | 0 | 8904.1667
1900-10-01 | 10 | 1 | 8904.1667 | 0 | 0 | 0 | 0 | 8904.1667
1900-11-01 | 11 | 1 | 8904.1667 | 0 | 0 | 0 | 0 | 8904.1667
1900-12-01 | 12 | 1 | 8904.1667 | 0 | 0 | 0 | 0 | 8904.1667
1901-01-01 | 13 | 1 | 8904.1667 | 0 | 0 | 0 | 0 | 8904.1667
1901-02-01 | 14 | 1 | 8904.1667 | 0 | 0 | 0 | 0 | 8904.1667
1901-03-01 | 15 | 1 | 8904.1667 | 0 | 0 | 0 | 0 | 8904.1667
1901-04-01 | 16 | 1 | 8904.1667 | 0 | 0 | 0 | 0 | 8904.1667
1901-05-01 | 17 | 1 | 8904.1667 | 0 | 0 | 0 | 0 | 8904.1667
1901-06-01 | 18 | 1 | 8904.1667 | 0 | 0 | 0 | 0 | 8904.1667
1901-07-01 | 19 | 1 | 8904.1667 | 0 | 0 | 0 | 0 | 8904.1667
1901-08-01 | 20 | 1 | 8904.1667 | 0 | 0 | 0 | 0 | 8904.1667
1901-09-01 | 21 | 1 | 8904.1667 | 0 | 0 | 0 | 0 | 8904.1667
1901-10-01 | 22 | 1 | 8904.1667 | 0 | 0 | 0 | 0 | 8904.1667
1901-11-01 | 23 | 1 | 8904.1667 | 0 | 0 | 0 | 0 | 8904.1667
1901-12-01 | 24 | 1 | 8904.1667 | 0 | 0 | 0 | 0 | 8904.1667
1902-01-01 | 25 | 1 | 8904.1667 | 0 | 0 | 0 | 0 | 8904.1667
1902-02-01 | 26 | 1 | 8904.1667 | 0 | 0 | 0 | 0 | 8904.1667
1902-03-01 | 27 | 1 | 8904.1667 | 0 | 0 | 0 | 0 | 8904.1667
1902-04-01 | 28 | 1 | 8904.1667 | 0 | 0 | 0 | 0 | 8904.1667
1902-05-01 | 29 | 1 | 8904.1667 | 0 | 0 | 0 | 0 | 8904.1667
1902-06-01 | 30 | 1 | 8904.1667 | 0 | 0 | 0 | 0 | 8904.1667
1902-07-01 | 31 | 1 | 8904.1667 | 0 | 0 | 0 | 0 | 8904.1667
1902-08-01 | 32 | 1 | 8904.1667 | 0 | 0 | 0 | 0 | 8904.1667
1902-09-01 | 33 | 1 | 8904.1667 | 0 | 0 | 0 | 0 | 8904.1667
1902-10-01 | 34 | 1 | 8904.1667 | 0 | 0 | 0 | 0 | 8904.1667
1902-11-01 | 35 | 1 | 8904.1667 | 0 | 0 | 0 | 0 | 8904.1667
1902-12-01 | 36 | 1 | 8904.1667 | 0 | 0 | 0 | 0 | 8904.1667
1903-01-01 | 37 | 1 | 8904.1667 | 0 | 0 | 0 | 0 | 8904.1667
1903-02-01 | 38 | 1 | 8904.1667 | 0 | 0 | 0 | 0 | 8904.1667
1903-03-01 | 39 | 1 | 8904.1667 | 0 | 0 | 0 | 0 | 8904.1667
1903-04-01 | 40 | 1 | 8904.1667 | 0 | 0 | 0 | 0 | 8904.1667
1903-05-01 | 41 | 1 | 8904.1667 | 0 | 0 | 0 | 0 | 8904.1667
1903-06-01 | 42 | 1 | 8904.1667 | 0 | 0 | 0 | 0 | 8904.1667
1903-07-01 | 43 | 1 | 8904.1667 | 0 | 0 | 0 | 0 | 8904.1667
1903-08-01 | 44 | 1 | 8904.1667 | 0 | 0 | 0 | 0 | 8904.1667
1903-09-01 | 45 | 1 | 8904.1667 | 0 | 0 | 0 | 0 | 8904.1667
1903-10-01 | 46 | 1 | 8904.1667 | 0 | 0 | 0 | 0 | 8904.1667
1903-11-01 | 47 | 1 | 8904.1667 | 0 | 0 | 0 | 0 | 8904.1667
1903-12-01 | 48 | 1 | 8904.1667 | 0 | 0 | 0 | 0 | 8904.1667
1904-01-01 | 49 | 1 | 8904.1667 | 0 | 0 | 0 | 0 | 8904.1667
1904-02-01 | 50 | 1 | 8904.1667 | 0 | 0 | 0 | 0 | 8904.1667
1904-03-01 | 51 | 1 | 8904.1667 | 0 | 0 | 0 | 0 | 8904.1667
1904-04-01 | 52 | 1 | 8904.1667 | 0 | 0 | 0 | 0 | 8904.1667
1904-05-01 | 53 | 1 | 8904.1667 | 0 | 0 | 0 | 0 | 8904.1667
1904-06-01 | 54 | 1 | 8904.1667 | 0 | 0 | 0 | 0 | 8904.1667
1904-07-01 | 55 | 1 | 8904.1667 | 0 | 0 | 0 | 0 | 8904.1667
1904-08-01 | 56 | 1 | 8904.1667 | 0 | 0 | 0 | 0 | 8904.1667
1904-09-01 | 57 | 1 | 8904.1667 | 0 | 0 | 0 | 0 | 8904.1667
1904-10-01 | 58 | 1 | 8904.1667 | 0 | 0 | 0 | 0 | 8904.1667
1904-11-01 | 59 | 1 | 8904.1667 | 0 | 0 | 0 | 0 | 8904.1667
1904-12-01 | 60 | 1 | 8904.1667 | 0 | 0 | 0 | 0 | 8904.1667
1905-01-01 | 61 | 1 | 8904.1667 | 0 | 0 | 0 | 0 | 8904.1667
1905-02-01 | 62 | 1 | 8904.1667 | 0 | 0 | 0 | 0 | 8904.1667
1905-03-01 | 63 | 1 | 8904.1667 | 0 | 0 | 0 | 0 | 8904.1667
1905-04-01 | 64 | 1 | 8904.1667 | 0 | 0 | 0 | 0 | 8904.1667
1905-05-01 | 65 | 1 | 8904.1667 | 0 | 0 | 0 | 0 | 8904.1667
1905-06-01 | 66 | 1 | 8904.1667 | 0 | 0 | 0 | 0 | 8904.1667
1905-07-01 | 67 | 1 | 8904.1667 | 0 | 0 | 0 | 0 | 8904.1667
1905-08-01 | 68 | 1 | 8904.1667 | 0 | 0 | 0 | 0 | 8904.1667
1905-09-01 | 69 | 1 | 8904.1667 | 0 | 0 | 0 | 0 | 8904.1667
1905-10-01 | 70 | 1 | 8904.1667 | 0 | 0 | 0 | 0 | 8904.1667
1905-11-01 | 71 | 1 | 8904.1667 | 0 | 0 | 0 | 0 | 8904.1667
1905-12-01 | 72 | 1 | 8904.1667 | 0 | 0 | 0 | 0 | 8904.1667
1906-01-01 | 73 | 1 | 8904.1667 | 0 | 0 | 0 | 0 | 8904.1667
1906-02-01 | 74 | 1 | 8904.1667 | 0 | 0 | 0 | 0 | 8904.1667
1906-03-01 | 75 | 1 | 8904.1667 | 0 | 0 | 0 | 0 | 8904.1667
1906-04-01 | 76 | 1 | 8904.1667 | 0 | 0 | 0 | 0 | 8904.1667
1906-05-01 | 77 | 1 | 8904.1667 | 0 | 0 | 0 | 0 | 8904.1667
1906-06-01 | 78 | 1 | 8904.1667 | 0 | 0 | 0 | 0 | 8904.1667
1906-07-01 | 79 | 1 | 8904.1667 | 0 | 0 | 0 | 0 | 8904.1667
1906-08-01 | 80 | 1 | 8904.1667 | 0 | 0 | 0 | 0 | 8904.1667
1906-09-01 | 81 | 1 | 8904.1667 | 0 | 0 | 0 | 0 | 8904.1667
1906-10-01 | 82 | 1 | 8904.1667 | 0 | 0 | 0 | 0 | 8904.1667
1906-11-01 | 83 | 1 | 8904.1667 | 0 | 0 | 0 | 0 | 8904.1667
1906-12-01 | 84 | 1 | 8904.1667 | 0 | 0 | 0 | 0 | 8904.1667
1907-01-01 | 85 | 1 | 8904.1667 | 0 | 0 | 0 | 0 | 8904.1667
1907-02-01 | 86 | 1 | 8904.1667 | 0 | 0 | 0 | 0 | 8904.1667
1907-03-01 | 87 | 1 | 8904.1667 | 0 | 0 | 0 | 0 | 8904.1667
1907-04-01 | 88 | 1 | 8904.1667 | 0 | 0 | 0 | 0 | 8904.1667
1907-05-01 | 89 | 1 | 8904.1667 | 0 | 0 | 0 | 0 | 8904.1667
1907-06-01 | 90 | 1 | 8904.1667 | 0 | 0 | 0 | 0 | 8904.1667
1907-07-01 | 91 | 1 | 8904.1667 | 0 | 0 | 0 | 0 | 8904.1667
1907-08-01 | 92 | 1 | 8904.1667 | 0 | 0 | 0 | 0 | 8904.1667
1907-09-01 | 93 | 1 | 8904.1667 | 0 | 0 | 0 | 0 | 8904.1667
1907-10-01 | 94 | 1 | 8904.1667 | 0 | 0 | 0 | 0 | 8904.1667
1907-11-01 | 95 | 1 | 8904.1667 | 0 | 0 | 0 | 0 | 8904.1667
1907-12-01 | 96 | 1 | 8904.1667 | 0 | 0 | 0 | 0 | 8904.1667
1908-01-01 | 97 | 1 | 8904.1667 | 0 | 0 | 0 | 0 | 8904.1667
1908-02-01 | 98 | 1 | 8904.1667 | 0 | 0 | 0 | 0 | 8904.1667
1908-03-01 | 99 | 1 | 8904.1667 | 0 | 0 | 0 | 0 | 8904.1667
1908-04-01 | 100 | 1 | 8904.1667 | 0 | 0 | 0 | 0 | 8904.1667
1908-05-01 | 101 | 1 | 8904.1667 | 0 | 0 | 0 | 0 | 8904.1667
1908-06-01 | 102 | 1 | 8904.1667 | 0 | 0 | 0 | 0 | 8904.1667
1908-07-01 | 103 | 1 | 8904.1667 | 0 | 0 | 0 | 0 | 8904.1667
1908-08-01 | 104 | 1 | 8904.1667 | 0 | 0 | 0 | 0 | 8904.1667
1908-09-01 | 105 | 1 | 8904.1667 | 0 | 0 | 0 | 0 | 8904.1667
1908-10-01 | 106 | 1 | 8904.1667 | 0 | 0 | 0 | 0 | 8904.1667
1908-11-01 | 107 | 1 | 8904.1667 | 0 | 0 | 0 | 0 | 8904.1667
1908-12-01 | 108 | 1 | 8904.1667 | 0 | 0 | 0 | 0 | 8904.1667
1909-01-01 | 109 | 1 | 8904.1667 | 0 | 0 | 0 | 0 | 8904.1667
1909-02-01 | 110 | 1 | 8904.1667 | 0 | 0 | 0 | 0 | 8904.1667
1909-03-01 | 111 | 1 | 8904.1667 | 0 | 0 | 0 | 0 | 8904.1667
1909-04-01 | 112 | 1 | 8904.1667 | 0 | 0 | 0 | 0 | 8904.1667
1909-05-01 | 113 | 1 | 8904.1667 | 0 | 0 | 0 | 0 | 8904.1667
1909-06-01 | 114 | 1 | 8904.1667 | 0 | 0 | 0 | 0 | 8904.1667
1909-07-01 | 115 | 1 | 8904.1667 | 0 | 0 | 0 | 0 | 8904.1667
1909-08-01 | 116 | 1 | 8904.1667 | 0 | 0 | 0 | 0 | 8904.1667
1909-09-01 | 117 | 1 | 8904.1667 | 0 | 0 | 0 | 0 | 8904.1667
1909-10-01 | 118 | 1 | 8904.1667 | 0 | 0 | 0 | 0 | 8904.1667
1909-11-01 | 119 | 1 | 8904.1667 | 0 | 0 | 0 | 0 | 8904.1667
1909-12-01 | 120 | 1 | 8904.1667 | 0 | 0 | 0 | 0 | 8904.1667
1910-01-01 | 121 | 1 | 8904.1667 | 0 | 0 | 0 | 0 | 8904.1667
1910-02-01 | 122 | 1 | 8904.1667 | 0 | 0 | 0 | 0 | 8904.1667
1910-03-01 | 123 | 1 | 8904.1667 | 0 | 0 | 0 | 0 | 8904.1667
1910-04-01 | 124 | 1 | 8904.1667 | 0 | 0 | 0 | 0 | 8904.1667
1910-05-01 | 125 | 1 | 8904.1667 | 0 | 0 | 0 | 0 | 8904.1667
1910-06-01 | 126 | 1 | 8904.1667 | 0 | 0 | 0 | 0 | 8904.1667
1910-07-01 | 127 | 1 | 8904.1667 | 0 | 0 | 0 | 0 | 8904.1667
1910-08-01 | 128 | 1 | 8904.1667 | 0 | 0 | 0 | 0 | 8904.1667
1910-09-01 | 129 | 1 | 8904.1667 | 0 | 0 | 0 | 0 | 8904.1667
1910-10-01 | 130 | 1 | 8904.1667 | 0 | 0 | 0 | 0 | 8904.1667
1910-11-01 | 131 | 1 | 8904.1667 | 0 | 0 | 0 | 0 | 8904.1667
1910-12-01 | 132 | 1 | 8904.1667 | 0 | 0 | 0 | 0 | 8904.1667
1911-01-01 | 133 | 1 | 8904.1667 | 0 | 0 | 0 | 0 | 8904.1667
1911-02-01 | 134 | 1 | 8904.1667 | 0 | 0 | 0 | 0 | 8904.1667
1911-03-01 | 135 | 1 | 8904.1667 | 0 | 0 | 0 | 0 | 8904.1667
1911-04-01 | 136 | 1 | 8904.1667 | 0 | 0 | 0 | 0 | 8904.1667
1911-05-01 | 137 | 1 | 8904.1667 | 0 | 0 | 0 | 0 | 8904.1667
1911-06-01 | 138 | 1 | 8904.1667 | 0 | 0 | 0 | 0 | 8904.1667
1911-07-01 | 139 | 1 | 8904.1667 | 0 | 0 | 0 | 0 | 8904.1667
1911-08-01 | 140 | 1 | 8904.1667 | 0 | 0 | 0 | 0 | 8904.1667
1911-09-01 | 141 | 1 | 8904.1667 | 0 | 0 | 0 | 0 | 8904.1667
1911-10-01 | 142 | 1 | 8904.1667 | 0 | 0 | 0 | 0 | 8904.1667
1911-11-01 | 143 | 1 | 8904.1667 | 0 | 0 | 0 | 0 | 8904.1667
1911-12-01 | 144 | 1 | 8904.1667 | 0 | 0 | 0 | 0 | 8904.1667
1912-01-01 | 145 | 1 | 8904.1667 | 0 | 0 | 0 | 0 | 8904.1667
1912-02-01 | 146 | 1 | 8904.1667 | 0 | 0 | 0 | 0 | 8904.1667
1912-03-01 | 147 | 1 | 8904.1667 | 0 | 0 | 0 | 0 | 8904.1667
1912-04-01 | 148 | 1 | 8904.1667 | 0 | 0 | 0 | 0 | 8904.1667
1912-05-01 | 149 | 1 | 8904.1667 | 0 | 0 | 0 | 0 | 8904.1667
1912-06-01 | 150 | 1 | 8904.1667 | 0 | 0 | 0 | 0 | 8904.1667
1912-07-01 | 151 | 1 | 8904.1667 | 0 | 0 | 0 | 0 | 8904.1667
1912-08-01 | 152 | 1 | 8904.1667 | 0 | 0 | 0 | 0 | 8904.1667
1912-09-01 | 153 | 1 | 8904.1667 | 0 | 0 | 0 | 0 | 8904.1667
1912-10-01 | 154 | 1 | 8904.1667 | 0 | 0 | 0 | 0 | 8904.1667
1912-11-01 | 155 | 1 | 8904.1667 | 0 | 0 | 0 | 0 | 8904.1667
1912-12-01 | 156 | 1 | 8904.1667 | 0 | 0 | 0 | 0 | 8904.1667
1913-01-01 | 157 | 1 | 8904.1667 | 0 | 0 | 0 | 0 | 8904.1667
1913-02-01 | 158 | 1 | 8904.1667 | 0 | 0 | 0 | 0 | 8904.1667
1913-03-01 | 159 | 1 | 8904.1667 | 0 | 0 | 0 | 0 | 8904.1667
1913-04-01 | 160 | 1 | 8904.1667 | 0 | 0 | 0 | 0 | 8904.1667
1913-05-01 | 161 | 1 | 8904.1667 | 0 | 0 | 0 | 0 | 8904.1667
1913-06-01 | 162 | 1 | 8904.1667 | 0 | 0 | 0 | 0 | 8904.1667
1913-07-01 | 163 | 1 | 8904.1667 | 0 | 0 | 0 | 0 | 8904.1667
1913-08-01 | 164 | 1 | 8904.1667 | 0 | 0 | 0 | 0 | 8904.1667
1913-09-01 | 165 | 1 | 8904.1667 | 0 | 0 | 0 | 0 | 8904.1667
1913-10-01 | 166 | 1 | 8904.1667 | 0 | 0 | 0 | 0 | 8904.1667
1913-11-01 | 167 | 1 | 8904.1667 | 0 | 0 | 0 | 0 | 8904.1667
1913-12-01 | 168 | 1 | 8904.1667 | 0 | 0 | 0 | 0 | 8904.1667
1914-01-01 | 169 | 1 | 8904.1667 | 0 | 0 | 0 | 0 | 8904.1667
1914-02-01 | 170 | 1 | 8904.1667 | 0 | 0 | 0 | 0 | 8904.1667
1914-03-01 | 171 | 1 | 8904.1667 | 0 | 0 | 0 | 0 | 8904.1667
1914-04-01 | 172 | 1 | 8904.1667 | 0 | 0 | 0 | 0 | 8904.1667
1914-05-01 | 173 | 1 | 8904.1667 | 0 | 0 | 0 | 0 | 8904.1667
1914-06-01 | 174 | 1 | 8904.1667 | 0 | 0 | 0 | 0 | 8904.1667
1914-07-01 | 175 | 1 | 8904.1667 | 0 | 0 | 0 | 0 | 8904.1667
1914-08-01 | 176 | 1 | 8904.1667 | 0 | 0 | 0 | 0 | 8904.1667
1914-09-01 | 177 | 1 | 8904.1667 | 0 | 0 | 0 | 0 | 8904.1667
1914-10-01 | 178 | 1 | 8904.1667 | 0 | 0 | 0 | 0 | 8904.1667
1914-11-01 | 179 | 1 | 8904.1667 | 0 | 0 | 0 | 0 | 8904.1667
1914-12-01 | 180 | 1 | 8904.1667 | 0 | 0 | 0 | 0 | 8904.1667
1915-01-01 | 181 | 1 | 8904.1667 | 0 | 0 | 0 | 0 | 8904.1667
1915-02-01 | 182 | 1 | 8904.1667 | 0 | 0 | 0 | 0 | 8904.1667
1915-03-01 | 183 | 1 | 8904.1667 | 0 | 0 | 0 | 0 | 8904.1667
1915-04-01 | 184 | 1 | 8904.1667 | 0 | 0 | 0 | 0 | 8904.1667
1915-05-01 | 185 | 1 | 8904.1667 | 0 | 0 | 0 | 0 | 8904.1667
1915-06-01 | 186 | 1 | 8904.1667 | 0 | 0 | 0 | 0 | 8904.1667
1915-07-01 | 187 | 1 | 8904.1667 | 0 | 0 | 0 | 0 | 8904.1667
1915-08-01 | 188 | 1 | 8904.1667 | 0 | 0 | 0 | 0 | 8904.1667
1915-09-01 | 189 | 1 | 8904.1667 | 0 | 0 | 0 | 0 | 8904.1667
1915-10-01 | 190 | 1 | 8904.1667 | 0 | 0 | 0 | 0 | 8904.1667
1915-11-01 | 191 | 1 | 8904.1667 | 0 | 0 | 0 | 0 | 8904.1667
1915-12-01 | 192 | 1 | 8904.1667 | 0 | 0 | 0 | 0 | 8904.1667
1916-01-01 | 193 | 1 | 8904.1667 | 0 | 0 | 0 | 0 | 8904.1667
1916-02-01 | 194 | 1 | 8904.1667 | 0 | 0 | 0 | 0 | 8904.1667
1916-03-01 | 195 | 1 | 8904.1667 | 0 | 0 | 0 | 0 | 8904.1667
1916-04-01 | 196 | 1 | 8904.1667 | 0 | 0 | 0 | 0 | 8904.1667
1916-05-01 | 197 | 1 | 8904.1667 | 0 | 0 | 0 | 0 | 8904.1667
1916-06-01 | 198 | 1 | 8904.1667 | 0 | 0 | 0 | 0 | 8904.1667
1916-07-01 | 199 | 1 | 8904.1667 | 0 | 0 | 0 | 0 | 8904.1667
1916-08-01 | 200 | 1 | 8904.1667 | 0 | 0 | 0 | 0 | 8904.1667
1916-09-01 | 201 | 1 | 8904.1667 | 0 | 0 | 0 | 0 | 8904.1667
1916-10-01 | 202 | 1 | 8904.1667 | 0 | 0 | 0 | 0 | 8904.1667
1916-11-01 | 203 | 1 | 8904.1667 | 0 | 0 | 0 | 0 | 8904.1667
1916-12-01 | 204 | 1 | 8904.1667 | 0 | 0 | 0 | 0 | 8904.1667
1917-01-01 | 205 | 1 | 8904.1667 | 0 | 0 | 0 | 0 | 8904.1667
1917-02-01 | 206 | 1 | 8904.1667 | 0 | 0 | 0 | 0 | 8904.1667
1917-03-01 | 207 | 1 | 8904.1667 | 0 | 0 | 0 | 0 | 8904.1667
1917-04-01 | 208 | 1 | 8904.1667 | 0 | 0 | 0 | 0 | 8904.1667
1917-05-01 | 209 | 1 | 8904.1667 | 0 | 0 | 0 | 0 | 8904.1667
1917-06-01 | 210 | 1 | 8904.1667 | 0 | 0 | 0 | 0 | 8904.1667
1917-07-01 | 211 | 1 | 8904.1667 | 0 | 0 | 0 | 0 | 8904.1667
1917-08-01 | 212 | 1 | 8904.1667 | 0 | 0 | 0 | 0 | 8904.1667
1917-09-01 | 213 | 1 | 8904.1667 | 0 | 0 | 0 | 0 | 8904.1667
1917-10-01 | 214 | 1 | 8904.1667 | 0 | 0 | 0 | 0 | 8904.1667
1917-11-01 | 215 | 1 | 8904.1667 | 0 | 0 | 0 | 0 | 8904.1667
1917-12-01 | 216 | 1 | 8904.1667 | 0 | 0 | 0 | 0 | 8904.1667
1918-01-01 | 217 | 1 | 8904.1667 | 0 | 0 | 0 | 0 | 8904.1667
1918-02-01 | 218 | 1 | 8904.1667 | 0 | 0 | 0 | 0 | 8904.1667
1918-03-01 | 219 | 1 | 8904.1667 | 0 | 0 | 0 | 0 | 8904.1667
1918-04-01 | 220 | 1 | 8904.1667 | 0 | 0 | 0 | 0 | 8904.1667
1918-05-01 | 221 | 1 | 8904.1667 | 0 | 0 | 0 | 0 | 8904.1667
1918-06-01 | 222 | 1 | 8904.1667 | 0 | 0 | 0 | 0 | 8904.1667
1918-07-01 | 223 | 1 | 8904.1667 | 0 | 0 | 0 | 0 | 8904.1667
1918-08-01 | 224 | 1 | 8904.1667 | 0 | 0 | 0 | 0 | 8904.1667
1918-09-01 | 225 | 1 | 8904.1667 | 0 | 0 | 0 | 0 | 8904.1667
1918-10-01 | 226 | 1 | 8904.1667 | 0 | 0 | 0 | 0 | 8904.1667
1918-11-01 | 227 | 1 | 8904.1667 | 0 | 0 | 0 | 0 | 8904.1667
1918-12-01 | 228 | 1 | 8904.1667 | 0 | 0 | 0 | 0 | 8904.1667
1919-01-01 | 229 | 1 | 8904.1667 | 0 | 0 | 0 | 0 | 8904.1667
1919-02-01 | 230 | 1 | 8904.1667 | 0 | 0 | 0 | 0 | 8904.1667
1919-03-01 | 231 | 1 | 8904.1667 | 0 | 0 | 0 | 0 | 8904.1667
1919-04-01 | 232 | 1 | 8904.1667 | 0 | 0 | 0 | 0 | 8904.1667
1919-05-01 | 233 | 1 | 8904.1667 | 0 | 0 | 0 | 0 | 8904.1667
1919-06-01 | 234 | 1 | 8904.1667 | 0 | 0 | 0 | 0 | 8904.1667
1919-07-01 | 235 | 1 | 8904.1667 | 0 | 0 | 0 | 0 | 8904.1667
1919-08-01 | 236 | 1 | 8904.1667 | 0 | 0 | 0 | 0 | 8904.1667
1919-09-01 | 237 | 1 | 8904.1667 | 0 | 0 | 0 | 0 | 8904.1667
1919-10-01 | 238 | 1 | 8904.1667 | 0 | 0 | 0 | 0 | 8904.1667
1919-11-01 | 239 | 1 | 8904.1667 | 0 | 0 | 0 | 0 | 8904.1667
1919-12-01 | 240 | 1 | 8904.1667 | 0 | 0 | 0 | 0 | 8904.1667
Formulas:
Start = IF([Stage]=0,0,DATE(YEAR('A1 Costs and Contract'!B48),MONTH('A1 Costs and Contract'!B48),1))
End = DATE(YEAR([Start]),MONTH([Start])+'A1 Costs and Contract'!C57,1)-1
End = IF([Stage]=0,0,[End, row above])
Stage = DATE(YEAR([Stage, row above]),MONTH([Stage, row above])+1,1)
Stage = IF([Months]="NA","NA",DATE(YEAR([Stage, row above]),MONTH([Stage, row above])+1,1))

## Stage (4) Investment
Additional Detail: Stage (4) Monthly Investment
Participant: |  | Name of Market Participant |  |  |  |  | Tariff: | AESO 2021
Project Name: |  | Project Name |  |  |  |  | Effective: | 2021-01-01
Project Number: |  | Project Number |  | Type: | DTS Only |  | To: | Current
Stage and Month Lookup
Stage | Months |  | Start | End
1 | 240 |  | 1899-12-31 | 1919-12-31
0 | 0 |  | 0 | 0
0 | 0 |  | 0 | 0
0 | 0 |  | 0 | 0
Stage (4) Calculated Investment per Month of Maximum Investment Term
|  |  | Investment per Month by Tier |  |  |  |  | Nominal
Month | Count | Stage | Tier (a) | Tier (b) | Tier (c) | Tier (d) | Tier (e) | Monthly
1899-12-31 | 1 | 1 | 8904.1667 | 0 | 0 | 0 | 0 | 8904.1667
1900-01-31 | 2 | 1 | 8904.1667 | 0 | 0 | 0 | 0 | 8904.1667
1900-03-01 | 3 | 1 | 8904.1667 | 0 | 0 | 0 | 0 | 8904.1667
1900-04-01 | 4 | 1 | 8904.1667 | 0 | 0 | 0 | 0 | 8904.1667
1900-05-01 | 5 | 1 | 8904.1667 | 0 | 0 | 0 | 0 | 8904.1667
1900-06-01 | 6 | 1 | 8904.1667 | 0 | 0 | 0 | 0 | 8904.1667
1900-07-01 | 7 | 1 | 8904.1667 | 0 | 0 | 0 | 0 | 8904.1667
1900-08-01 | 8 | 1 | 8904.1667 | 0 | 0 | 0 | 0 | 8904.1667
1900-09-01 | 9 | 1 | 8904.1667 | 0 | 0 | 0 | 0 | 8904.1667
1900-10-01 | 10 | 1 | 8904.1667 | 0 | 0 | 0 | 0 | 8904.1667
1900-11-01 | 11 | 1 | 8904.1667 | 0 | 0 | 0 | 0 | 8904.1667
1900-12-01 | 12 | 1 | 8904.1667 | 0 | 0 | 0 | 0 | 8904.1667
1901-01-01 | 13 | 1 | 8904.1667 | 0 | 0 | 0 | 0 | 8904.1667
1901-02-01 | 14 | 1 | 8904.1667 | 0 | 0 | 0 | 0 | 8904.1667
1901-03-01 | 15 | 1 | 8904.1667 | 0 | 0 | 0 | 0 | 8904.1667
1901-04-01 | 16 | 1 | 8904.1667 | 0 | 0 | 0 | 0 | 8904.1667
1901-05-01 | 17 | 1 | 8904.1667 | 0 | 0 | 0 | 0 | 8904.1667
1901-06-01 | 18 | 1 | 8904.1667 | 0 | 0 | 0 | 0 | 8904.1667
1901-07-01 | 19 | 1 | 8904.1667 | 0 | 0 | 0 | 0 | 8904.1667
1901-08-01 | 20 | 1 | 8904.1667 | 0 | 0 | 0 | 0 | 8904.1667
1901-09-01 | 21 | 1 | 8904.1667 | 0 | 0 | 0 | 0 | 8904.1667
1901-10-01 | 22 | 1 | 8904.1667 | 0 | 0 | 0 | 0 | 8904.1667
1901-11-01 | 23 | 1 | 8904.1667 | 0 | 0 | 0 | 0 | 8904.1667
1901-12-01 | 24 | 1 | 8904.1667 | 0 | 0 | 0 | 0 | 8904.1667
1902-01-01 | 25 | 1 | 8904.1667 | 0 | 0 | 0 | 0 | 8904.1667
1902-02-01 | 26 | 1 | 8904.1667 | 0 | 0 | 0 | 0 | 8904.1667
1902-03-01 | 27 | 1 | 8904.1667 | 0 | 0 | 0 | 0 | 8904.1667
1902-04-01 | 28 | 1 | 8904.1667 | 0 | 0 | 0 | 0 | 8904.1667
1902-05-01 | 29 | 1 | 8904.1667 | 0 | 0 | 0 | 0 | 8904.1667
1902-06-01 | 30 | 1 | 8904.1667 | 0 | 0 | 0 | 0 | 8904.1667
1902-07-01 | 31 | 1 | 8904.1667 | 0 | 0 | 0 | 0 | 8904.1667
1902-08-01 | 32 | 1 | 8904.1667 | 0 | 0 | 0 | 0 | 8904.1667
1902-09-01 | 33 | 1 | 8904.1667 | 0 | 0 | 0 | 0 | 8904.1667
1902-10-01 | 34 | 1 | 8904.1667 | 0 | 0 | 0 | 0 | 8904.1667
1902-11-01 | 35 | 1 | 8904.1667 | 0 | 0 | 0 | 0 | 8904.1667
1902-12-01 | 36 | 1 | 8904.1667 | 0 | 0 | 0 | 0 | 8904.1667
1903-01-01 | 37 | 1 | 8904.1667 | 0 | 0 | 0 | 0 | 8904.1667
1903-02-01 | 38 | 1 | 8904.1667 | 0 | 0 | 0 | 0 | 8904.1667
1903-03-01 | 39 | 1 | 8904.1667 | 0 | 0 | 0 | 0 | 8904.1667
1903-04-01 | 40 | 1 | 8904.1667 | 0 | 0 | 0 | 0 | 8904.1667
1903-05-01 | 41 | 1 | 8904.1667 | 0 | 0 | 0 | 0 | 8904.1667
1903-06-01 | 42 | 1 | 8904.1667 | 0 | 0 | 0 | 0 | 8904.1667
1903-07-01 | 43 | 1 | 8904.1667 | 0 | 0 | 0 | 0 | 8904.1667
1903-08-01 | 44 | 1 | 8904.1667 | 0 | 0 | 0 | 0 | 8904.1667
1903-09-01 | 45 | 1 | 8904.1667 | 0 | 0 | 0 | 0 | 8904.1667
1903-10-01 | 46 | 1 | 8904.1667 | 0 | 0 | 0 | 0 | 8904.1667
1903-11-01 | 47 | 1 | 8904.1667 | 0 | 0 | 0 | 0 | 8904.1667
1903-12-01 | 48 | 1 | 8904.1667 | 0 | 0 | 0 | 0 | 8904.1667
1904-01-01 | 49 | 1 | 8904.1667 | 0 | 0 | 0 | 0 | 8904.1667
1904-02-01 | 50 | 1 | 8904.1667 | 0 | 0 | 0 | 0 | 8904.1667
1904-03-01 | 51 | 1 | 8904.1667 | 0 | 0 | 0 | 0 | 8904.1667
1904-04-01 | 52 | 1 | 8904.1667 | 0 | 0 | 0 | 0 | 8904.1667
1904-05-01 | 53 | 1 | 8904.1667 | 0 | 0 | 0 | 0 | 8904.1667
1904-06-01 | 54 | 1 | 8904.1667 | 0 | 0 | 0 | 0 | 8904.1667
1904-07-01 | 55 | 1 | 8904.1667 | 0 | 0 | 0 | 0 | 8904.1667
1904-08-01 | 56 | 1 | 8904.1667 | 0 | 0 | 0 | 0 | 8904.1667
1904-09-01 | 57 | 1 | 8904.1667 | 0 | 0 | 0 | 0 | 8904.1667
1904-10-01 | 58 | 1 | 8904.1667 | 0 | 0 | 0 | 0 | 8904.1667
1904-11-01 | 59 | 1 | 8904.1667 | 0 | 0 | 0 | 0 | 8904.1667
1904-12-01 | 60 | 1 | 8904.1667 | 0 | 0 | 0 | 0 | 8904.1667
1905-01-01 | 61 | 1 | 8904.1667 | 0 | 0 | 0 | 0 | 8904.1667
1905-02-01 | 62 | 1 | 8904.1667 | 0 | 0 | 0 | 0 | 8904.1667
1905-03-01 | 63 | 1 | 8904.1667 | 0 | 0 | 0 | 0 | 8904.1667
1905-04-01 | 64 | 1 | 8904.1667 | 0 | 0 | 0 | 0 | 8904.1667
1905-05-01 | 65 | 1 | 8904.1667 | 0 | 0 | 0 | 0 | 8904.1667
1905-06-01 | 66 | 1 | 8904.1667 | 0 | 0 | 0 | 0 | 8904.1667
1905-07-01 | 67 | 1 | 8904.1667 | 0 | 0 | 0 | 0 | 8904.1667
1905-08-01 | 68 | 1 | 8904.1667 | 0 | 0 | 0 | 0 | 8904.1667
1905-09-01 | 69 | 1 | 8904.1667 | 0 | 0 | 0 | 0 | 8904.1667
1905-10-01 | 70 | 1 | 8904.1667 | 0 | 0 | 0 | 0 | 8904.1667
1905-11-01 | 71 | 1 | 8904.1667 | 0 | 0 | 0 | 0 | 8904.1667
1905-12-01 | 72 | 1 | 8904.1667 | 0 | 0 | 0 | 0 | 8904.1667
1906-01-01 | 73 | 1 | 8904.1667 | 0 | 0 | 0 | 0 | 8904.1667
1906-02-01 | 74 | 1 | 8904.1667 | 0 | 0 | 0 | 0 | 8904.1667
1906-03-01 | 75 | 1 | 8904.1667 | 0 | 0 | 0 | 0 | 8904.1667
1906-04-01 | 76 | 1 | 8904.1667 | 0 | 0 | 0 | 0 | 8904.1667
1906-05-01 | 77 | 1 | 8904.1667 | 0 | 0 | 0 | 0 | 8904.1667
1906-06-01 | 78 | 1 | 8904.1667 | 0 | 0 | 0 | 0 | 8904.1667
1906-07-01 | 79 | 1 | 8904.1667 | 0 | 0 | 0 | 0 | 8904.1667
1906-08-01 | 80 | 1 | 8904.1667 | 0 | 0 | 0 | 0 | 8904.1667
1906-09-01 | 81 | 1 | 8904.1667 | 0 | 0 | 0 | 0 | 8904.1667
1906-10-01 | 82 | 1 | 8904.1667 | 0 | 0 | 0 | 0 | 8904.1667
1906-11-01 | 83 | 1 | 8904.1667 | 0 | 0 | 0 | 0 | 8904.1667
1906-12-01 | 84 | 1 | 8904.1667 | 0 | 0 | 0 | 0 | 8904.1667
1907-01-01 | 85 | 1 | 8904.1667 | 0 | 0 | 0 | 0 | 8904.1667
1907-02-01 | 86 | 1 | 8904.1667 | 0 | 0 | 0 | 0 | 8904.1667
1907-03-01 | 87 | 1 | 8904.1667 | 0 | 0 | 0 | 0 | 8904.1667
1907-04-01 | 88 | 1 | 8904.1667 | 0 | 0 | 0 | 0 | 8904.1667
1907-05-01 | 89 | 1 | 8904.1667 | 0 | 0 | 0 | 0 | 8904.1667
1907-06-01 | 90 | 1 | 8904.1667 | 0 | 0 | 0 | 0 | 8904.1667
1907-07-01 | 91 | 1 | 8904.1667 | 0 | 0 | 0 | 0 | 8904.1667
1907-08-01 | 92 | 1 | 8904.1667 | 0 | 0 | 0 | 0 | 8904.1667
1907-09-01 | 93 | 1 | 8904.1667 | 0 | 0 | 0 | 0 | 8904.1667
1907-10-01 | 94 | 1 | 8904.1667 | 0 | 0 | 0 | 0 | 8904.1667
1907-11-01 | 95 | 1 | 8904.1667 | 0 | 0 | 0 | 0 | 8904.1667
1907-12-01 | 96 | 1 | 8904.1667 | 0 | 0 | 0 | 0 | 8904.1667
1908-01-01 | 97 | 1 | 8904.1667 | 0 | 0 | 0 | 0 | 8904.1667
1908-02-01 | 98 | 1 | 8904.1667 | 0 | 0 | 0 | 0 | 8904.1667
1908-03-01 | 99 | 1 | 8904.1667 | 0 | 0 | 0 | 0 | 8904.1667
1908-04-01 | 100 | 1 | 8904.1667 | 0 | 0 | 0 | 0 | 8904.1667
1908-05-01 | 101 | 1 | 8904.1667 | 0 | 0 | 0 | 0 | 8904.1667
1908-06-01 | 102 | 1 | 8904.1667 | 0 | 0 | 0 | 0 | 8904.1667
1908-07-01 | 103 | 1 | 8904.1667 | 0 | 0 | 0 | 0 | 8904.1667
1908-08-01 | 104 | 1 | 8904.1667 | 0 | 0 | 0 | 0 | 8904.1667
1908-09-01 | 105 | 1 | 8904.1667 | 0 | 0 | 0 | 0 | 8904.1667
1908-10-01 | 106 | 1 | 8904.1667 | 0 | 0 | 0 | 0 | 8904.1667
1908-11-01 | 107 | 1 | 8904.1667 | 0 | 0 | 0 | 0 | 8904.1667
1908-12-01 | 108 | 1 | 8904.1667 | 0 | 0 | 0 | 0 | 8904.1667
1909-01-01 | 109 | 1 | 8904.1667 | 0 | 0 | 0 | 0 | 8904.1667
1909-02-01 | 110 | 1 | 8904.1667 | 0 | 0 | 0 | 0 | 8904.1667
1909-03-01 | 111 | 1 | 8904.1667 | 0 | 0 | 0 | 0 | 8904.1667
1909-04-01 | 112 | 1 | 8904.1667 | 0 | 0 | 0 | 0 | 8904.1667
1909-05-01 | 113 | 1 | 8904.1667 | 0 | 0 | 0 | 0 | 8904.1667
1909-06-01 | 114 | 1 | 8904.1667 | 0 | 0 | 0 | 0 | 8904.1667
1909-07-01 | 115 | 1 | 8904.1667 | 0 | 0 | 0 | 0 | 8904.1667
1909-08-01 | 116 | 1 | 8904.1667 | 0 | 0 | 0 | 0 | 8904.1667
1909-09-01 | 117 | 1 | 8904.1667 | 0 | 0 | 0 | 0 | 8904.1667
1909-10-01 | 118 | 1 | 8904.1667 | 0 | 0 | 0 | 0 | 8904.1667
1909-11-01 | 119 | 1 | 8904.1667 | 0 | 0 | 0 | 0 | 8904.1667
1909-12-01 | 120 | 1 | 8904.1667 | 0 | 0 | 0 | 0 | 8904.1667
1910-01-01 | 121 | 1 | 8904.1667 | 0 | 0 | 0 | 0 | 8904.1667
1910-02-01 | 122 | 1 | 8904.1667 | 0 | 0 | 0 | 0 | 8904.1667
1910-03-01 | 123 | 1 | 8904.1667 | 0 | 0 | 0 | 0 | 8904.1667
1910-04-01 | 124 | 1 | 8904.1667 | 0 | 0 | 0 | 0 | 8904.1667
1910-05-01 | 125 | 1 | 8904.1667 | 0 | 0 | 0 | 0 | 8904.1667
1910-06-01 | 126 | 1 | 8904.1667 | 0 | 0 | 0 | 0 | 8904.1667
1910-07-01 | 127 | 1 | 8904.1667 | 0 | 0 | 0 | 0 | 8904.1667
1910-08-01 | 128 | 1 | 8904.1667 | 0 | 0 | 0 | 0 | 8904.1667
1910-09-01 | 129 | 1 | 8904.1667 | 0 | 0 | 0 | 0 | 8904.1667
1910-10-01 | 130 | 1 | 8904.1667 | 0 | 0 | 0 | 0 | 8904.1667
1910-11-01 | 131 | 1 | 8904.1667 | 0 | 0 | 0 | 0 | 8904.1667
1910-12-01 | 132 | 1 | 8904.1667 | 0 | 0 | 0 | 0 | 8904.1667
1911-01-01 | 133 | 1 | 8904.1667 | 0 | 0 | 0 | 0 | 8904.1667
1911-02-01 | 134 | 1 | 8904.1667 | 0 | 0 | 0 | 0 | 8904.1667
1911-03-01 | 135 | 1 | 8904.1667 | 0 | 0 | 0 | 0 | 8904.1667
1911-04-01 | 136 | 1 | 8904.1667 | 0 | 0 | 0 | 0 | 8904.1667
1911-05-01 | 137 | 1 | 8904.1667 | 0 | 0 | 0 | 0 | 8904.1667
1911-06-01 | 138 | 1 | 8904.1667 | 0 | 0 | 0 | 0 | 8904.1667
1911-07-01 | 139 | 1 | 8904.1667 | 0 | 0 | 0 | 0 | 8904.1667
1911-08-01 | 140 | 1 | 8904.1667 | 0 | 0 | 0 | 0 | 8904.1667
1911-09-01 | 141 | 1 | 8904.1667 | 0 | 0 | 0 | 0 | 8904.1667
1911-10-01 | 142 | 1 | 8904.1667 | 0 | 0 | 0 | 0 | 8904.1667
1911-11-01 | 143 | 1 | 8904.1667 | 0 | 0 | 0 | 0 | 8904.1667
1911-12-01 | 144 | 1 | 8904.1667 | 0 | 0 | 0 | 0 | 8904.1667
1912-01-01 | 145 | 1 | 8904.1667 | 0 | 0 | 0 | 0 | 8904.1667
1912-02-01 | 146 | 1 | 8904.1667 | 0 | 0 | 0 | 0 | 8904.1667
1912-03-01 | 147 | 1 | 8904.1667 | 0 | 0 | 0 | 0 | 8904.1667
1912-04-01 | 148 | 1 | 8904.1667 | 0 | 0 | 0 | 0 | 8904.1667
1912-05-01 | 149 | 1 | 8904.1667 | 0 | 0 | 0 | 0 | 8904.1667
1912-06-01 | 150 | 1 | 8904.1667 | 0 | 0 | 0 | 0 | 8904.1667
1912-07-01 | 151 | 1 | 8904.1667 | 0 | 0 | 0 | 0 | 8904.1667
1912-08-01 | 152 | 1 | 8904.1667 | 0 | 0 | 0 | 0 | 8904.1667
1912-09-01 | 153 | 1 | 8904.1667 | 0 | 0 | 0 | 0 | 8904.1667
1912-10-01 | 154 | 1 | 8904.1667 | 0 | 0 | 0 | 0 | 8904.1667
1912-11-01 | 155 | 1 | 8904.1667 | 0 | 0 | 0 | 0 | 8904.1667
1912-12-01 | 156 | 1 | 8904.1667 | 0 | 0 | 0 | 0 | 8904.1667
1913-01-01 | 157 | 1 | 8904.1667 | 0 | 0 | 0 | 0 | 8904.1667
1913-02-01 | 158 | 1 | 8904.1667 | 0 | 0 | 0 | 0 | 8904.1667
1913-03-01 | 159 | 1 | 8904.1667 | 0 | 0 | 0 | 0 | 8904.1667
1913-04-01 | 160 | 1 | 8904.1667 | 0 | 0 | 0 | 0 | 8904.1667
1913-05-01 | 161 | 1 | 8904.1667 | 0 | 0 | 0 | 0 | 8904.1667
1913-06-01 | 162 | 1 | 8904.1667 | 0 | 0 | 0 | 0 | 8904.1667
1913-07-01 | 163 | 1 | 8904.1667 | 0 | 0 | 0 | 0 | 8904.1667
1913-08-01 | 164 | 1 | 8904.1667 | 0 | 0 | 0 | 0 | 8904.1667
1913-09-01 | 165 | 1 | 8904.1667 | 0 | 0 | 0 | 0 | 8904.1667
1913-10-01 | 166 | 1 | 8904.1667 | 0 | 0 | 0 | 0 | 8904.1667
1913-11-01 | 167 | 1 | 8904.1667 | 0 | 0 | 0 | 0 | 8904.1667
1913-12-01 | 168 | 1 | 8904.1667 | 0 | 0 | 0 | 0 | 8904.1667
1914-01-01 | 169 | 1 | 8904.1667 | 0 | 0 | 0 | 0 | 8904.1667
1914-02-01 | 170 | 1 | 8904.1667 | 0 | 0 | 0 | 0 | 8904.1667
1914-03-01 | 171 | 1 | 8904.1667 | 0 | 0 | 0 | 0 | 8904.1667
1914-04-01 | 172 | 1 | 8904.1667 | 0 | 0 | 0 | 0 | 8904.1667
1914-05-01 | 173 | 1 | 8904.1667 | 0 | 0 | 0 | 0 | 8904.1667
1914-06-01 | 174 | 1 | 8904.1667 | 0 | 0 | 0 | 0 | 8904.1667
1914-07-01 | 175 | 1 | 8904.1667 | 0 | 0 | 0 | 0 | 8904.1667
1914-08-01 | 176 | 1 | 8904.1667 | 0 | 0 | 0 | 0 | 8904.1667
1914-09-01 | 177 | 1 | 8904.1667 | 0 | 0 | 0 | 0 | 8904.1667
1914-10-01 | 178 | 1 | 8904.1667 | 0 | 0 | 0 | 0 | 8904.1667
1914-11-01 | 179 | 1 | 8904.1667 | 0 | 0 | 0 | 0 | 8904.1667
1914-12-01 | 180 | 1 | 8904.1667 | 0 | 0 | 0 | 0 | 8904.1667
1915-01-01 | 181 | 1 | 8904.1667 | 0 | 0 | 0 | 0 | 8904.1667
1915-02-01 | 182 | 1 | 8904.1667 | 0 | 0 | 0 | 0 | 8904.1667
1915-03-01 | 183 | 1 | 8904.1667 | 0 | 0 | 0 | 0 | 8904.1667
1915-04-01 | 184 | 1 | 8904.1667 | 0 | 0 | 0 | 0 | 8904.1667
1915-05-01 | 185 | 1 | 8904.1667 | 0 | 0 | 0 | 0 | 8904.1667
1915-06-01 | 186 | 1 | 8904.1667 | 0 | 0 | 0 | 0 | 8904.1667
1915-07-01 | 187 | 1 | 8904.1667 | 0 | 0 | 0 | 0 | 8904.1667
1915-08-01 | 188 | 1 | 8904.1667 | 0 | 0 | 0 | 0 | 8904.1667
1915-09-01 | 189 | 1 | 8904.1667 | 0 | 0 | 0 | 0 | 8904.1667
1915-10-01 | 190 | 1 | 8904.1667 | 0 | 0 | 0 | 0 | 8904.1667
1915-11-01 | 191 | 1 | 8904.1667 | 0 | 0 | 0 | 0 | 8904.1667
1915-12-01 | 192 | 1 | 8904.1667 | 0 | 0 | 0 | 0 | 8904.1667
1916-01-01 | 193 | 1 | 8904.1667 | 0 | 0 | 0 | 0 | 8904.1667
1916-02-01 | 194 | 1 | 8904.1667 | 0 | 0 | 0 | 0 | 8904.1667
1916-03-01 | 195 | 1 | 8904.1667 | 0 | 0 | 0 | 0 | 8904.1667
1916-04-01 | 196 | 1 | 8904.1667 | 0 | 0 | 0 | 0 | 8904.1667
1916-05-01 | 197 | 1 | 8904.1667 | 0 | 0 | 0 | 0 | 8904.1667
1916-06-01 | 198 | 1 | 8904.1667 | 0 | 0 | 0 | 0 | 8904.1667
1916-07-01 | 199 | 1 | 8904.1667 | 0 | 0 | 0 | 0 | 8904.1667
1916-08-01 | 200 | 1 | 8904.1667 | 0 | 0 | 0 | 0 | 8904.1667
1916-09-01 | 201 | 1 | 8904.1667 | 0 | 0 | 0 | 0 | 8904.1667
1916-10-01 | 202 | 1 | 8904.1667 | 0 | 0 | 0 | 0 | 8904.1667
1916-11-01 | 203 | 1 | 8904.1667 | 0 | 0 | 0 | 0 | 8904.1667
1916-12-01 | 204 | 1 | 8904.1667 | 0 | 0 | 0 | 0 | 8904.1667
1917-01-01 | 205 | 1 | 8904.1667 | 0 | 0 | 0 | 0 | 8904.1667
1917-02-01 | 206 | 1 | 8904.1667 | 0 | 0 | 0 | 0 | 8904.1667
1917-03-01 | 207 | 1 | 8904.1667 | 0 | 0 | 0 | 0 | 8904.1667
1917-04-01 | 208 | 1 | 8904.1667 | 0 | 0 | 0 | 0 | 8904.1667
1917-05-01 | 209 | 1 | 8904.1667 | 0 | 0 | 0 | 0 | 8904.1667
1917-06-01 | 210 | 1 | 8904.1667 | 0 | 0 | 0 | 0 | 8904.1667
1917-07-01 | 211 | 1 | 8904.1667 | 0 | 0 | 0 | 0 | 8904.1667
1917-08-01 | 212 | 1 | 8904.1667 | 0 | 0 | 0 | 0 | 8904.1667
1917-09-01 | 213 | 1 | 8904.1667 | 0 | 0 | 0 | 0 | 8904.1667
1917-10-01 | 214 | 1 | 8904.1667 | 0 | 0 | 0 | 0 | 8904.1667
1917-11-01 | 215 | 1 | 8904.1667 | 0 | 0 | 0 | 0 | 8904.1667
1917-12-01 | 216 | 1 | 8904.1667 | 0 | 0 | 0 | 0 | 8904.1667
1918-01-01 | 217 | 1 | 8904.1667 | 0 | 0 | 0 | 0 | 8904.1667
1918-02-01 | 218 | 1 | 8904.1667 | 0 | 0 | 0 | 0 | 8904.1667
1918-03-01 | 219 | 1 | 8904.1667 | 0 | 0 | 0 | 0 | 8904.1667
1918-04-01 | 220 | 1 | 8904.1667 | 0 | 0 | 0 | 0 | 8904.1667
1918-05-01 | 221 | 1 | 8904.1667 | 0 | 0 | 0 | 0 | 8904.1667
1918-06-01 | 222 | 1 | 8904.1667 | 0 | 0 | 0 | 0 | 8904.1667
1918-07-01 | 223 | 1 | 8904.1667 | 0 | 0 | 0 | 0 | 8904.1667
1918-08-01 | 224 | 1 | 8904.1667 | 0 | 0 | 0 | 0 | 8904.1667
1918-09-01 | 225 | 1 | 8904.1667 | 0 | 0 | 0 | 0 | 8904.1667
1918-10-01 | 226 | 1 | 8904.1667 | 0 | 0 | 0 | 0 | 8904.1667
1918-11-01 | 227 | 1 | 8904.1667 | 0 | 0 | 0 | 0 | 8904.1667
1918-12-01 | 228 | 1 | 8904.1667 | 0 | 0 | 0 | 0 | 8904.1667
1919-01-01 | 229 | 1 | 8904.1667 | 0 | 0 | 0 | 0 | 8904.1667
1919-02-01 | 230 | 1 | 8904.1667 | 0 | 0 | 0 | 0 | 8904.1667
1919-03-01 | 231 | 1 | 8904.1667 | 0 | 0 | 0 | 0 | 8904.1667
1919-04-01 | 232 | 1 | 8904.1667 | 0 | 0 | 0 | 0 | 8904.1667
1919-05-01 | 233 | 1 | 8904.1667 | 0 | 0 | 0 | 0 | 8904.1667
1919-06-01 | 234 | 1 | 8904.1667 | 0 | 0 | 0 | 0 | 8904.1667
1919-07-01 | 235 | 1 | 8904.1667 | 0 | 0 | 0 | 0 | 8904.1667
1919-08-01 | 236 | 1 | 8904.1667 | 0 | 0 | 0 | 0 | 8904.1667
1919-09-01 | 237 | 1 | 8904.1667 | 0 | 0 | 0 | 0 | 8904.1667
1919-10-01 | 238 | 1 | 8904.1667 | 0 | 0 | 0 | 0 | 8904.1667
1919-11-01 | 239 | 1 | 8904.1667 | 0 | 0 | 0 | 0 | 8904.1667
1919-12-01 | 240 | 1 | 8904.1667 | 0 | 0 | 0 | 0 | 8904.1667
Formulas:
Start = IF([Stage]=0,0,DATE(YEAR('A1 Costs and Contract'!B48),MONTH('A1 Costs and Contract'!B48),1))
End = DATE(YEAR([Start]),MONTH([Start])+'A1 Costs and Contract'!C57,1)-1
End = IF([Stage]=0,0,[End, row above])
Stage = DATE(YEAR([Stage, row above]),MONTH([Stage, row above])+1,1)
Stage = IF([Months]="NA","NA",DATE(YEAR([Stage, row above]),MONTH([Stage, row above])+1,1))

## Stage (5) Investment
Additional Detail: Stage (5) Monthly Investment
Participant: |  | Name of Market Participant |  |  |  |  | Tariff: | AESO 2021
Project Name: |  | Project Name |  |  |  |  | Effective: | 2021-01-01
Project Number: |  | Project Number |  | Type: | DTS Only |  | To: | Current
Stage and Month Lookup
Stage | Months |  | Start | End
1 | 240 |  | 1899-12-31 | 1919-12-31
0 | 0 |  | 0 | 0
0 | 0 |  | 0 | 0
0 | 0 |  | 0 | 0
0 | 0 |  | 0 | 0
Stage (5) Calculated Investment per Month of Maximum Investment Term
|  |  | Investment per Month by Tier |  |  |  |  | Nominal
Month | Count | Stage | Tier (a) | Tier (b) | Tier (c) | Tier (d) | Tier (e) | Monthly
1899-12-31 | 1 | 1 | 8904.1667 | 0 | 0 | 0 | 0 | 8904.1667
1900-01-31 | 2 | 1 | 8904.1667 | 0 | 0 | 0 | 0 | 8904.1667
1900-03-01 | 3 | 1 | 8904.1667 | 0 | 0 | 0 | 0 | 8904.1667
1900-04-01 | 4 | 1 | 8904.1667 | 0 | 0 | 0 | 0 | 8904.1667
1900-05-01 | 5 | 1 | 8904.1667 | 0 | 0 | 0 | 0 | 8904.1667
1900-06-01 | 6 | 1 | 8904.1667 | 0 | 0 | 0 | 0 | 8904.1667
1900-07-01 | 7 | 1 | 8904.1667 | 0 | 0 | 0 | 0 | 8904.1667
1900-08-01 | 8 | 1 | 8904.1667 | 0 | 0 | 0 | 0 | 8904.1667
1900-09-01 | 9 | 1 | 8904.1667 | 0 | 0 | 0 | 0 | 8904.1667
1900-10-01 | 10 | 1 | 8904.1667 | 0 | 0 | 0 | 0 | 8904.1667
1900-11-01 | 11 | 1 | 8904.1667 | 0 | 0 | 0 | 0 | 8904.1667
1900-12-01 | 12 | 1 | 8904.1667 | 0 | 0 | 0 | 0 | 8904.1667
1901-01-01 | 13 | 1 | 8904.1667 | 0 | 0 | 0 | 0 | 8904.1667
1901-02-01 | 14 | 1 | 8904.1667 | 0 | 0 | 0 | 0 | 8904.1667
1901-03-01 | 15 | 1 | 8904.1667 | 0 | 0 | 0 | 0 | 8904.1667
1901-04-01 | 16 | 1 | 8904.1667 | 0 | 0 | 0 | 0 | 8904.1667
1901-05-01 | 17 | 1 | 8904.1667 | 0 | 0 | 0 | 0 | 8904.1667
1901-06-01 | 18 | 1 | 8904.1667 | 0 | 0 | 0 | 0 | 8904.1667
1901-07-01 | 19 | 1 | 8904.1667 | 0 | 0 | 0 | 0 | 8904.1667
1901-08-01 | 20 | 1 | 8904.1667 | 0 | 0 | 0 | 0 | 8904.1667
1901-09-01 | 21 | 1 | 8904.1667 | 0 | 0 | 0 | 0 | 8904.1667
1901-10-01 | 22 | 1 | 8904.1667 | 0 | 0 | 0 | 0 | 8904.1667
1901-11-01 | 23 | 1 | 8904.1667 | 0 | 0 | 0 | 0 | 8904.1667
1901-12-01 | 24 | 1 | 8904.1667 | 0 | 0 | 0 | 0 | 8904.1667
1902-01-01 | 25 | 1 | 8904.1667 | 0 | 0 | 0 | 0 | 8904.1667
1902-02-01 | 26 | 1 | 8904.1667 | 0 | 0 | 0 | 0 | 8904.1667
1902-03-01 | 27 | 1 | 8904.1667 | 0 | 0 | 0 | 0 | 8904.1667
1902-04-01 | 28 | 1 | 8904.1667 | 0 | 0 | 0 | 0 | 8904.1667
1902-05-01 | 29 | 1 | 8904.1667 | 0 | 0 | 0 | 0 | 8904.1667
1902-06-01 | 30 | 1 | 8904.1667 | 0 | 0 | 0 | 0 | 8904.1667
1902-07-01 | 31 | 1 | 8904.1667 | 0 | 0 | 0 | 0 | 8904.1667
1902-08-01 | 32 | 1 | 8904.1667 | 0 | 0 | 0 | 0 | 8904.1667
1902-09-01 | 33 | 1 | 8904.1667 | 0 | 0 | 0 | 0 | 8904.1667
1902-10-01 | 34 | 1 | 8904.1667 | 0 | 0 | 0 | 0 | 8904.1667
1902-11-01 | 35 | 1 | 8904.1667 | 0 | 0 | 0 | 0 | 8904.1667
1902-12-01 | 36 | 1 | 8904.1667 | 0 | 0 | 0 | 0 | 8904.1667
1903-01-01 | 37 | 1 | 8904.1667 | 0 | 0 | 0 | 0 | 8904.1667
1903-02-01 | 38 | 1 | 8904.1667 | 0 | 0 | 0 | 0 | 8904.1667
1903-03-01 | 39 | 1 | 8904.1667 | 0 | 0 | 0 | 0 | 8904.1667
1903-04-01 | 40 | 1 | 8904.1667 | 0 | 0 | 0 | 0 | 8904.1667
1903-05-01 | 41 | 1 | 8904.1667 | 0 | 0 | 0 | 0 | 8904.1667
1903-06-01 | 42 | 1 | 8904.1667 | 0 | 0 | 0 | 0 | 8904.1667
1903-07-01 | 43 | 1 | 8904.1667 | 0 | 0 | 0 | 0 | 8904.1667
1903-08-01 | 44 | 1 | 8904.1667 | 0 | 0 | 0 | 0 | 8904.1667
1903-09-01 | 45 | 1 | 8904.1667 | 0 | 0 | 0 | 0 | 8904.1667
1903-10-01 | 46 | 1 | 8904.1667 | 0 | 0 | 0 | 0 | 8904.1667
1903-11-01 | 47 | 1 | 8904.1667 | 0 | 0 | 0 | 0 | 8904.1667
1903-12-01 | 48 | 1 | 8904.1667 | 0 | 0 | 0 | 0 | 8904.1667
1904-01-01 | 49 | 1 | 8904.1667 | 0 | 0 | 0 | 0 | 8904.1667
1904-02-01 | 50 | 1 | 8904.1667 | 0 | 0 | 0 | 0 | 8904.1667
1904-03-01 | 51 | 1 | 8904.1667 | 0 | 0 | 0 | 0 | 8904.1667
1904-04-01 | 52 | 1 | 8904.1667 | 0 | 0 | 0 | 0 | 8904.1667
1904-05-01 | 53 | 1 | 8904.1667 | 0 | 0 | 0 | 0 | 8904.1667
1904-06-01 | 54 | 1 | 8904.1667 | 0 | 0 | 0 | 0 | 8904.1667
1904-07-01 | 55 | 1 | 8904.1667 | 0 | 0 | 0 | 0 | 8904.1667
1904-08-01 | 56 | 1 | 8904.1667 | 0 | 0 | 0 | 0 | 8904.1667
1904-09-01 | 57 | 1 | 8904.1667 | 0 | 0 | 0 | 0 | 8904.1667
1904-10-01 | 58 | 1 | 8904.1667 | 0 | 0 | 0 | 0 | 8904.1667
1904-11-01 | 59 | 1 | 8904.1667 | 0 | 0 | 0 | 0 | 8904.1667
1904-12-01 | 60 | 1 | 8904.1667 | 0 | 0 | 0 | 0 | 8904.1667
1905-01-01 | 61 | 1 | 8904.1667 | 0 | 0 | 0 | 0 | 8904.1667
1905-02-01 | 62 | 1 | 8904.1667 | 0 | 0 | 0 | 0 | 8904.1667
1905-03-01 | 63 | 1 | 8904.1667 | 0 | 0 | 0 | 0 | 8904.1667
1905-04-01 | 64 | 1 | 8904.1667 | 0 | 0 | 0 | 0 | 8904.1667
1905-05-01 | 65 | 1 | 8904.1667 | 0 | 0 | 0 | 0 | 8904.1667
1905-06-01 | 66 | 1 | 8904.1667 | 0 | 0 | 0 | 0 | 8904.1667
1905-07-01 | 67 | 1 | 8904.1667 | 0 | 0 | 0 | 0 | 8904.1667
1905-08-01 | 68 | 1 | 8904.1667 | 0 | 0 | 0 | 0 | 8904.1667
1905-09-01 | 69 | 1 | 8904.1667 | 0 | 0 | 0 | 0 | 8904.1667
1905-10-01 | 70 | 1 | 8904.1667 | 0 | 0 | 0 | 0 | 8904.1667
1905-11-01 | 71 | 1 | 8904.1667 | 0 | 0 | 0 | 0 | 8904.1667
1905-12-01 | 72 | 1 | 8904.1667 | 0 | 0 | 0 | 0 | 8904.1667
1906-01-01 | 73 | 1 | 8904.1667 | 0 | 0 | 0 | 0 | 8904.1667
1906-02-01 | 74 | 1 | 8904.1667 | 0 | 0 | 0 | 0 | 8904.1667
1906-03-01 | 75 | 1 | 8904.1667 | 0 | 0 | 0 | 0 | 8904.1667
1906-04-01 | 76 | 1 | 8904.1667 | 0 | 0 | 0 | 0 | 8904.1667
1906-05-01 | 77 | 1 | 8904.1667 | 0 | 0 | 0 | 0 | 8904.1667
1906-06-01 | 78 | 1 | 8904.1667 | 0 | 0 | 0 | 0 | 8904.1667
1906-07-01 | 79 | 1 | 8904.1667 | 0 | 0 | 0 | 0 | 8904.1667
1906-08-01 | 80 | 1 | 8904.1667 | 0 | 0 | 0 | 0 | 8904.1667
1906-09-01 | 81 | 1 | 8904.1667 | 0 | 0 | 0 | 0 | 8904.1667
1906-10-01 | 82 | 1 | 8904.1667 | 0 | 0 | 0 | 0 | 8904.1667
1906-11-01 | 83 | 1 | 8904.1667 | 0 | 0 | 0 | 0 | 8904.1667
1906-12-01 | 84 | 1 | 8904.1667 | 0 | 0 | 0 | 0 | 8904.1667
1907-01-01 | 85 | 1 | 8904.1667 | 0 | 0 | 0 | 0 | 8904.1667
1907-02-01 | 86 | 1 | 8904.1667 | 0 | 0 | 0 | 0 | 8904.1667
1907-03-01 | 87 | 1 | 8904.1667 | 0 | 0 | 0 | 0 | 8904.1667
1907-04-01 | 88 | 1 | 8904.1667 | 0 | 0 | 0 | 0 | 8904.1667
1907-05-01 | 89 | 1 | 8904.1667 | 0 | 0 | 0 | 0 | 8904.1667
1907-06-01 | 90 | 1 | 8904.1667 | 0 | 0 | 0 | 0 | 8904.1667
1907-07-01 | 91 | 1 | 8904.1667 | 0 | 0 | 0 | 0 | 8904.1667
1907-08-01 | 92 | 1 | 8904.1667 | 0 | 0 | 0 | 0 | 8904.1667
1907-09-01 | 93 | 1 | 8904.1667 | 0 | 0 | 0 | 0 | 8904.1667
1907-10-01 | 94 | 1 | 8904.1667 | 0 | 0 | 0 | 0 | 8904.1667
1907-11-01 | 95 | 1 | 8904.1667 | 0 | 0 | 0 | 0 | 8904.1667
1907-12-01 | 96 | 1 | 8904.1667 | 0 | 0 | 0 | 0 | 8904.1667
1908-01-01 | 97 | 1 | 8904.1667 | 0 | 0 | 0 | 0 | 8904.1667
1908-02-01 | 98 | 1 | 8904.1667 | 0 | 0 | 0 | 0 | 8904.1667
1908-03-01 | 99 | 1 | 8904.1667 | 0 | 0 | 0 | 0 | 8904.1667
1908-04-01 | 100 | 1 | 8904.1667 | 0 | 0 | 0 | 0 | 8904.1667
1908-05-01 | 101 | 1 | 8904.1667 | 0 | 0 | 0 | 0 | 8904.1667
1908-06-01 | 102 | 1 | 8904.1667 | 0 | 0 | 0 | 0 | 8904.1667
1908-07-01 | 103 | 1 | 8904.1667 | 0 | 0 | 0 | 0 | 8904.1667
1908-08-01 | 104 | 1 | 8904.1667 | 0 | 0 | 0 | 0 | 8904.1667
1908-09-01 | 105 | 1 | 8904.1667 | 0 | 0 | 0 | 0 | 8904.1667
1908-10-01 | 106 | 1 | 8904.1667 | 0 | 0 | 0 | 0 | 8904.1667
1908-11-01 | 107 | 1 | 8904.1667 | 0 | 0 | 0 | 0 | 8904.1667
1908-12-01 | 108 | 1 | 8904.1667 | 0 | 0 | 0 | 0 | 8904.1667
1909-01-01 | 109 | 1 | 8904.1667 | 0 | 0 | 0 | 0 | 8904.1667
1909-02-01 | 110 | 1 | 8904.1667 | 0 | 0 | 0 | 0 | 8904.1667
1909-03-01 | 111 | 1 | 8904.1667 | 0 | 0 | 0 | 0 | 8904.1667
1909-04-01 | 112 | 1 | 8904.1667 | 0 | 0 | 0 | 0 | 8904.1667
1909-05-01 | 113 | 1 | 8904.1667 | 0 | 0 | 0 | 0 | 8904.1667
1909-06-01 | 114 | 1 | 8904.1667 | 0 | 0 | 0 | 0 | 8904.1667
1909-07-01 | 115 | 1 | 8904.1667 | 0 | 0 | 0 | 0 | 8904.1667
1909-08-01 | 116 | 1 | 8904.1667 | 0 | 0 | 0 | 0 | 8904.1667
1909-09-01 | 117 | 1 | 8904.1667 | 0 | 0 | 0 | 0 | 8904.1667
1909-10-01 | 118 | 1 | 8904.1667 | 0 | 0 | 0 | 0 | 8904.1667
1909-11-01 | 119 | 1 | 8904.1667 | 0 | 0 | 0 | 0 | 8904.1667
1909-12-01 | 120 | 1 | 8904.1667 | 0 | 0 | 0 | 0 | 8904.1667
1910-01-01 | 121 | 1 | 8904.1667 | 0 | 0 | 0 | 0 | 8904.1667
1910-02-01 | 122 | 1 | 8904.1667 | 0 | 0 | 0 | 0 | 8904.1667
1910-03-01 | 123 | 1 | 8904.1667 | 0 | 0 | 0 | 0 | 8904.1667
1910-04-01 | 124 | 1 | 8904.1667 | 0 | 0 | 0 | 0 | 8904.1667
1910-05-01 | 125 | 1 | 8904.1667 | 0 | 0 | 0 | 0 | 8904.1667
1910-06-01 | 126 | 1 | 8904.1667 | 0 | 0 | 0 | 0 | 8904.1667
1910-07-01 | 127 | 1 | 8904.1667 | 0 | 0 | 0 | 0 | 8904.1667
1910-08-01 | 128 | 1 | 8904.1667 | 0 | 0 | 0 | 0 | 8904.1667
1910-09-01 | 129 | 1 | 8904.1667 | 0 | 0 | 0 | 0 | 8904.1667
1910-10-01 | 130 | 1 | 8904.1667 | 0 | 0 | 0 | 0 | 8904.1667
1910-11-01 | 131 | 1 | 8904.1667 | 0 | 0 | 0 | 0 | 8904.1667
1910-12-01 | 132 | 1 | 8904.1667 | 0 | 0 | 0 | 0 | 8904.1667
1911-01-01 | 133 | 1 | 8904.1667 | 0 | 0 | 0 | 0 | 8904.1667
1911-02-01 | 134 | 1 | 8904.1667 | 0 | 0 | 0 | 0 | 8904.1667
1911-03-01 | 135 | 1 | 8904.1667 | 0 | 0 | 0 | 0 | 8904.1667
1911-04-01 | 136 | 1 | 8904.1667 | 0 | 0 | 0 | 0 | 8904.1667
1911-05-01 | 137 | 1 | 8904.1667 | 0 | 0 | 0 | 0 | 8904.1667
1911-06-01 | 138 | 1 | 8904.1667 | 0 | 0 | 0 | 0 | 8904.1667
1911-07-01 | 139 | 1 | 8904.1667 | 0 | 0 | 0 | 0 | 8904.1667
1911-08-01 | 140 | 1 | 8904.1667 | 0 | 0 | 0 | 0 | 8904.1667
1911-09-01 | 141 | 1 | 8904.1667 | 0 | 0 | 0 | 0 | 8904.1667
1911-10-01 | 142 | 1 | 8904.1667 | 0 | 0 | 0 | 0 | 8904.1667
1911-11-01 | 143 | 1 | 8904.1667 | 0 | 0 | 0 | 0 | 8904.1667
1911-12-01 | 144 | 1 | 8904.1667 | 0 | 0 | 0 | 0 | 8904.1667
1912-01-01 | 145 | 1 | 8904.1667 | 0 | 0 | 0 | 0 | 8904.1667
1912-02-01 | 146 | 1 | 8904.1667 | 0 | 0 | 0 | 0 | 8904.1667
1912-03-01 | 147 | 1 | 8904.1667 | 0 | 0 | 0 | 0 | 8904.1667
1912-04-01 | 148 | 1 | 8904.1667 | 0 | 0 | 0 | 0 | 8904.1667
1912-05-01 | 149 | 1 | 8904.1667 | 0 | 0 | 0 | 0 | 8904.1667
1912-06-01 | 150 | 1 | 8904.1667 | 0 | 0 | 0 | 0 | 8904.1667
1912-07-01 | 151 | 1 | 8904.1667 | 0 | 0 | 0 | 0 | 8904.1667
1912-08-01 | 152 | 1 | 8904.1667 | 0 | 0 | 0 | 0 | 8904.1667
1912-09-01 | 153 | 1 | 8904.1667 | 0 | 0 | 0 | 0 | 8904.1667
1912-10-01 | 154 | 1 | 8904.1667 | 0 | 0 | 0 | 0 | 8904.1667
1912-11-01 | 155 | 1 | 8904.1667 | 0 | 0 | 0 | 0 | 8904.1667
1912-12-01 | 156 | 1 | 8904.1667 | 0 | 0 | 0 | 0 | 8904.1667
1913-01-01 | 157 | 1 | 8904.1667 | 0 | 0 | 0 | 0 | 8904.1667
1913-02-01 | 158 | 1 | 8904.1667 | 0 | 0 | 0 | 0 | 8904.1667
1913-03-01 | 159 | 1 | 8904.1667 | 0 | 0 | 0 | 0 | 8904.1667
1913-04-01 | 160 | 1 | 8904.1667 | 0 | 0 | 0 | 0 | 8904.1667
1913-05-01 | 161 | 1 | 8904.1667 | 0 | 0 | 0 | 0 | 8904.1667
1913-06-01 | 162 | 1 | 8904.1667 | 0 | 0 | 0 | 0 | 8904.1667
1913-07-01 | 163 | 1 | 8904.1667 | 0 | 0 | 0 | 0 | 8904.1667
1913-08-01 | 164 | 1 | 8904.1667 | 0 | 0 | 0 | 0 | 8904.1667
1913-09-01 | 165 | 1 | 8904.1667 | 0 | 0 | 0 | 0 | 8904.1667
1913-10-01 | 166 | 1 | 8904.1667 | 0 | 0 | 0 | 0 | 8904.1667
1913-11-01 | 167 | 1 | 8904.1667 | 0 | 0 | 0 | 0 | 8904.1667
1913-12-01 | 168 | 1 | 8904.1667 | 0 | 0 | 0 | 0 | 8904.1667
1914-01-01 | 169 | 1 | 8904.1667 | 0 | 0 | 0 | 0 | 8904.1667
1914-02-01 | 170 | 1 | 8904.1667 | 0 | 0 | 0 | 0 | 8904.1667
1914-03-01 | 171 | 1 | 8904.1667 | 0 | 0 | 0 | 0 | 8904.1667
1914-04-01 | 172 | 1 | 8904.1667 | 0 | 0 | 0 | 0 | 8904.1667
1914-05-01 | 173 | 1 | 8904.1667 | 0 | 0 | 0 | 0 | 8904.1667
1914-06-01 | 174 | 1 | 8904.1667 | 0 | 0 | 0 | 0 | 8904.1667
1914-07-01 | 175 | 1 | 8904.1667 | 0 | 0 | 0 | 0 | 8904.1667
1914-08-01 | 176 | 1 | 8904.1667 | 0 | 0 | 0 | 0 | 8904.1667
1914-09-01 | 177 | 1 | 8904.1667 | 0 | 0 | 0 | 0 | 8904.1667
1914-10-01 | 178 | 1 | 8904.1667 | 0 | 0 | 0 | 0 | 8904.1667
1914-11-01 | 179 | 1 | 8904.1667 | 0 | 0 | 0 | 0 | 8904.1667
1914-12-01 | 180 | 1 | 8904.1667 | 0 | 0 | 0 | 0 | 8904.1667
1915-01-01 | 181 | 1 | 8904.1667 | 0 | 0 | 0 | 0 | 8904.1667
1915-02-01 | 182 | 1 | 8904.1667 | 0 | 0 | 0 | 0 | 8904.1667
1915-03-01 | 183 | 1 | 8904.1667 | 0 | 0 | 0 | 0 | 8904.1667
1915-04-01 | 184 | 1 | 8904.1667 | 0 | 0 | 0 | 0 | 8904.1667
1915-05-01 | 185 | 1 | 8904.1667 | 0 | 0 | 0 | 0 | 8904.1667
1915-06-01 | 186 | 1 | 8904.1667 | 0 | 0 | 0 | 0 | 8904.1667
1915-07-01 | 187 | 1 | 8904.1667 | 0 | 0 | 0 | 0 | 8904.1667
1915-08-01 | 188 | 1 | 8904.1667 | 0 | 0 | 0 | 0 | 8904.1667
1915-09-01 | 189 | 1 | 8904.1667 | 0 | 0 | 0 | 0 | 8904.1667
1915-10-01 | 190 | 1 | 8904.1667 | 0 | 0 | 0 | 0 | 8904.1667
1915-11-01 | 191 | 1 | 8904.1667 | 0 | 0 | 0 | 0 | 8904.1667
1915-12-01 | 192 | 1 | 8904.1667 | 0 | 0 | 0 | 0 | 8904.1667
1916-01-01 | 193 | 1 | 8904.1667 | 0 | 0 | 0 | 0 | 8904.1667
1916-02-01 | 194 | 1 | 8904.1667 | 0 | 0 | 0 | 0 | 8904.1667
1916-03-01 | 195 | 1 | 8904.1667 | 0 | 0 | 0 | 0 | 8904.1667
1916-04-01 | 196 | 1 | 8904.1667 | 0 | 0 | 0 | 0 | 8904.1667
1916-05-01 | 197 | 1 | 8904.1667 | 0 | 0 | 0 | 0 | 8904.1667
1916-06-01 | 198 | 1 | 8904.1667 | 0 | 0 | 0 | 0 | 8904.1667
1916-07-01 | 199 | 1 | 8904.1667 | 0 | 0 | 0 | 0 | 8904.1667
1916-08-01 | 200 | 1 | 8904.1667 | 0 | 0 | 0 | 0 | 8904.1667
1916-09-01 | 201 | 1 | 8904.1667 | 0 | 0 | 0 | 0 | 8904.1667
1916-10-01 | 202 | 1 | 8904.1667 | 0 | 0 | 0 | 0 | 8904.1667
1916-11-01 | 203 | 1 | 8904.1667 | 0 | 0 | 0 | 0 | 8904.1667
1916-12-01 | 204 | 1 | 8904.1667 | 0 | 0 | 0 | 0 | 8904.1667
1917-01-01 | 205 | 1 | 8904.1667 | 0 | 0 | 0 | 0 | 8904.1667
1917-02-01 | 206 | 1 | 8904.1667 | 0 | 0 | 0 | 0 | 8904.1667
1917-03-01 | 207 | 1 | 8904.1667 | 0 | 0 | 0 | 0 | 8904.1667
1917-04-01 | 208 | 1 | 8904.1667 | 0 | 0 | 0 | 0 | 8904.1667
1917-05-01 | 209 | 1 | 8904.1667 | 0 | 0 | 0 | 0 | 8904.1667
1917-06-01 | 210 | 1 | 8904.1667 | 0 | 0 | 0 | 0 | 8904.1667
1917-07-01 | 211 | 1 | 8904.1667 | 0 | 0 | 0 | 0 | 8904.1667
1917-08-01 | 212 | 1 | 8904.1667 | 0 | 0 | 0 | 0 | 8904.1667
1917-09-01 | 213 | 1 | 8904.1667 | 0 | 0 | 0 | 0 | 8904.1667
1917-10-01 | 214 | 1 | 8904.1667 | 0 | 0 | 0 | 0 | 8904.1667
1917-11-01 | 215 | 1 | 8904.1667 | 0 | 0 | 0 | 0 | 8904.1667
1917-12-01 | 216 | 1 | 8904.1667 | 0 | 0 | 0 | 0 | 8904.1667
1918-01-01 | 217 | 1 | 8904.1667 | 0 | 0 | 0 | 0 | 8904.1667
1918-02-01 | 218 | 1 | 8904.1667 | 0 | 0 | 0 | 0 | 8904.1667
1918-03-01 | 219 | 1 | 8904.1667 | 0 | 0 | 0 | 0 | 8904.1667
1918-04-01 | 220 | 1 | 8904.1667 | 0 | 0 | 0 | 0 | 8904.1667
1918-05-01 | 221 | 1 | 8904.1667 | 0 | 0 | 0 | 0 | 8904.1667
1918-06-01 | 222 | 1 | 8904.1667 | 0 | 0 | 0 | 0 | 8904.1667
1918-07-01 | 223 | 1 | 8904.1667 | 0 | 0 | 0 | 0 | 8904.1667
1918-08-01 | 224 | 1 | 8904.1667 | 0 | 0 | 0 | 0 | 8904.1667
1918-09-01 | 225 | 1 | 8904.1667 | 0 | 0 | 0 | 0 | 8904.1667
1918-10-01 | 226 | 1 | 8904.1667 | 0 | 0 | 0 | 0 | 8904.1667
1918-11-01 | 227 | 1 | 8904.1667 | 0 | 0 | 0 | 0 | 8904.1667
1918-12-01 | 228 | 1 | 8904.1667 | 0 | 0 | 0 | 0 | 8904.1667
1919-01-01 | 229 | 1 | 8904.1667 | 0 | 0 | 0 | 0 | 8904.1667
1919-02-01 | 230 | 1 | 8904.1667 | 0 | 0 | 0 | 0 | 8904.1667
1919-03-01 | 231 | 1 | 8904.1667 | 0 | 0 | 0 | 0 | 8904.1667
1919-04-01 | 232 | 1 | 8904.1667 | 0 | 0 | 0 | 0 | 8904.1667
1919-05-01 | 233 | 1 | 8904.1667 | 0 | 0 | 0 | 0 | 8904.1667
1919-06-01 | 234 | 1 | 8904.1667 | 0 | 0 | 0 | 0 | 8904.1667
1919-07-01 | 235 | 1 | 8904.1667 | 0 | 0 | 0 | 0 | 8904.1667
1919-08-01 | 236 | 1 | 8904.1667 | 0 | 0 | 0 | 0 | 8904.1667
1919-09-01 | 237 | 1 | 8904.1667 | 0 | 0 | 0 | 0 | 8904.1667
1919-10-01 | 238 | 1 | 8904.1667 | 0 | 0 | 0 | 0 | 8904.1667
1919-11-01 | 239 | 1 | 8904.1667 | 0 | 0 | 0 | 0 | 8904.1667
1919-12-01 | 240 | 1 | 8904.1667 | 0 | 0 | 0 | 0 | 8904.1667
Formulas:
Start = IF([Stage]=0,0,DATE(YEAR('A1 Costs and Contract'!B48),MONTH('A1 Costs and Contract'!B48),1))
End = DATE(YEAR([Start]),MONTH([Start])+'A1 Costs and Contract'!C57,1)-1
End = IF([Stage]=0,0,[End, row above])
Stage = DATE(YEAR([Stage, row above]),MONTH([Stage, row above])+1,1)
Stage = IF([Months]="NA","NA",DATE(YEAR([Stage, row above]),MONTH([Stage, row above])+1,1))

## Stage (6) Investment
Additional Detail: Stage (6) Monthly Investment
Participant: |  | Name of Market Participant |  |  |  |  | Tariff: | AESO 2021
Project Name: |  | Project Name |  |  |  |  | Effective: | 2021-01-01
Project Number: |  | Project Number |  | Type: | DTS Only |  | To: | Current
Stage and Month Lookup
Stage | Months |  | Start | End
1 | 240 |  | 1899-12-31 | 1919-12-31
0 | 0 |  | 0 | 0
0 | 0 |  | 0 | 0
0 | 0 |  | 0 | 0
0 | 0 |  | 0 | 0
0 | 0 |  | 0 | 0
Stage (6) Calculated Investment per Month of Maximum Investment Term
|  |  | Investment per Month by Tier |  |  |  |  | Nominal
Month | Count | Stage | Tier (a) | Tier (b) | Tier (c) | Tier (d) | Tier (e) | Monthly
1899-12-31 | 1 | 1 | 8904.1667 | 0 | 0 | 0 | 0 | 8904.1667
1900-01-31 | 2 | 1 | 8904.1667 | 0 | 0 | 0 | 0 | 8904.1667
1900-03-01 | 3 | 1 | 8904.1667 | 0 | 0 | 0 | 0 | 8904.1667
1900-04-01 | 4 | 1 | 8904.1667 | 0 | 0 | 0 | 0 | 8904.1667
1900-05-01 | 5 | 1 | 8904.1667 | 0 | 0 | 0 | 0 | 8904.1667
1900-06-01 | 6 | 1 | 8904.1667 | 0 | 0 | 0 | 0 | 8904.1667
1900-07-01 | 7 | 1 | 8904.1667 | 0 | 0 | 0 | 0 | 8904.1667
1900-08-01 | 8 | 1 | 8904.1667 | 0 | 0 | 0 | 0 | 8904.1667
1900-09-01 | 9 | 1 | 8904.1667 | 0 | 0 | 0 | 0 | 8904.1667
1900-10-01 | 10 | 1 | 8904.1667 | 0 | 0 | 0 | 0 | 8904.1667
1900-11-01 | 11 | 1 | 8904.1667 | 0 | 0 | 0 | 0 | 8904.1667
1900-12-01 | 12 | 1 | 8904.1667 | 0 | 0 | 0 | 0 | 8904.1667
1901-01-01 | 13 | 1 | 8904.1667 | 0 | 0 | 0 | 0 | 8904.1667
1901-02-01 | 14 | 1 | 8904.1667 | 0 | 0 | 0 | 0 | 8904.1667
1901-03-01 | 15 | 1 | 8904.1667 | 0 | 0 | 0 | 0 | 8904.1667
1901-04-01 | 16 | 1 | 8904.1667 | 0 | 0 | 0 | 0 | 8904.1667
1901-05-01 | 17 | 1 | 8904.1667 | 0 | 0 | 0 | 0 | 8904.1667
1901-06-01 | 18 | 1 | 8904.1667 | 0 | 0 | 0 | 0 | 8904.1667
1901-07-01 | 19 | 1 | 8904.1667 | 0 | 0 | 0 | 0 | 8904.1667
1901-08-01 | 20 | 1 | 8904.1667 | 0 | 0 | 0 | 0 | 8904.1667
1901-09-01 | 21 | 1 | 8904.1667 | 0 | 0 | 0 | 0 | 8904.1667
1901-10-01 | 22 | 1 | 8904.1667 | 0 | 0 | 0 | 0 | 8904.1667
1901-11-01 | 23 | 1 | 8904.1667 | 0 | 0 | 0 | 0 | 8904.1667
1901-12-01 | 24 | 1 | 8904.1667 | 0 | 0 | 0 | 0 | 8904.1667
1902-01-01 | 25 | 1 | 8904.1667 | 0 | 0 | 0 | 0 | 8904.1667
1902-02-01 | 26 | 1 | 8904.1667 | 0 | 0 | 0 | 0 | 8904.1667
1902-03-01 | 27 | 1 | 8904.1667 | 0 | 0 | 0 | 0 | 8904.1667
1902-04-01 | 28 | 1 | 8904.1667 | 0 | 0 | 0 | 0 | 8904.1667
1902-05-01 | 29 | 1 | 8904.1667 | 0 | 0 | 0 | 0 | 8904.1667
1902-06-01 | 30 | 1 | 8904.1667 | 0 | 0 | 0 | 0 | 8904.1667
1902-07-01 | 31 | 1 | 8904.1667 | 0 | 0 | 0 | 0 | 8904.1667
1902-08-01 | 32 | 1 | 8904.1667 | 0 | 0 | 0 | 0 | 8904.1667
1902-09-01 | 33 | 1 | 8904.1667 | 0 | 0 | 0 | 0 | 8904.1667
1902-10-01 | 34 | 1 | 8904.1667 | 0 | 0 | 0 | 0 | 8904.1667
1902-11-01 | 35 | 1 | 8904.1667 | 0 | 0 | 0 | 0 | 8904.1667
1902-12-01 | 36 | 1 | 8904.1667 | 0 | 0 | 0 | 0 | 8904.1667
1903-01-01 | 37 | 1 | 8904.1667 | 0 | 0 | 0 | 0 | 8904.1667
1903-02-01 | 38 | 1 | 8904.1667 | 0 | 0 | 0 | 0 | 8904.1667
1903-03-01 | 39 | 1 | 8904.1667 | 0 | 0 | 0 | 0 | 8904.1667
1903-04-01 | 40 | 1 | 8904.1667 | 0 | 0 | 0 | 0 | 8904.1667
1903-05-01 | 41 | 1 | 8904.1667 | 0 | 0 | 0 | 0 | 8904.1667
1903-06-01 | 42 | 1 | 8904.1667 | 0 | 0 | 0 | 0 | 8904.1667
1903-07-01 | 43 | 1 | 8904.1667 | 0 | 0 | 0 | 0 | 8904.1667
1903-08-01 | 44 | 1 | 8904.1667 | 0 | 0 | 0 | 0 | 8904.1667
1903-09-01 | 45 | 1 | 8904.1667 | 0 | 0 | 0 | 0 | 8904.1667
1903-10-01 | 46 | 1 | 8904.1667 | 0 | 0 | 0 | 0 | 8904.1667
1903-11-01 | 47 | 1 | 8904.1667 | 0 | 0 | 0 | 0 | 8904.1667
1903-12-01 | 48 | 1 | 8904.1667 | 0 | 0 | 0 | 0 | 8904.1667
1904-01-01 | 49 | 1 | 8904.1667 | 0 | 0 | 0 | 0 | 8904.1667
1904-02-01 | 50 | 1 | 8904.1667 | 0 | 0 | 0 | 0 | 8904.1667
1904-03-01 | 51 | 1 | 8904.1667 | 0 | 0 | 0 | 0 | 8904.1667
1904-04-01 | 52 | 1 | 8904.1667 | 0 | 0 | 0 | 0 | 8904.1667
1904-05-01 | 53 | 1 | 8904.1667 | 0 | 0 | 0 | 0 | 8904.1667
1904-06-01 | 54 | 1 | 8904.1667 | 0 | 0 | 0 | 0 | 8904.1667
1904-07-01 | 55 | 1 | 8904.1667 | 0 | 0 | 0 | 0 | 8904.1667
1904-08-01 | 56 | 1 | 8904.1667 | 0 | 0 | 0 | 0 | 8904.1667
1904-09-01 | 57 | 1 | 8904.1667 | 0 | 0 | 0 | 0 | 8904.1667
1904-10-01 | 58 | 1 | 8904.1667 | 0 | 0 | 0 | 0 | 8904.1667
1904-11-01 | 59 | 1 | 8904.1667 | 0 | 0 | 0 | 0 | 8904.1667
1904-12-01 | 60 | 1 | 8904.1667 | 0 | 0 | 0 | 0 | 8904.1667
1905-01-01 | 61 | 1 | 8904.1667 | 0 | 0 | 0 | 0 | 8904.1667
1905-02-01 | 62 | 1 | 8904.1667 | 0 | 0 | 0 | 0 | 8904.1667
1905-03-01 | 63 | 1 | 8904.1667 | 0 | 0 | 0 | 0 | 8904.1667
1905-04-01 | 64 | 1 | 8904.1667 | 0 | 0 | 0 | 0 | 8904.1667
1905-05-01 | 65 | 1 | 8904.1667 | 0 | 0 | 0 | 0 | 8904.1667
1905-06-01 | 66 | 1 | 8904.1667 | 0 | 0 | 0 | 0 | 8904.1667
1905-07-01 | 67 | 1 | 8904.1667 | 0 | 0 | 0 | 0 | 8904.1667
1905-08-01 | 68 | 1 | 8904.1667 | 0 | 0 | 0 | 0 | 8904.1667
1905-09-01 | 69 | 1 | 8904.1667 | 0 | 0 | 0 | 0 | 8904.1667
1905-10-01 | 70 | 1 | 8904.1667 | 0 | 0 | 0 | 0 | 8904.1667
1905-11-01 | 71 | 1 | 8904.1667 | 0 | 0 | 0 | 0 | 8904.1667
1905-12-01 | 72 | 1 | 8904.1667 | 0 | 0 | 0 | 0 | 8904.1667
1906-01-01 | 73 | 1 | 8904.1667 | 0 | 0 | 0 | 0 | 8904.1667
1906-02-01 | 74 | 1 | 8904.1667 | 0 | 0 | 0 | 0 | 8904.1667
1906-03-01 | 75 | 1 | 8904.1667 | 0 | 0 | 0 | 0 | 8904.1667
1906-04-01 | 76 | 1 | 8904.1667 | 0 | 0 | 0 | 0 | 8904.1667
1906-05-01 | 77 | 1 | 8904.1667 | 0 | 0 | 0 | 0 | 8904.1667
1906-06-01 | 78 | 1 | 8904.1667 | 0 | 0 | 0 | 0 | 8904.1667
1906-07-01 | 79 | 1 | 8904.1667 | 0 | 0 | 0 | 0 | 8904.1667
1906-08-01 | 80 | 1 | 8904.1667 | 0 | 0 | 0 | 0 | 8904.1667
1906-09-01 | 81 | 1 | 8904.1667 | 0 | 0 | 0 | 0 | 8904.1667
1906-10-01 | 82 | 1 | 8904.1667 | 0 | 0 | 0 | 0 | 8904.1667
1906-11-01 | 83 | 1 | 8904.1667 | 0 | 0 | 0 | 0 | 8904.1667
1906-12-01 | 84 | 1 | 8904.1667 | 0 | 0 | 0 | 0 | 8904.1667
1907-01-01 | 85 | 1 | 8904.1667 | 0 | 0 | 0 | 0 | 8904.1667
1907-02-01 | 86 | 1 | 8904.1667 | 0 | 0 | 0 | 0 | 8904.1667
1907-03-01 | 87 | 1 | 8904.1667 | 0 | 0 | 0 | 0 | 8904.1667
1907-04-01 | 88 | 1 | 8904.1667 | 0 | 0 | 0 | 0 | 8904.1667
1907-05-01 | 89 | 1 | 8904.1667 | 0 | 0 | 0 | 0 | 8904.1667
1907-06-01 | 90 | 1 | 8904.1667 | 0 | 0 | 0 | 0 | 8904.1667
1907-07-01 | 91 | 1 | 8904.1667 | 0 | 0 | 0 | 0 | 8904.1667
1907-08-01 | 92 | 1 | 8904.1667 | 0 | 0 | 0 | 0 | 8904.1667
1907-09-01 | 93 | 1 | 8904.1667 | 0 | 0 | 0 | 0 | 8904.1667
1907-10-01 | 94 | 1 | 8904.1667 | 0 | 0 | 0 | 0 | 8904.1667
1907-11-01 | 95 | 1 | 8904.1667 | 0 | 0 | 0 | 0 | 8904.1667
1907-12-01 | 96 | 1 | 8904.1667 | 0 | 0 | 0 | 0 | 8904.1667
1908-01-01 | 97 | 1 | 8904.1667 | 0 | 0 | 0 | 0 | 8904.1667
1908-02-01 | 98 | 1 | 8904.1667 | 0 | 0 | 0 | 0 | 8904.1667
1908-03-01 | 99 | 1 | 8904.1667 | 0 | 0 | 0 | 0 | 8904.1667
1908-04-01 | 100 | 1 | 8904.1667 | 0 | 0 | 0 | 0 | 8904.1667
1908-05-01 | 101 | 1 | 8904.1667 | 0 | 0 | 0 | 0 | 8904.1667
1908-06-01 | 102 | 1 | 8904.1667 | 0 | 0 | 0 | 0 | 8904.1667
1908-07-01 | 103 | 1 | 8904.1667 | 0 | 0 | 0 | 0 | 8904.1667
1908-08-01 | 104 | 1 | 8904.1667 | 0 | 0 | 0 | 0 | 8904.1667
1908-09-01 | 105 | 1 | 8904.1667 | 0 | 0 | 0 | 0 | 8904.1667
1908-10-01 | 106 | 1 | 8904.1667 | 0 | 0 | 0 | 0 | 8904.1667
1908-11-01 | 107 | 1 | 8904.1667 | 0 | 0 | 0 | 0 | 8904.1667
1908-12-01 | 108 | 1 | 8904.1667 | 0 | 0 | 0 | 0 | 8904.1667
1909-01-01 | 109 | 1 | 8904.1667 | 0 | 0 | 0 | 0 | 8904.1667
1909-02-01 | 110 | 1 | 8904.1667 | 0 | 0 | 0 | 0 | 8904.1667
1909-03-01 | 111 | 1 | 8904.1667 | 0 | 0 | 0 | 0 | 8904.1667
1909-04-01 | 112 | 1 | 8904.1667 | 0 | 0 | 0 | 0 | 8904.1667
1909-05-01 | 113 | 1 | 8904.1667 | 0 | 0 | 0 | 0 | 8904.1667
1909-06-01 | 114 | 1 | 8904.1667 | 0 | 0 | 0 | 0 | 8904.1667
1909-07-01 | 115 | 1 | 8904.1667 | 0 | 0 | 0 | 0 | 8904.1667
1909-08-01 | 116 | 1 | 8904.1667 | 0 | 0 | 0 | 0 | 8904.1667
1909-09-01 | 117 | 1 | 8904.1667 | 0 | 0 | 0 | 0 | 8904.1667
1909-10-01 | 118 | 1 | 8904.1667 | 0 | 0 | 0 | 0 | 8904.1667
1909-11-01 | 119 | 1 | 8904.1667 | 0 | 0 | 0 | 0 | 8904.1667
1909-12-01 | 120 | 1 | 8904.1667 | 0 | 0 | 0 | 0 | 8904.1667
1910-01-01 | 121 | 1 | 8904.1667 | 0 | 0 | 0 | 0 | 8904.1667
1910-02-01 | 122 | 1 | 8904.1667 | 0 | 0 | 0 | 0 | 8904.1667
1910-03-01 | 123 | 1 | 8904.1667 | 0 | 0 | 0 | 0 | 8904.1667
1910-04-01 | 124 | 1 | 8904.1667 | 0 | 0 | 0 | 0 | 8904.1667
1910-05-01 | 125 | 1 | 8904.1667 | 0 | 0 | 0 | 0 | 8904.1667
1910-06-01 | 126 | 1 | 8904.1667 | 0 | 0 | 0 | 0 | 8904.1667
1910-07-01 | 127 | 1 | 8904.1667 | 0 | 0 | 0 | 0 | 8904.1667
1910-08-01 | 128 | 1 | 8904.1667 | 0 | 0 | 0 | 0 | 8904.1667
1910-09-01 | 129 | 1 | 8904.1667 | 0 | 0 | 0 | 0 | 8904.1667
1910-10-01 | 130 | 1 | 8904.1667 | 0 | 0 | 0 | 0 | 8904.1667
1910-11-01 | 131 | 1 | 8904.1667 | 0 | 0 | 0 | 0 | 8904.1667
1910-12-01 | 132 | 1 | 8904.1667 | 0 | 0 | 0 | 0 | 8904.1667
1911-01-01 | 133 | 1 | 8904.1667 | 0 | 0 | 0 | 0 | 8904.1667
1911-02-01 | 134 | 1 | 8904.1667 | 0 | 0 | 0 | 0 | 8904.1667
1911-03-01 | 135 | 1 | 8904.1667 | 0 | 0 | 0 | 0 | 8904.1667
1911-04-01 | 136 | 1 | 8904.1667 | 0 | 0 | 0 | 0 | 8904.1667
1911-05-01 | 137 | 1 | 8904.1667 | 0 | 0 | 0 | 0 | 8904.1667
1911-06-01 | 138 | 1 | 8904.1667 | 0 | 0 | 0 | 0 | 8904.1667
1911-07-01 | 139 | 1 | 8904.1667 | 0 | 0 | 0 | 0 | 8904.1667
1911-08-01 | 140 | 1 | 8904.1667 | 0 | 0 | 0 | 0 | 8904.1667
1911-09-01 | 141 | 1 | 8904.1667 | 0 | 0 | 0 | 0 | 8904.1667
1911-10-01 | 142 | 1 | 8904.1667 | 0 | 0 | 0 | 0 | 8904.1667
1911-11-01 | 143 | 1 | 8904.1667 | 0 | 0 | 0 | 0 | 8904.1667
1911-12-01 | 144 | 1 | 8904.1667 | 0 | 0 | 0 | 0 | 8904.1667
1912-01-01 | 145 | 1 | 8904.1667 | 0 | 0 | 0 | 0 | 8904.1667
1912-02-01 | 146 | 1 | 8904.1667 | 0 | 0 | 0 | 0 | 8904.1667
1912-03-01 | 147 | 1 | 8904.1667 | 0 | 0 | 0 | 0 | 8904.1667
1912-04-01 | 148 | 1 | 8904.1667 | 0 | 0 | 0 | 0 | 8904.1667
1912-05-01 | 149 | 1 | 8904.1667 | 0 | 0 | 0 | 0 | 8904.1667
1912-06-01 | 150 | 1 | 8904.1667 | 0 | 0 | 0 | 0 | 8904.1667
1912-07-01 | 151 | 1 | 8904.1667 | 0 | 0 | 0 | 0 | 8904.1667
1912-08-01 | 152 | 1 | 8904.1667 | 0 | 0 | 0 | 0 | 8904.1667
1912-09-01 | 153 | 1 | 8904.1667 | 0 | 0 | 0 | 0 | 8904.1667
1912-10-01 | 154 | 1 | 8904.1667 | 0 | 0 | 0 | 0 | 8904.1667
1912-11-01 | 155 | 1 | 8904.1667 | 0 | 0 | 0 | 0 | 8904.1667
1912-12-01 | 156 | 1 | 8904.1667 | 0 | 0 | 0 | 0 | 8904.1667
1913-01-01 | 157 | 1 | 8904.1667 | 0 | 0 | 0 | 0 | 8904.1667
1913-02-01 | 158 | 1 | 8904.1667 | 0 | 0 | 0 | 0 | 8904.1667
1913-03-01 | 159 | 1 | 8904.1667 | 0 | 0 | 0 | 0 | 8904.1667
1913-04-01 | 160 | 1 | 8904.1667 | 0 | 0 | 0 | 0 | 8904.1667
1913-05-01 | 161 | 1 | 8904.1667 | 0 | 0 | 0 | 0 | 8904.1667
1913-06-01 | 162 | 1 | 8904.1667 | 0 | 0 | 0 | 0 | 8904.1667
1913-07-01 | 163 | 1 | 8904.1667 | 0 | 0 | 0 | 0 | 8904.1667
1913-08-01 | 164 | 1 | 8904.1667 | 0 | 0 | 0 | 0 | 8904.1667
1913-09-01 | 165 | 1 | 8904.1667 | 0 | 0 | 0 | 0 | 8904.1667
1913-10-01 | 166 | 1 | 8904.1667 | 0 | 0 | 0 | 0 | 8904.1667
1913-11-01 | 167 | 1 | 8904.1667 | 0 | 0 | 0 | 0 | 8904.1667
1913-12-01 | 168 | 1 | 8904.1667 | 0 | 0 | 0 | 0 | 8904.1667
1914-01-01 | 169 | 1 | 8904.1667 | 0 | 0 | 0 | 0 | 8904.1667
1914-02-01 | 170 | 1 | 8904.1667 | 0 | 0 | 0 | 0 | 8904.1667
1914-03-01 | 171 | 1 | 8904.1667 | 0 | 0 | 0 | 0 | 8904.1667
1914-04-01 | 172 | 1 | 8904.1667 | 0 | 0 | 0 | 0 | 8904.1667
1914-05-01 | 173 | 1 | 8904.1667 | 0 | 0 | 0 | 0 | 8904.1667
1914-06-01 | 174 | 1 | 8904.1667 | 0 | 0 | 0 | 0 | 8904.1667
1914-07-01 | 175 | 1 | 8904.1667 | 0 | 0 | 0 | 0 | 8904.1667
1914-08-01 | 176 | 1 | 8904.1667 | 0 | 0 | 0 | 0 | 8904.1667
1914-09-01 | 177 | 1 | 8904.1667 | 0 | 0 | 0 | 0 | 8904.1667
1914-10-01 | 178 | 1 | 8904.1667 | 0 | 0 | 0 | 0 | 8904.1667
1914-11-01 | 179 | 1 | 8904.1667 | 0 | 0 | 0 | 0 | 8904.1667
1914-12-01 | 180 | 1 | 8904.1667 | 0 | 0 | 0 | 0 | 8904.1667
1915-01-01 | 181 | 1 | 8904.1667 | 0 | 0 | 0 | 0 | 8904.1667
1915-02-01 | 182 | 1 | 8904.1667 | 0 | 0 | 0 | 0 | 8904.1667
1915-03-01 | 183 | 1 | 8904.1667 | 0 | 0 | 0 | 0 | 8904.1667
1915-04-01 | 184 | 1 | 8904.1667 | 0 | 0 | 0 | 0 | 8904.1667
1915-05-01 | 185 | 1 | 8904.1667 | 0 | 0 | 0 | 0 | 8904.1667
1915-06-01 | 186 | 1 | 8904.1667 | 0 | 0 | 0 | 0 | 8904.1667
1915-07-01 | 187 | 1 | 8904.1667 | 0 | 0 | 0 | 0 | 8904.1667
1915-08-01 | 188 | 1 | 8904.1667 | 0 | 0 | 0 | 0 | 8904.1667
1915-09-01 | 189 | 1 | 8904.1667 | 0 | 0 | 0 | 0 | 8904.1667
1915-10-01 | 190 | 1 | 8904.1667 | 0 | 0 | 0 | 0 | 8904.1667
1915-11-01 | 191 | 1 | 8904.1667 | 0 | 0 | 0 | 0 | 8904.1667
1915-12-01 | 192 | 1 | 8904.1667 | 0 | 0 | 0 | 0 | 8904.1667
1916-01-01 | 193 | 1 | 8904.1667 | 0 | 0 | 0 | 0 | 8904.1667
1916-02-01 | 194 | 1 | 8904.1667 | 0 | 0 | 0 | 0 | 8904.1667
1916-03-01 | 195 | 1 | 8904.1667 | 0 | 0 | 0 | 0 | 8904.1667
1916-04-01 | 196 | 1 | 8904.1667 | 0 | 0 | 0 | 0 | 8904.1667
1916-05-01 | 197 | 1 | 8904.1667 | 0 | 0 | 0 | 0 | 8904.1667
1916-06-01 | 198 | 1 | 8904.1667 | 0 | 0 | 0 | 0 | 8904.1667
1916-07-01 | 199 | 1 | 8904.1667 | 0 | 0 | 0 | 0 | 8904.1667
1916-08-01 | 200 | 1 | 8904.1667 | 0 | 0 | 0 | 0 | 8904.1667
1916-09-01 | 201 | 1 | 8904.1667 | 0 | 0 | 0 | 0 | 8904.1667
1916-10-01 | 202 | 1 | 8904.1667 | 0 | 0 | 0 | 0 | 8904.1667
1916-11-01 | 203 | 1 | 8904.1667 | 0 | 0 | 0 | 0 | 8904.1667
1916-12-01 | 204 | 1 | 8904.1667 | 0 | 0 | 0 | 0 | 8904.1667
1917-01-01 | 205 | 1 | 8904.1667 | 0 | 0 | 0 | 0 | 8904.1667
1917-02-01 | 206 | 1 | 8904.1667 | 0 | 0 | 0 | 0 | 8904.1667
1917-03-01 | 207 | 1 | 8904.1667 | 0 | 0 | 0 | 0 | 8904.1667
1917-04-01 | 208 | 1 | 8904.1667 | 0 | 0 | 0 | 0 | 8904.1667
1917-05-01 | 209 | 1 | 8904.1667 | 0 | 0 | 0 | 0 | 8904.1667
1917-06-01 | 210 | 1 | 8904.1667 | 0 | 0 | 0 | 0 | 8904.1667
1917-07-01 | 211 | 1 | 8904.1667 | 0 | 0 | 0 | 0 | 8904.1667
1917-08-01 | 212 | 1 | 8904.1667 | 0 | 0 | 0 | 0 | 8904.1667
1917-09-01 | 213 | 1 | 8904.1667 | 0 | 0 | 0 | 0 | 8904.1667
1917-10-01 | 214 | 1 | 8904.1667 | 0 | 0 | 0 | 0 | 8904.1667
1917-11-01 | 215 | 1 | 8904.1667 | 0 | 0 | 0 | 0 | 8904.1667
1917-12-01 | 216 | 1 | 8904.1667 | 0 | 0 | 0 | 0 | 8904.1667
1918-01-01 | 217 | 1 | 8904.1667 | 0 | 0 | 0 | 0 | 8904.1667
1918-02-01 | 218 | 1 | 8904.1667 | 0 | 0 | 0 | 0 | 8904.1667
1918-03-01 | 219 | 1 | 8904.1667 | 0 | 0 | 0 | 0 | 8904.1667
1918-04-01 | 220 | 1 | 8904.1667 | 0 | 0 | 0 | 0 | 8904.1667
1918-05-01 | 221 | 1 | 8904.1667 | 0 | 0 | 0 | 0 | 8904.1667
1918-06-01 | 222 | 1 | 8904.1667 | 0 | 0 | 0 | 0 | 8904.1667
1918-07-01 | 223 | 1 | 8904.1667 | 0 | 0 | 0 | 0 | 8904.1667
1918-08-01 | 224 | 1 | 8904.1667 | 0 | 0 | 0 | 0 | 8904.1667
1918-09-01 | 225 | 1 | 8904.1667 | 0 | 0 | 0 | 0 | 8904.1667
1918-10-01 | 226 | 1 | 8904.1667 | 0 | 0 | 0 | 0 | 8904.1667
1918-11-01 | 227 | 1 | 8904.1667 | 0 | 0 | 0 | 0 | 8904.1667
1918-12-01 | 228 | 1 | 8904.1667 | 0 | 0 | 0 | 0 | 8904.1667
1919-01-01 | 229 | 1 | 8904.1667 | 0 | 0 | 0 | 0 | 8904.1667
1919-02-01 | 230 | 1 | 8904.1667 | 0 | 0 | 0 | 0 | 8904.1667
1919-03-01 | 231 | 1 | 8904.1667 | 0 | 0 | 0 | 0 | 8904.1667
1919-04-01 | 232 | 1 | 8904.1667 | 0 | 0 | 0 | 0 | 8904.1667
1919-05-01 | 233 | 1 | 8904.1667 | 0 | 0 | 0 | 0 | 8904.1667
1919-06-01 | 234 | 1 | 8904.1667 | 0 | 0 | 0 | 0 | 8904.1667
1919-07-01 | 235 | 1 | 8904.1667 | 0 | 0 | 0 | 0 | 8904.1667
1919-08-01 | 236 | 1 | 8904.1667 | 0 | 0 | 0 | 0 | 8904.1667
1919-09-01 | 237 | 1 | 8904.1667 | 0 | 0 | 0 | 0 | 8904.1667
1919-10-01 | 238 | 1 | 8904.1667 | 0 | 0 | 0 | 0 | 8904.1667
1919-11-01 | 239 | 1 | 8904.1667 | 0 | 0 | 0 | 0 | 8904.1667
1919-12-01 | 240 | 1 | 8904.1667 | 0 | 0 | 0 | 0 | 8904.1667
Formulas:
Start = IF([Stage]=0,0,DATE(YEAR('A1 Costs and Contract'!B48),MONTH('A1 Costs and Contract'!B48),1))
End = DATE(YEAR([Start]),MONTH([Start])+'A1 Costs and Contract'!C57,1)-1
End = IF([Stage]=0,0,[End, row above])
Stage = DATE(YEAR([Stage, row above]),MONTH([Stage, row above])+1,1)
Stage = IF([Months]="NA","NA",DATE(YEAR([Stage, row above]),MONTH([Stage, row above])+1,1))

## Stage (7) Investment
Additional Detail: Stage (7) Monthly Investment
Participant: |  | Name of Market Participant |  |  |  |  | Tariff: | AESO 2021
Project Name: |  | Project Name |  |  |  |  | Effective: | 2021-01-01
Project Number: |  | Project Number |  | Type: | DTS Only |  | To: | Current
Stage and Month Lookup
Stage | Months |  | Start | End
1 | 240 |  | 1899-12-31 | 1919-12-31
0 | 0 |  | 0 | 0
0 | 0 |  | 0 | 0
0 | 0 |  | 0 | 0
0 | 0 |  | 0 | 0
0 | 0 |  | 0 | 0
0 | 0 |  | 0 | 0
Stage (7) Calculated Investment per Month of Maximum Investment Term
|  |  | Investment per Month by Tier |  |  |  |  | Nominal
Month | Count | Stage | Tier (a) | Tier (b) | Tier (c) | Tier (d) | Tier (e) | Monthly
1899-12-31 | 1 | 1 | 8904.1667 | 0 | 0 | 0 | 0 | 8904.1667
1900-01-31 | 2 | 1 | 8904.1667 | 0 | 0 | 0 | 0 | 8904.1667
1900-03-01 | 3 | 1 | 8904.1667 | 0 | 0 | 0 | 0 | 8904.1667
1900-04-01 | 4 | 1 | 8904.1667 | 0 | 0 | 0 | 0 | 8904.1667
1900-05-01 | 5 | 1 | 8904.1667 | 0 | 0 | 0 | 0 | 8904.1667
1900-06-01 | 6 | 1 | 8904.1667 | 0 | 0 | 0 | 0 | 8904.1667
1900-07-01 | 7 | 1 | 8904.1667 | 0 | 0 | 0 | 0 | 8904.1667
1900-08-01 | 8 | 1 | 8904.1667 | 0 | 0 | 0 | 0 | 8904.1667
1900-09-01 | 9 | 1 | 8904.1667 | 0 | 0 | 0 | 0 | 8904.1667
1900-10-01 | 10 | 1 | 8904.1667 | 0 | 0 | 0 | 0 | 8904.1667
1900-11-01 | 11 | 1 | 8904.1667 | 0 | 0 | 0 | 0 | 8904.1667
1900-12-01 | 12 | 1 | 8904.1667 | 0 | 0 | 0 | 0 | 8904.1667
1901-01-01 | 13 | 1 | 8904.1667 | 0 | 0 | 0 | 0 | 8904.1667
1901-02-01 | 14 | 1 | 8904.1667 | 0 | 0 | 0 | 0 | 8904.1667
1901-03-01 | 15 | 1 | 8904.1667 | 0 | 0 | 0 | 0 | 8904.1667
1901-04-01 | 16 | 1 | 8904.1667 | 0 | 0 | 0 | 0 | 8904.1667
1901-05-01 | 17 | 1 | 8904.1667 | 0 | 0 | 0 | 0 | 8904.1667
1901-06-01 | 18 | 1 | 8904.1667 | 0 | 0 | 0 | 0 | 8904.1667
1901-07-01 | 19 | 1 | 8904.1667 | 0 | 0 | 0 | 0 | 8904.1667
1901-08-01 | 20 | 1 | 8904.1667 | 0 | 0 | 0 | 0 | 8904.1667
1901-09-01 | 21 | 1 | 8904.1667 | 0 | 0 | 0 | 0 | 8904.1667
1901-10-01 | 22 | 1 | 8904.1667 | 0 | 0 | 0 | 0 | 8904.1667
1901-11-01 | 23 | 1 | 8904.1667 | 0 | 0 | 0 | 0 | 8904.1667
1901-12-01 | 24 | 1 | 8904.1667 | 0 | 0 | 0 | 0 | 8904.1667
1902-01-01 | 25 | 1 | 8904.1667 | 0 | 0 | 0 | 0 | 8904.1667
1902-02-01 | 26 | 1 | 8904.1667 | 0 | 0 | 0 | 0 | 8904.1667
1902-03-01 | 27 | 1 | 8904.1667 | 0 | 0 | 0 | 0 | 8904.1667
1902-04-01 | 28 | 1 | 8904.1667 | 0 | 0 | 0 | 0 | 8904.1667
1902-05-01 | 29 | 1 | 8904.1667 | 0 | 0 | 0 | 0 | 8904.1667
1902-06-01 | 30 | 1 | 8904.1667 | 0 | 0 | 0 | 0 | 8904.1667
1902-07-01 | 31 | 1 | 8904.1667 | 0 | 0 | 0 | 0 | 8904.1667
1902-08-01 | 32 | 1 | 8904.1667 | 0 | 0 | 0 | 0 | 8904.1667
1902-09-01 | 33 | 1 | 8904.1667 | 0 | 0 | 0 | 0 | 8904.1667
1902-10-01 | 34 | 1 | 8904.1667 | 0 | 0 | 0 | 0 | 8904.1667
1902-11-01 | 35 | 1 | 8904.1667 | 0 | 0 | 0 | 0 | 8904.1667
1902-12-01 | 36 | 1 | 8904.1667 | 0 | 0 | 0 | 0 | 8904.1667
1903-01-01 | 37 | 1 | 8904.1667 | 0 | 0 | 0 | 0 | 8904.1667
1903-02-01 | 38 | 1 | 8904.1667 | 0 | 0 | 0 | 0 | 8904.1667
1903-03-01 | 39 | 1 | 8904.1667 | 0 | 0 | 0 | 0 | 8904.1667
1903-04-01 | 40 | 1 | 8904.1667 | 0 | 0 | 0 | 0 | 8904.1667
1903-05-01 | 41 | 1 | 8904.1667 | 0 | 0 | 0 | 0 | 8904.1667
1903-06-01 | 42 | 1 | 8904.1667 | 0 | 0 | 0 | 0 | 8904.1667
1903-07-01 | 43 | 1 | 8904.1667 | 0 | 0 | 0 | 0 | 8904.1667
1903-08-01 | 44 | 1 | 8904.1667 | 0 | 0 | 0 | 0 | 8904.1667
1903-09-01 | 45 | 1 | 8904.1667 | 0 | 0 | 0 | 0 | 8904.1667
1903-10-01 | 46 | 1 | 8904.1667 | 0 | 0 | 0 | 0 | 8904.1667
1903-11-01 | 47 | 1 | 8904.1667 | 0 | 0 | 0 | 0 | 8904.1667
1903-12-01 | 48 | 1 | 8904.1667 | 0 | 0 | 0 | 0 | 8904.1667
1904-01-01 | 49 | 1 | 8904.1667 | 0 | 0 | 0 | 0 | 8904.1667
1904-02-01 | 50 | 1 | 8904.1667 | 0 | 0 | 0 | 0 | 8904.1667
1904-03-01 | 51 | 1 | 8904.1667 | 0 | 0 | 0 | 0 | 8904.1667
1904-04-01 | 52 | 1 | 8904.1667 | 0 | 0 | 0 | 0 | 8904.1667
1904-05-01 | 53 | 1 | 8904.1667 | 0 | 0 | 0 | 0 | 8904.1667
1904-06-01 | 54 | 1 | 8904.1667 | 0 | 0 | 0 | 0 | 8904.1667
1904-07-01 | 55 | 1 | 8904.1667 | 0 | 0 | 0 | 0 | 8904.1667
1904-08-01 | 56 | 1 | 8904.1667 | 0 | 0 | 0 | 0 | 8904.1667
1904-09-01 | 57 | 1 | 8904.1667 | 0 | 0 | 0 | 0 | 8904.1667
1904-10-01 | 58 | 1 | 8904.1667 | 0 | 0 | 0 | 0 | 8904.1667
1904-11-01 | 59 | 1 | 8904.1667 | 0 | 0 | 0 | 0 | 8904.1667
1904-12-01 | 60 | 1 | 8904.1667 | 0 | 0 | 0 | 0 | 8904.1667
1905-01-01 | 61 | 1 | 8904.1667 | 0 | 0 | 0 | 0 | 8904.1667
1905-02-01 | 62 | 1 | 8904.1667 | 0 | 0 | 0 | 0 | 8904.1667
1905-03-01 | 63 | 1 | 8904.1667 | 0 | 0 | 0 | 0 | 8904.1667
1905-04-01 | 64 | 1 | 8904.1667 | 0 | 0 | 0 | 0 | 8904.1667
1905-05-01 | 65 | 1 | 8904.1667 | 0 | 0 | 0 | 0 | 8904.1667
1905-06-01 | 66 | 1 | 8904.1667 | 0 | 0 | 0 | 0 | 8904.1667
1905-07-01 | 67 | 1 | 8904.1667 | 0 | 0 | 0 | 0 | 8904.1667
1905-08-01 | 68 | 1 | 8904.1667 | 0 | 0 | 0 | 0 | 8904.1667
1905-09-01 | 69 | 1 | 8904.1667 | 0 | 0 | 0 | 0 | 8904.1667
1905-10-01 | 70 | 1 | 8904.1667 | 0 | 0 | 0 | 0 | 8904.1667
1905-11-01 | 71 | 1 | 8904.1667 | 0 | 0 | 0 | 0 | 8904.1667
1905-12-01 | 72 | 1 | 8904.1667 | 0 | 0 | 0 | 0 | 8904.1667
1906-01-01 | 73 | 1 | 8904.1667 | 0 | 0 | 0 | 0 | 8904.1667
1906-02-01 | 74 | 1 | 8904.1667 | 0 | 0 | 0 | 0 | 8904.1667
1906-03-01 | 75 | 1 | 8904.1667 | 0 | 0 | 0 | 0 | 8904.1667
1906-04-01 | 76 | 1 | 8904.1667 | 0 | 0 | 0 | 0 | 8904.1667
1906-05-01 | 77 | 1 | 8904.1667 | 0 | 0 | 0 | 0 | 8904.1667
1906-06-01 | 78 | 1 | 8904.1667 | 0 | 0 | 0 | 0 | 8904.1667
1906-07-01 | 79 | 1 | 8904.1667 | 0 | 0 | 0 | 0 | 8904.1667
1906-08-01 | 80 | 1 | 8904.1667 | 0 | 0 | 0 | 0 | 8904.1667
1906-09-01 | 81 | 1 | 8904.1667 | 0 | 0 | 0 | 0 | 8904.1667
1906-10-01 | 82 | 1 | 8904.1667 | 0 | 0 | 0 | 0 | 8904.1667
1906-11-01 | 83 | 1 | 8904.1667 | 0 | 0 | 0 | 0 | 8904.1667
1906-12-01 | 84 | 1 | 8904.1667 | 0 | 0 | 0 | 0 | 8904.1667
1907-01-01 | 85 | 1 | 8904.1667 | 0 | 0 | 0 | 0 | 8904.1667
1907-02-01 | 86 | 1 | 8904.1667 | 0 | 0 | 0 | 0 | 8904.1667
1907-03-01 | 87 | 1 | 8904.1667 | 0 | 0 | 0 | 0 | 8904.1667
1907-04-01 | 88 | 1 | 8904.1667 | 0 | 0 | 0 | 0 | 8904.1667
1907-05-01 | 89 | 1 | 8904.1667 | 0 | 0 | 0 | 0 | 8904.1667
1907-06-01 | 90 | 1 | 8904.1667 | 0 | 0 | 0 | 0 | 8904.1667
1907-07-01 | 91 | 1 | 8904.1667 | 0 | 0 | 0 | 0 | 8904.1667
1907-08-01 | 92 | 1 | 8904.1667 | 0 | 0 | 0 | 0 | 8904.1667
1907-09-01 | 93 | 1 | 8904.1667 | 0 | 0 | 0 | 0 | 8904.1667
1907-10-01 | 94 | 1 | 8904.1667 | 0 | 0 | 0 | 0 | 8904.1667
1907-11-01 | 95 | 1 | 8904.1667 | 0 | 0 | 0 | 0 | 8904.1667
1907-12-01 | 96 | 1 | 8904.1667 | 0 | 0 | 0 | 0 | 8904.1667
1908-01-01 | 97 | 1 | 8904.1667 | 0 | 0 | 0 | 0 | 8904.1667
1908-02-01 | 98 | 1 | 8904.1667 | 0 | 0 | 0 | 0 | 8904.1667
1908-03-01 | 99 | 1 | 8904.1667 | 0 | 0 | 0 | 0 | 8904.1667
1908-04-01 | 100 | 1 | 8904.1667 | 0 | 0 | 0 | 0 | 8904.1667
1908-05-01 | 101 | 1 | 8904.1667 | 0 | 0 | 0 | 0 | 8904.1667
1908-06-01 | 102 | 1 | 8904.1667 | 0 | 0 | 0 | 0 | 8904.1667
1908-07-01 | 103 | 1 | 8904.1667 | 0 | 0 | 0 | 0 | 8904.1667
1908-08-01 | 104 | 1 | 8904.1667 | 0 | 0 | 0 | 0 | 8904.1667
1908-09-01 | 105 | 1 | 8904.1667 | 0 | 0 | 0 | 0 | 8904.1667
1908-10-01 | 106 | 1 | 8904.1667 | 0 | 0 | 0 | 0 | 8904.1667
1908-11-01 | 107 | 1 | 8904.1667 | 0 | 0 | 0 | 0 | 8904.1667
1908-12-01 | 108 | 1 | 8904.1667 | 0 | 0 | 0 | 0 | 8904.1667
1909-01-01 | 109 | 1 | 8904.1667 | 0 | 0 | 0 | 0 | 8904.1667
1909-02-01 | 110 | 1 | 8904.1667 | 0 | 0 | 0 | 0 | 8904.1667
1909-03-01 | 111 | 1 | 8904.1667 | 0 | 0 | 0 | 0 | 8904.1667
1909-04-01 | 112 | 1 | 8904.1667 | 0 | 0 | 0 | 0 | 8904.1667
1909-05-01 | 113 | 1 | 8904.1667 | 0 | 0 | 0 | 0 | 8904.1667
1909-06-01 | 114 | 1 | 8904.1667 | 0 | 0 | 0 | 0 | 8904.1667
1909-07-01 | 115 | 1 | 8904.1667 | 0 | 0 | 0 | 0 | 8904.1667
1909-08-01 | 116 | 1 | 8904.1667 | 0 | 0 | 0 | 0 | 8904.1667
1909-09-01 | 117 | 1 | 8904.1667 | 0 | 0 | 0 | 0 | 8904.1667
1909-10-01 | 118 | 1 | 8904.1667 | 0 | 0 | 0 | 0 | 8904.1667
1909-11-01 | 119 | 1 | 8904.1667 | 0 | 0 | 0 | 0 | 8904.1667
1909-12-01 | 120 | 1 | 8904.1667 | 0 | 0 | 0 | 0 | 8904.1667
1910-01-01 | 121 | 1 | 8904.1667 | 0 | 0 | 0 | 0 | 8904.1667
1910-02-01 | 122 | 1 | 8904.1667 | 0 | 0 | 0 | 0 | 8904.1667
1910-03-01 | 123 | 1 | 8904.1667 | 0 | 0 | 0 | 0 | 8904.1667
1910-04-01 | 124 | 1 | 8904.1667 | 0 | 0 | 0 | 0 | 8904.1667
1910-05-01 | 125 | 1 | 8904.1667 | 0 | 0 | 0 | 0 | 8904.1667
1910-06-01 | 126 | 1 | 8904.1667 | 0 | 0 | 0 | 0 | 8904.1667
1910-07-01 | 127 | 1 | 8904.1667 | 0 | 0 | 0 | 0 | 8904.1667
1910-08-01 | 128 | 1 | 8904.1667 | 0 | 0 | 0 | 0 | 8904.1667
1910-09-01 | 129 | 1 | 8904.1667 | 0 | 0 | 0 | 0 | 8904.1667
1910-10-01 | 130 | 1 | 8904.1667 | 0 | 0 | 0 | 0 | 8904.1667
1910-11-01 | 131 | 1 | 8904.1667 | 0 | 0 | 0 | 0 | 8904.1667
1910-12-01 | 132 | 1 | 8904.1667 | 0 | 0 | 0 | 0 | 8904.1667
1911-01-01 | 133 | 1 | 8904.1667 | 0 | 0 | 0 | 0 | 8904.1667
1911-02-01 | 134 | 1 | 8904.1667 | 0 | 0 | 0 | 0 | 8904.1667
1911-03-01 | 135 | 1 | 8904.1667 | 0 | 0 | 0 | 0 | 8904.1667
1911-04-01 | 136 | 1 | 8904.1667 | 0 | 0 | 0 | 0 | 8904.1667
1911-05-01 | 137 | 1 | 8904.1667 | 0 | 0 | 0 | 0 | 8904.1667
1911-06-01 | 138 | 1 | 8904.1667 | 0 | 0 | 0 | 0 | 8904.1667
1911-07-01 | 139 | 1 | 8904.1667 | 0 | 0 | 0 | 0 | 8904.1667
1911-08-01 | 140 | 1 | 8904.1667 | 0 | 0 | 0 | 0 | 8904.1667
1911-09-01 | 141 | 1 | 8904.1667 | 0 | 0 | 0 | 0 | 8904.1667
1911-10-01 | 142 | 1 | 8904.1667 | 0 | 0 | 0 | 0 | 8904.1667
1911-11-01 | 143 | 1 | 8904.1667 | 0 | 0 | 0 | 0 | 8904.1667
1911-12-01 | 144 | 1 | 8904.1667 | 0 | 0 | 0 | 0 | 8904.1667
1912-01-01 | 145 | 1 | 8904.1667 | 0 | 0 | 0 | 0 | 8904.1667
1912-02-01 | 146 | 1 | 8904.1667 | 0 | 0 | 0 | 0 | 8904.1667
1912-03-01 | 147 | 1 | 8904.1667 | 0 | 0 | 0 | 0 | 8904.1667
1912-04-01 | 148 | 1 | 8904.1667 | 0 | 0 | 0 | 0 | 8904.1667
1912-05-01 | 149 | 1 | 8904.1667 | 0 | 0 | 0 | 0 | 8904.1667
1912-06-01 | 150 | 1 | 8904.1667 | 0 | 0 | 0 | 0 | 8904.1667
1912-07-01 | 151 | 1 | 8904.1667 | 0 | 0 | 0 | 0 | 8904.1667
1912-08-01 | 152 | 1 | 8904.1667 | 0 | 0 | 0 | 0 | 8904.1667
1912-09-01 | 153 | 1 | 8904.1667 | 0 | 0 | 0 | 0 | 8904.1667
1912-10-01 | 154 | 1 | 8904.1667 | 0 | 0 | 0 | 0 | 8904.1667
1912-11-01 | 155 | 1 | 8904.1667 | 0 | 0 | 0 | 0 | 8904.1667
1912-12-01 | 156 | 1 | 8904.1667 | 0 | 0 | 0 | 0 | 8904.1667
1913-01-01 | 157 | 1 | 8904.1667 | 0 | 0 | 0 | 0 | 8904.1667
1913-02-01 | 158 | 1 | 8904.1667 | 0 | 0 | 0 | 0 | 8904.1667
1913-03-01 | 159 | 1 | 8904.1667 | 0 | 0 | 0 | 0 | 8904.1667
1913-04-01 | 160 | 1 | 8904.1667 | 0 | 0 | 0 | 0 | 8904.1667
1913-05-01 | 161 | 1 | 8904.1667 | 0 | 0 | 0 | 0 | 8904.1667
1913-06-01 | 162 | 1 | 8904.1667 | 0 | 0 | 0 | 0 | 8904.1667
1913-07-01 | 163 | 1 | 8904.1667 | 0 | 0 | 0 | 0 | 8904.1667
1913-08-01 | 164 | 1 | 8904.1667 | 0 | 0 | 0 | 0 | 8904.1667
1913-09-01 | 165 | 1 | 8904.1667 | 0 | 0 | 0 | 0 | 8904.1667
1913-10-01 | 166 | 1 | 8904.1667 | 0 | 0 | 0 | 0 | 8904.1667
1913-11-01 | 167 | 1 | 8904.1667 | 0 | 0 | 0 | 0 | 8904.1667
1913-12-01 | 168 | 1 | 8904.1667 | 0 | 0 | 0 | 0 | 8904.1667
1914-01-01 | 169 | 1 | 8904.1667 | 0 | 0 | 0 | 0 | 8904.1667
1914-02-01 | 170 | 1 | 8904.1667 | 0 | 0 | 0 | 0 | 8904.1667
1914-03-01 | 171 | 1 | 8904.1667 | 0 | 0 | 0 | 0 | 8904.1667
1914-04-01 | 172 | 1 | 8904.1667 | 0 | 0 | 0 | 0 | 8904.1667
1914-05-01 | 173 | 1 | 8904.1667 | 0 | 0 | 0 | 0 | 8904.1667
1914-06-01 | 174 | 1 | 8904.1667 | 0 | 0 | 0 | 0 | 8904.1667
1914-07-01 | 175 | 1 | 8904.1667 | 0 | 0 | 0 | 0 | 8904.1667
1914-08-01 | 176 | 1 | 8904.1667 | 0 | 0 | 0 | 0 | 8904.1667
1914-09-01 | 177 | 1 | 8904.1667 | 0 | 0 | 0 | 0 | 8904.1667
1914-10-01 | 178 | 1 | 8904.1667 | 0 | 0 | 0 | 0 | 8904.1667
1914-11-01 | 179 | 1 | 8904.1667 | 0 | 0 | 0 | 0 | 8904.1667
1914-12-01 | 180 | 1 | 8904.1667 | 0 | 0 | 0 | 0 | 8904.1667
1915-01-01 | 181 | 1 | 8904.1667 | 0 | 0 | 0 | 0 | 8904.1667
1915-02-01 | 182 | 1 | 8904.1667 | 0 | 0 | 0 | 0 | 8904.1667
1915-03-01 | 183 | 1 | 8904.1667 | 0 | 0 | 0 | 0 | 8904.1667
1915-04-01 | 184 | 1 | 8904.1667 | 0 | 0 | 0 | 0 | 8904.1667
1915-05-01 | 185 | 1 | 8904.1667 | 0 | 0 | 0 | 0 | 8904.1667
1915-06-01 | 186 | 1 | 8904.1667 | 0 | 0 | 0 | 0 | 8904.1667
1915-07-01 | 187 | 1 | 8904.1667 | 0 | 0 | 0 | 0 | 8904.1667
1915-08-01 | 188 | 1 | 8904.1667 | 0 | 0 | 0 | 0 | 8904.1667
1915-09-01 | 189 | 1 | 8904.1667 | 0 | 0 | 0 | 0 | 8904.1667
1915-10-01 | 190 | 1 | 8904.1667 | 0 | 0 | 0 | 0 | 8904.1667
1915-11-01 | 191 | 1 | 8904.1667 | 0 | 0 | 0 | 0 | 8904.1667
1915-12-01 | 192 | 1 | 8904.1667 | 0 | 0 | 0 | 0 | 8904.1667
1916-01-01 | 193 | 1 | 8904.1667 | 0 | 0 | 0 | 0 | 8904.1667
1916-02-01 | 194 | 1 | 8904.1667 | 0 | 0 | 0 | 0 | 8904.1667
1916-03-01 | 195 | 1 | 8904.1667 | 0 | 0 | 0 | 0 | 8904.1667
1916-04-01 | 196 | 1 | 8904.1667 | 0 | 0 | 0 | 0 | 8904.1667
1916-05-01 | 197 | 1 | 8904.1667 | 0 | 0 | 0 | 0 | 8904.1667
1916-06-01 | 198 | 1 | 8904.1667 | 0 | 0 | 0 | 0 | 8904.1667
1916-07-01 | 199 | 1 | 8904.1667 | 0 | 0 | 0 | 0 | 8904.1667
1916-08-01 | 200 | 1 | 8904.1667 | 0 | 0 | 0 | 0 | 8904.1667
1916-09-01 | 201 | 1 | 8904.1667 | 0 | 0 | 0 | 0 | 8904.1667
1916-10-01 | 202 | 1 | 8904.1667 | 0 | 0 | 0 | 0 | 8904.1667
1916-11-01 | 203 | 1 | 8904.1667 | 0 | 0 | 0 | 0 | 8904.1667
1916-12-01 | 204 | 1 | 8904.1667 | 0 | 0 | 0 | 0 | 8904.1667
1917-01-01 | 205 | 1 | 8904.1667 | 0 | 0 | 0 | 0 | 8904.1667
1917-02-01 | 206 | 1 | 8904.1667 | 0 | 0 | 0 | 0 | 8904.1667
1917-03-01 | 207 | 1 | 8904.1667 | 0 | 0 | 0 | 0 | 8904.1667
1917-04-01 | 208 | 1 | 8904.1667 | 0 | 0 | 0 | 0 | 8904.1667
1917-05-01 | 209 | 1 | 8904.1667 | 0 | 0 | 0 | 0 | 8904.1667
1917-06-01 | 210 | 1 | 8904.1667 | 0 | 0 | 0 | 0 | 8904.1667
1917-07-01 | 211 | 1 | 8904.1667 | 0 | 0 | 0 | 0 | 8904.1667
1917-08-01 | 212 | 1 | 8904.1667 | 0 | 0 | 0 | 0 | 8904.1667
1917-09-01 | 213 | 1 | 8904.1667 | 0 | 0 | 0 | 0 | 8904.1667
1917-10-01 | 214 | 1 | 8904.1667 | 0 | 0 | 0 | 0 | 8904.1667
1917-11-01 | 215 | 1 | 8904.1667 | 0 | 0 | 0 | 0 | 8904.1667
1917-12-01 | 216 | 1 | 8904.1667 | 0 | 0 | 0 | 0 | 8904.1667
1918-01-01 | 217 | 1 | 8904.1667 | 0 | 0 | 0 | 0 | 8904.1667
1918-02-01 | 218 | 1 | 8904.1667 | 0 | 0 | 0 | 0 | 8904.1667
1918-03-01 | 219 | 1 | 8904.1667 | 0 | 0 | 0 | 0 | 8904.1667
1918-04-01 | 220 | 1 | 8904.1667 | 0 | 0 | 0 | 0 | 8904.1667
1918-05-01 | 221 | 1 | 8904.1667 | 0 | 0 | 0 | 0 | 8904.1667
1918-06-01 | 222 | 1 | 8904.1667 | 0 | 0 | 0 | 0 | 8904.1667
1918-07-01 | 223 | 1 | 8904.1667 | 0 | 0 | 0 | 0 | 8904.1667
1918-08-01 | 224 | 1 | 8904.1667 | 0 | 0 | 0 | 0 | 8904.1667
1918-09-01 | 225 | 1 | 8904.1667 | 0 | 0 | 0 | 0 | 8904.1667
1918-10-01 | 226 | 1 | 8904.1667 | 0 | 0 | 0 | 0 | 8904.1667
1918-11-01 | 227 | 1 | 8904.1667 | 0 | 0 | 0 | 0 | 8904.1667
1918-12-01 | 228 | 1 | 8904.1667 | 0 | 0 | 0 | 0 | 8904.1667
1919-01-01 | 229 | 1 | 8904.1667 | 0 | 0 | 0 | 0 | 8904.1667
1919-02-01 | 230 | 1 | 8904.1667 | 0 | 0 | 0 | 0 | 8904.1667
1919-03-01 | 231 | 1 | 8904.1667 | 0 | 0 | 0 | 0 | 8904.1667
1919-04-01 | 232 | 1 | 8904.1667 | 0 | 0 | 0 | 0 | 8904.1667
1919-05-01 | 233 | 1 | 8904.1667 | 0 | 0 | 0 | 0 | 8904.1667
1919-06-01 | 234 | 1 | 8904.1667 | 0 | 0 | 0 | 0 | 8904.1667
1919-07-01 | 235 | 1 | 8904.1667 | 0 | 0 | 0 | 0 | 8904.1667
1919-08-01 | 236 | 1 | 8904.1667 | 0 | 0 | 0 | 0 | 8904.1667
1919-09-01 | 237 | 1 | 8904.1667 | 0 | 0 | 0 | 0 | 8904.1667
1919-10-01 | 238 | 1 | 8904.1667 | 0 | 0 | 0 | 0 | 8904.1667
1919-11-01 | 239 | 1 | 8904.1667 | 0 | 0 | 0 | 0 | 8904.1667
1919-12-01 | 240 | 1 | 8904.1667 | 0 | 0 | 0 | 0 | 8904.1667
Formulas:
Start = IF([Stage]=0,0,DATE(YEAR('A1 Costs and Contract'!B48),MONTH('A1 Costs and Contract'!B48),1))
End = DATE(YEAR([Start]),MONTH([Start])+'A1 Costs and Contract'!C57,1)-1
End = IF([Stage]=0,0,[End, row above])
Stage = DATE(YEAR([Stage, row above]),MONTH([Stage, row above])+1,1)
Stage = IF([Months]="NA","NA",DATE(YEAR([Stage, row above]),MONTH([Stage, row above])+1,1))

## Stage (8) Investment
Additional Detail: Stage (8) Monthly Investment
Participant: |  | Name of Market Participant |  |  |  |  | Tariff: | AESO 2021
Project Name: |  | Project Name |  |  |  |  | Effective: | 2021-01-01
Project Number: |  | Project Number |  | Type: | DTS Only |  | To: | Current
Stage and Month Lookup
Stage | Months |  | Start | End
1 | 240 |  | 1899-12-31 | 1919-12-31
0 | 0 |  | 0 | 0
0 | 0 |  | 0 | 0
0 | 0 |  | 0 | 0
0 | 0 |  | 0 | 0
0 | 0 |  | 0 | 0
0 | 0 |  | 0 | 0
0 | 0 |  | 0 | 0
Stage (8) Calculated Investment per Month of Maximum Investment Term
|  |  | Investment per Month by Tier |  |  |  |  | Nominal
Month | Count | Stage | Tier (a) | Tier (b) | Tier (c) | Tier (d) | Tier (e) | Monthly
1899-12-31 | 1 | 1 | 8904.1667 | 0 | 0 | 0 | 0 | 8904.1667
1900-01-31 | 2 | 1 | 8904.1667 | 0 | 0 | 0 | 0 | 8904.1667
1900-03-01 | 3 | 1 | 8904.1667 | 0 | 0 | 0 | 0 | 8904.1667
1900-04-01 | 4 | 1 | 8904.1667 | 0 | 0 | 0 | 0 | 8904.1667
1900-05-01 | 5 | 1 | 8904.1667 | 0 | 0 | 0 | 0 | 8904.1667
1900-06-01 | 6 | 1 | 8904.1667 | 0 | 0 | 0 | 0 | 8904.1667
1900-07-01 | 7 | 1 | 8904.1667 | 0 | 0 | 0 | 0 | 8904.1667
1900-08-01 | 8 | 1 | 8904.1667 | 0 | 0 | 0 | 0 | 8904.1667
1900-09-01 | 9 | 1 | 8904.1667 | 0 | 0 | 0 | 0 | 8904.1667
1900-10-01 | 10 | 1 | 8904.1667 | 0 | 0 | 0 | 0 | 8904.1667
1900-11-01 | 11 | 1 | 8904.1667 | 0 | 0 | 0 | 0 | 8904.1667
1900-12-01 | 12 | 1 | 8904.1667 | 0 | 0 | 0 | 0 | 8904.1667
1901-01-01 | 13 | 1 | 8904.1667 | 0 | 0 | 0 | 0 | 8904.1667
1901-02-01 | 14 | 1 | 8904.1667 | 0 | 0 | 0 | 0 | 8904.1667
1901-03-01 | 15 | 1 | 8904.1667 | 0 | 0 | 0 | 0 | 8904.1667
1901-04-01 | 16 | 1 | 8904.1667 | 0 | 0 | 0 | 0 | 8904.1667
1901-05-01 | 17 | 1 | 8904.1667 | 0 | 0 | 0 | 0 | 8904.1667
1901-06-01 | 18 | 1 | 8904.1667 | 0 | 0 | 0 | 0 | 8904.1667
1901-07-01 | 19 | 1 | 8904.1667 | 0 | 0 | 0 | 0 | 8904.1667
1901-08-01 | 20 | 1 | 8904.1667 | 0 | 0 | 0 | 0 | 8904.1667
1901-09-01 | 21 | 1 | 8904.1667 | 0 | 0 | 0 | 0 | 8904.1667
1901-10-01 | 22 | 1 | 8904.1667 | 0 | 0 | 0 | 0 | 8904.1667
1901-11-01 | 23 | 1 | 8904.1667 | 0 | 0 | 0 | 0 | 8904.1667
1901-12-01 | 24 | 1 | 8904.1667 | 0 | 0 | 0 | 0 | 8904.1667
1902-01-01 | 25 | 1 | 8904.1667 | 0 | 0 | 0 | 0 | 8904.1667
1902-02-01 | 26 | 1 | 8904.1667 | 0 | 0 | 0 | 0 | 8904.1667
1902-03-01 | 27 | 1 | 8904.1667 | 0 | 0 | 0 | 0 | 8904.1667
1902-04-01 | 28 | 1 | 8904.1667 | 0 | 0 | 0 | 0 | 8904.1667
1902-05-01 | 29 | 1 | 8904.1667 | 0 | 0 | 0 | 0 | 8904.1667
1902-06-01 | 30 | 1 | 8904.1667 | 0 | 0 | 0 | 0 | 8904.1667
1902-07-01 | 31 | 1 | 8904.1667 | 0 | 0 | 0 | 0 | 8904.1667
1902-08-01 | 32 | 1 | 8904.1667 | 0 | 0 | 0 | 0 | 8904.1667
1902-09-01 | 33 | 1 | 8904.1667 | 0 | 0 | 0 | 0 | 8904.1667
1902-10-01 | 34 | 1 | 8904.1667 | 0 | 0 | 0 | 0 | 8904.1667
1902-11-01 | 35 | 1 | 8904.1667 | 0 | 0 | 0 | 0 | 8904.1667
1902-12-01 | 36 | 1 | 8904.1667 | 0 | 0 | 0 | 0 | 8904.1667
1903-01-01 | 37 | 1 | 8904.1667 | 0 | 0 | 0 | 0 | 8904.1667
1903-02-01 | 38 | 1 | 8904.1667 | 0 | 0 | 0 | 0 | 8904.1667
1903-03-01 | 39 | 1 | 8904.1667 | 0 | 0 | 0 | 0 | 8904.1667
1903-04-01 | 40 | 1 | 8904.1667 | 0 | 0 | 0 | 0 | 8904.1667
1903-05-01 | 41 | 1 | 8904.1667 | 0 | 0 | 0 | 0 | 8904.1667
1903-06-01 | 42 | 1 | 8904.1667 | 0 | 0 | 0 | 0 | 8904.1667
1903-07-01 | 43 | 1 | 8904.1667 | 0 | 0 | 0 | 0 | 8904.1667
1903-08-01 | 44 | 1 | 8904.1667 | 0 | 0 | 0 | 0 | 8904.1667
1903-09-01 | 45 | 1 | 8904.1667 | 0 | 0 | 0 | 0 | 8904.1667
1903-10-01 | 46 | 1 | 8904.1667 | 0 | 0 | 0 | 0 | 8904.1667
1903-11-01 | 47 | 1 | 8904.1667 | 0 | 0 | 0 | 0 | 8904.1667
1903-12-01 | 48 | 1 | 8904.1667 | 0 | 0 | 0 | 0 | 8904.1667
1904-01-01 | 49 | 1 | 8904.1667 | 0 | 0 | 0 | 0 | 8904.1667
1904-02-01 | 50 | 1 | 8904.1667 | 0 | 0 | 0 | 0 | 8904.1667
1904-03-01 | 51 | 1 | 8904.1667 | 0 | 0 | 0 | 0 | 8904.1667
1904-04-01 | 52 | 1 | 8904.1667 | 0 | 0 | 0 | 0 | 8904.1667
1904-05-01 | 53 | 1 | 8904.1667 | 0 | 0 | 0 | 0 | 8904.1667
1904-06-01 | 54 | 1 | 8904.1667 | 0 | 0 | 0 | 0 | 8904.1667
1904-07-01 | 55 | 1 | 8904.1667 | 0 | 0 | 0 | 0 | 8904.1667
1904-08-01 | 56 | 1 | 8904.1667 | 0 | 0 | 0 | 0 | 8904.1667
1904-09-01 | 57 | 1 | 8904.1667 | 0 | 0 | 0 | 0 | 8904.1667
1904-10-01 | 58 | 1 | 8904.1667 | 0 | 0 | 0 | 0 | 8904.1667
1904-11-01 | 59 | 1 | 8904.1667 | 0 | 0 | 0 | 0 | 8904.1667
1904-12-01 | 60 | 1 | 8904.1667 | 0 | 0 | 0 | 0 | 8904.1667
1905-01-01 | 61 | 1 | 8904.1667 | 0 | 0 | 0 | 0 | 8904.1667
1905-02-01 | 62 | 1 | 8904.1667 | 0 | 0 | 0 | 0 | 8904.1667
1905-03-01 | 63 | 1 | 8904.1667 | 0 | 0 | 0 | 0 | 8904.1667
1905-04-01 | 64 | 1 | 8904.1667 | 0 | 0 | 0 | 0 | 8904.1667
1905-05-01 | 65 | 1 | 8904.1667 | 0 | 0 | 0 | 0 | 8904.1667
1905-06-01 | 66 | 1 | 8904.1667 | 0 | 0 | 0 | 0 | 8904.1667
1905-07-01 | 67 | 1 | 8904.1667 | 0 | 0 | 0 | 0 | 8904.1667
1905-08-01 | 68 | 1 | 8904.1667 | 0 | 0 | 0 | 0 | 8904.1667
1905-09-01 | 69 | 1 | 8904.1667 | 0 | 0 | 0 | 0 | 8904.1667
1905-10-01 | 70 | 1 | 8904.1667 | 0 | 0 | 0 | 0 | 8904.1667
1905-11-01 | 71 | 1 | 8904.1667 | 0 | 0 | 0 | 0 | 8904.1667
1905-12-01 | 72 | 1 | 8904.1667 | 0 | 0 | 0 | 0 | 8904.1667
1906-01-01 | 73 | 1 | 8904.1667 | 0 | 0 | 0 | 0 | 8904.1667
1906-02-01 | 74 | 1 | 8904.1667 | 0 | 0 | 0 | 0 | 8904.1667
1906-03-01 | 75 | 1 | 8904.1667 | 0 | 0 | 0 | 0 | 8904.1667
1906-04-01 | 76 | 1 | 8904.1667 | 0 | 0 | 0 | 0 | 8904.1667
1906-05-01 | 77 | 1 | 8904.1667 | 0 | 0 | 0 | 0 | 8904.1667
1906-06-01 | 78 | 1 | 8904.1667 | 0 | 0 | 0 | 0 | 8904.1667
1906-07-01 | 79 | 1 | 8904.1667 | 0 | 0 | 0 | 0 | 8904.1667
1906-08-01 | 80 | 1 | 8904.1667 | 0 | 0 | 0 | 0 | 8904.1667
1906-09-01 | 81 | 1 | 8904.1667 | 0 | 0 | 0 | 0 | 8904.1667
1906-10-01 | 82 | 1 | 8904.1667 | 0 | 0 | 0 | 0 | 8904.1667
1906-11-01 | 83 | 1 | 8904.1667 | 0 | 0 | 0 | 0 | 8904.1667
1906-12-01 | 84 | 1 | 8904.1667 | 0 | 0 | 0 | 0 | 8904.1667
1907-01-01 | 85 | 1 | 8904.1667 | 0 | 0 | 0 | 0 | 8904.1667
1907-02-01 | 86 | 1 | 8904.1667 | 0 | 0 | 0 | 0 | 8904.1667
1907-03-01 | 87 | 1 | 8904.1667 | 0 | 0 | 0 | 0 | 8904.1667
1907-04-01 | 88 | 1 | 8904.1667 | 0 | 0 | 0 | 0 | 8904.1667
1907-05-01 | 89 | 1 | 8904.1667 | 0 | 0 | 0 | 0 | 8904.1667
1907-06-01 | 90 | 1 | 8904.1667 | 0 | 0 | 0 | 0 | 8904.1667
1907-07-01 | 91 | 1 | 8904.1667 | 0 | 0 | 0 | 0 | 8904.1667
1907-08-01 | 92 | 1 | 8904.1667 | 0 | 0 | 0 | 0 | 8904.1667
1907-09-01 | 93 | 1 | 8904.1667 | 0 | 0 | 0 | 0 | 8904.1667
1907-10-01 | 94 | 1 | 8904.1667 | 0 | 0 | 0 | 0 | 8904.1667
1907-11-01 | 95 | 1 | 8904.1667 | 0 | 0 | 0 | 0 | 8904.1667
1907-12-01 | 96 | 1 | 8904.1667 | 0 | 0 | 0 | 0 | 8904.1667
1908-01-01 | 97 | 1 | 8904.1667 | 0 | 0 | 0 | 0 | 8904.1667
1908-02-01 | 98 | 1 | 8904.1667 | 0 | 0 | 0 | 0 | 8904.1667
1908-03-01 | 99 | 1 | 8904.1667 | 0 | 0 | 0 | 0 | 8904.1667
1908-04-01 | 100 | 1 | 8904.1667 | 0 | 0 | 0 | 0 | 8904.1667
1908-05-01 | 101 | 1 | 8904.1667 | 0 | 0 | 0 | 0 | 8904.1667
1908-06-01 | 102 | 1 | 8904.1667 | 0 | 0 | 0 | 0 | 8904.1667
1908-07-01 | 103 | 1 | 8904.1667 | 0 | 0 | 0 | 0 | 8904.1667
1908-08-01 | 104 | 1 | 8904.1667 | 0 | 0 | 0 | 0 | 8904.1667
1908-09-01 | 105 | 1 | 8904.1667 | 0 | 0 | 0 | 0 | 8904.1667
1908-10-01 | 106 | 1 | 8904.1667 | 0 | 0 | 0 | 0 | 8904.1667
1908-11-01 | 107 | 1 | 8904.1667 | 0 | 0 | 0 | 0 | 8904.1667
1908-12-01 | 108 | 1 | 8904.1667 | 0 | 0 | 0 | 0 | 8904.1667
1909-01-01 | 109 | 1 | 8904.1667 | 0 | 0 | 0 | 0 | 8904.1667
1909-02-01 | 110 | 1 | 8904.1667 | 0 | 0 | 0 | 0 | 8904.1667
1909-03-01 | 111 | 1 | 8904.1667 | 0 | 0 | 0 | 0 | 8904.1667
1909-04-01 | 112 | 1 | 8904.1667 | 0 | 0 | 0 | 0 | 8904.1667
1909-05-01 | 113 | 1 | 8904.1667 | 0 | 0 | 0 | 0 | 8904.1667
1909-06-01 | 114 | 1 | 8904.1667 | 0 | 0 | 0 | 0 | 8904.1667
1909-07-01 | 115 | 1 | 8904.1667 | 0 | 0 | 0 | 0 | 8904.1667
1909-08-01 | 116 | 1 | 8904.1667 | 0 | 0 | 0 | 0 | 8904.1667
1909-09-01 | 117 | 1 | 8904.1667 | 0 | 0 | 0 | 0 | 8904.1667
1909-10-01 | 118 | 1 | 8904.1667 | 0 | 0 | 0 | 0 | 8904.1667
1909-11-01 | 119 | 1 | 8904.1667 | 0 | 0 | 0 | 0 | 8904.1667
1909-12-01 | 120 | 1 | 8904.1667 | 0 | 0 | 0 | 0 | 8904.1667
1910-01-01 | 121 | 1 | 8904.1667 | 0 | 0 | 0 | 0 | 8904.1667
1910-02-01 | 122 | 1 | 8904.1667 | 0 | 0 | 0 | 0 | 8904.1667
1910-03-01 | 123 | 1 | 8904.1667 | 0 | 0 | 0 | 0 | 8904.1667
1910-04-01 | 124 | 1 | 8904.1667 | 0 | 0 | 0 | 0 | 8904.1667
1910-05-01 | 125 | 1 | 8904.1667 | 0 | 0 | 0 | 0 | 8904.1667
1910-06-01 | 126 | 1 | 8904.1667 | 0 | 0 | 0 | 0 | 8904.1667
1910-07-01 | 127 | 1 | 8904.1667 | 0 | 0 | 0 | 0 | 8904.1667
1910-08-01 | 128 | 1 | 8904.1667 | 0 | 0 | 0 | 0 | 8904.1667
1910-09-01 | 129 | 1 | 8904.1667 | 0 | 0 | 0 | 0 | 8904.1667
1910-10-01 | 130 | 1 | 8904.1667 | 0 | 0 | 0 | 0 | 8904.1667
1910-11-01 | 131 | 1 | 8904.1667 | 0 | 0 | 0 | 0 | 8904.1667
1910-12-01 | 132 | 1 | 8904.1667 | 0 | 0 | 0 | 0 | 8904.1667
1911-01-01 | 133 | 1 | 8904.1667 | 0 | 0 | 0 | 0 | 8904.1667
1911-02-01 | 134 | 1 | 8904.1667 | 0 | 0 | 0 | 0 | 8904.1667
1911-03-01 | 135 | 1 | 8904.1667 | 0 | 0 | 0 | 0 | 8904.1667
1911-04-01 | 136 | 1 | 8904.1667 | 0 | 0 | 0 | 0 | 8904.1667
1911-05-01 | 137 | 1 | 8904.1667 | 0 | 0 | 0 | 0 | 8904.1667
1911-06-01 | 138 | 1 | 8904.1667 | 0 | 0 | 0 | 0 | 8904.1667
1911-07-01 | 139 | 1 | 8904.1667 | 0 | 0 | 0 | 0 | 8904.1667
1911-08-01 | 140 | 1 | 8904.1667 | 0 | 0 | 0 | 0 | 8904.1667
1911-09-01 | 141 | 1 | 8904.1667 | 0 | 0 | 0 | 0 | 8904.1667
1911-10-01 | 142 | 1 | 8904.1667 | 0 | 0 | 0 | 0 | 8904.1667
1911-11-01 | 143 | 1 | 8904.1667 | 0 | 0 | 0 | 0 | 8904.1667
1911-12-01 | 144 | 1 | 8904.1667 | 0 | 0 | 0 | 0 | 8904.1667
1912-01-01 | 145 | 1 | 8904.1667 | 0 | 0 | 0 | 0 | 8904.1667
1912-02-01 | 146 | 1 | 8904.1667 | 0 | 0 | 0 | 0 | 8904.1667
1912-03-01 | 147 | 1 | 8904.1667 | 0 | 0 | 0 | 0 | 8904.1667
1912-04-01 | 148 | 1 | 8904.1667 | 0 | 0 | 0 | 0 | 8904.1667
1912-05-01 | 149 | 1 | 8904.1667 | 0 | 0 | 0 | 0 | 8904.1667
1912-06-01 | 150 | 1 | 8904.1667 | 0 | 0 | 0 | 0 | 8904.1667
1912-07-01 | 151 | 1 | 8904.1667 | 0 | 0 | 0 | 0 | 8904.1667
1912-08-01 | 152 | 1 | 8904.1667 | 0 | 0 | 0 | 0 | 8904.1667
1912-09-01 | 153 | 1 | 8904.1667 | 0 | 0 | 0 | 0 | 8904.1667
1912-10-01 | 154 | 1 | 8904.1667 | 0 | 0 | 0 | 0 | 8904.1667
1912-11-01 | 155 | 1 | 8904.1667 | 0 | 0 | 0 | 0 | 8904.1667
1912-12-01 | 156 | 1 | 8904.1667 | 0 | 0 | 0 | 0 | 8904.1667
1913-01-01 | 157 | 1 | 8904.1667 | 0 | 0 | 0 | 0 | 8904.1667
1913-02-01 | 158 | 1 | 8904.1667 | 0 | 0 | 0 | 0 | 8904.1667
1913-03-01 | 159 | 1 | 8904.1667 | 0 | 0 | 0 | 0 | 8904.1667
1913-04-01 | 160 | 1 | 8904.1667 | 0 | 0 | 0 | 0 | 8904.1667
1913-05-01 | 161 | 1 | 8904.1667 | 0 | 0 | 0 | 0 | 8904.1667
1913-06-01 | 162 | 1 | 8904.1667 | 0 | 0 | 0 | 0 | 8904.1667
1913-07-01 | 163 | 1 | 8904.1667 | 0 | 0 | 0 | 0 | 8904.1667
1913-08-01 | 164 | 1 | 8904.1667 | 0 | 0 | 0 | 0 | 8904.1667
1913-09-01 | 165 | 1 | 8904.1667 | 0 | 0 | 0 | 0 | 8904.1667
1913-10-01 | 166 | 1 | 8904.1667 | 0 | 0 | 0 | 0 | 8904.1667
1913-11-01 | 167 | 1 | 8904.1667 | 0 | 0 | 0 | 0 | 8904.1667
1913-12-01 | 168 | 1 | 8904.1667 | 0 | 0 | 0 | 0 | 8904.1667
1914-01-01 | 169 | 1 | 8904.1667 | 0 | 0 | 0 | 0 | 8904.1667
1914-02-01 | 170 | 1 | 8904.1667 | 0 | 0 | 0 | 0 | 8904.1667
1914-03-01 | 171 | 1 | 8904.1667 | 0 | 0 | 0 | 0 | 8904.1667
1914-04-01 | 172 | 1 | 8904.1667 | 0 | 0 | 0 | 0 | 8904.1667
1914-05-01 | 173 | 1 | 8904.1667 | 0 | 0 | 0 | 0 | 8904.1667
1914-06-01 | 174 | 1 | 8904.1667 | 0 | 0 | 0 | 0 | 8904.1667
1914-07-01 | 175 | 1 | 8904.1667 | 0 | 0 | 0 | 0 | 8904.1667
1914-08-01 | 176 | 1 | 8904.1667 | 0 | 0 | 0 | 0 | 8904.1667
1914-09-01 | 177 | 1 | 8904.1667 | 0 | 0 | 0 | 0 | 8904.1667
1914-10-01 | 178 | 1 | 8904.1667 | 0 | 0 | 0 | 0 | 8904.1667
1914-11-01 | 179 | 1 | 8904.1667 | 0 | 0 | 0 | 0 | 8904.1667
1914-12-01 | 180 | 1 | 8904.1667 | 0 | 0 | 0 | 0 | 8904.1667
1915-01-01 | 181 | 1 | 8904.1667 | 0 | 0 | 0 | 0 | 8904.1667
1915-02-01 | 182 | 1 | 8904.1667 | 0 | 0 | 0 | 0 | 8904.1667
1915-03-01 | 183 | 1 | 8904.1667 | 0 | 0 | 0 | 0 | 8904.1667
1915-04-01 | 184 | 1 | 8904.1667 | 0 | 0 | 0 | 0 | 8904.1667
1915-05-01 | 185 | 1 | 8904.1667 | 0 | 0 | 0 | 0 | 8904.1667
1915-06-01 | 186 | 1 | 8904.1667 | 0 | 0 | 0 | 0 | 8904.1667
1915-07-01 | 187 | 1 | 8904.1667 | 0 | 0 | 0 | 0 | 8904.1667
1915-08-01 | 188 | 1 | 8904.1667 | 0 | 0 | 0 | 0 | 8904.1667
1915-09-01 | 189 | 1 | 8904.1667 | 0 | 0 | 0 | 0 | 8904.1667
1915-10-01 | 190 | 1 | 8904.1667 | 0 | 0 | 0 | 0 | 8904.1667
1915-11-01 | 191 | 1 | 8904.1667 | 0 | 0 | 0 | 0 | 8904.1667
1915-12-01 | 192 | 1 | 8904.1667 | 0 | 0 | 0 | 0 | 8904.1667
1916-01-01 | 193 | 1 | 8904.1667 | 0 | 0 | 0 | 0 | 8904.1667
1916-02-01 | 194 | 1 | 8904.1667 | 0 | 0 | 0 | 0 | 8904.1667
1916-03-01 | 195 | 1 | 8904.1667 | 0 | 0 | 0 | 0 | 8904.1667
1916-04-01 | 196 | 1 | 8904.1667 | 0 | 0 | 0 | 0 | 8904.1667
1916-05-01 | 197 | 1 | 8904.1667 | 0 | 0 | 0 | 0 | 8904.1667
1916-06-01 | 198 | 1 | 8904.1667 | 0 | 0 | 0 | 0 | 8904.1667
1916-07-01 | 199 | 1 | 8904.1667 | 0 | 0 | 0 | 0 | 8904.1667
1916-08-01 | 200 | 1 | 8904.1667 | 0 | 0 | 0 | 0 | 8904.1667
1916-09-01 | 201 | 1 | 8904.1667 | 0 | 0 | 0 | 0 | 8904.1667
1916-10-01 | 202 | 1 | 8904.1667 | 0 | 0 | 0 | 0 | 8904.1667
1916-11-01 | 203 | 1 | 8904.1667 | 0 | 0 | 0 | 0 | 8904.1667
1916-12-01 | 204 | 1 | 8904.1667 | 0 | 0 | 0 | 0 | 8904.1667
1917-01-01 | 205 | 1 | 8904.1667 | 0 | 0 | 0 | 0 | 8904.1667
1917-02-01 | 206 | 1 | 8904.1667 | 0 | 0 | 0 | 0 | 8904.1667
1917-03-01 | 207 | 1 | 8904.1667 | 0 | 0 | 0 | 0 | 8904.1667
1917-04-01 | 208 | 1 | 8904.1667 | 0 | 0 | 0 | 0 | 8904.1667
1917-05-01 | 209 | 1 | 8904.1667 | 0 | 0 | 0 | 0 | 8904.1667
1917-06-01 | 210 | 1 | 8904.1667 | 0 | 0 | 0 | 0 | 8904.1667
1917-07-01 | 211 | 1 | 8904.1667 | 0 | 0 | 0 | 0 | 8904.1667
1917-08-01 | 212 | 1 | 8904.1667 | 0 | 0 | 0 | 0 | 8904.1667
1917-09-01 | 213 | 1 | 8904.1667 | 0 | 0 | 0 | 0 | 8904.1667
1917-10-01 | 214 | 1 | 8904.1667 | 0 | 0 | 0 | 0 | 8904.1667
1917-11-01 | 215 | 1 | 8904.1667 | 0 | 0 | 0 | 0 | 8904.1667
1917-12-01 | 216 | 1 | 8904.1667 | 0 | 0 | 0 | 0 | 8904.1667
1918-01-01 | 217 | 1 | 8904.1667 | 0 | 0 | 0 | 0 | 8904.1667
1918-02-01 | 218 | 1 | 8904.1667 | 0 | 0 | 0 | 0 | 8904.1667
1918-03-01 | 219 | 1 | 8904.1667 | 0 | 0 | 0 | 0 | 8904.1667
1918-04-01 | 220 | 1 | 8904.1667 | 0 | 0 | 0 | 0 | 8904.1667
1918-05-01 | 221 | 1 | 8904.1667 | 0 | 0 | 0 | 0 | 8904.1667
1918-06-01 | 222 | 1 | 8904.1667 | 0 | 0 | 0 | 0 | 8904.1667
1918-07-01 | 223 | 1 | 8904.1667 | 0 | 0 | 0 | 0 | 8904.1667
1918-08-01 | 224 | 1 | 8904.1667 | 0 | 0 | 0 | 0 | 8904.1667
1918-09-01 | 225 | 1 | 8904.1667 | 0 | 0 | 0 | 0 | 8904.1667
1918-10-01 | 226 | 1 | 8904.1667 | 0 | 0 | 0 | 0 | 8904.1667
1918-11-01 | 227 | 1 | 8904.1667 | 0 | 0 | 0 | 0 | 8904.1667
1918-12-01 | 228 | 1 | 8904.1667 | 0 | 0 | 0 | 0 | 8904.1667
1919-01-01 | 229 | 1 | 8904.1667 | 0 | 0 | 0 | 0 | 8904.1667
1919-02-01 | 230 | 1 | 8904.1667 | 0 | 0 | 0 | 0 | 8904.1667
1919-03-01 | 231 | 1 | 8904.1667 | 0 | 0 | 0 | 0 | 8904.1667
1919-04-01 | 232 | 1 | 8904.1667 | 0 | 0 | 0 | 0 | 8904.1667
1919-05-01 | 233 | 1 | 8904.1667 | 0 | 0 | 0 | 0 | 8904.1667
1919-06-01 | 234 | 1 | 8904.1667 | 0 | 0 | 0 | 0 | 8904.1667
1919-07-01 | 235 | 1 | 8904.1667 | 0 | 0 | 0 | 0 | 8904.1667
1919-08-01 | 236 | 1 | 8904.1667 | 0 | 0 | 0 | 0 | 8904.1667
1919-09-01 | 237 | 1 | 8904.1667 | 0 | 0 | 0 | 0 | 8904.1667
1919-10-01 | 238 | 1 | 8904.1667 | 0 | 0 | 0 | 0 | 8904.1667
1919-11-01 | 239 | 1 | 8904.1667 | 0 | 0 | 0 | 0 | 8904.1667
1919-12-01 | 240 | 1 | 8904.1667 | 0 | 0 | 0 | 0 | 8904.1667
Formulas:
Start = IF([Stage]=0,0,DATE(YEAR('A1 Costs and Contract'!B48),MONTH('A1 Costs and Contract'!B48),1))
End = DATE(YEAR([Start]),MONTH([Start])+'A1 Costs and Contract'!C57,1)-1
End = IF([Stage]=0,0,[End, row above])
Stage = DATE(YEAR([Stage, row above]),MONTH([Stage, row above])+1,1)
Stage = IF([Months]="NA","NA",DATE(YEAR([Stage, row above]),MONTH([Stage, row above])+1,1))

## Stage (9) Investment
Additional Detail: Stage (9) Monthly Investment
Participant: |  | Name of Market Participant |  |  |  |  | Tariff: | AESO 2021
Project Name: |  | Project Name |  |  |  |  | Effective: | 2021-01-01
Project Number: |  | Project Number |  | Type: | DTS Only |  | To: | Current
Stage and Month Lookup
Stage | Months |  | Start | End
1 | 240 |  | 1899-12-31 | 1919-12-31
0 | 0 |  | 0 | 0
0 | 0 |  | 0 | 0
0 | 0 |  | 0 | 0
0 | 0 |  | 0 | 0
0 | 0 |  | 0 | 0
0 | 0 |  | 0 | 0
0 | 0 |  | 0 | 0
0 | 0 |  | 0 | 0
Stage (9) Calculated Investment per Month of Maximum Investment Term
|  |  | Investment per Month by Tier |  |  |  |  | Nominal
Month | Count | Stage | Tier (a) | Tier (b) | Tier (c) | Tier (d) | Tier (e) | Monthly
1899-12-31 | 1 | 1 | 8904.1667 | 0 | 0 | 0 | 0 | 8904.1667
1900-01-31 | 2 | 1 | 8904.1667 | 0 | 0 | 0 | 0 | 8904.1667
1900-03-01 | 3 | 1 | 8904.1667 | 0 | 0 | 0 | 0 | 8904.1667
1900-04-01 | 4 | 1 | 8904.1667 | 0 | 0 | 0 | 0 | 8904.1667
1900-05-01 | 5 | 1 | 8904.1667 | 0 | 0 | 0 | 0 | 8904.1667
1900-06-01 | 6 | 1 | 8904.1667 | 0 | 0 | 0 | 0 | 8904.1667
1900-07-01 | 7 | 1 | 8904.1667 | 0 | 0 | 0 | 0 | 8904.1667
1900-08-01 | 8 | 1 | 8904.1667 | 0 | 0 | 0 | 0 | 8904.1667
1900-09-01 | 9 | 1 | 8904.1667 | 0 | 0 | 0 | 0 | 8904.1667
1900-10-01 | 10 | 1 | 8904.1667 | 0 | 0 | 0 | 0 | 8904.1667
1900-11-01 | 11 | 1 | 8904.1667 | 0 | 0 | 0 | 0 | 8904.1667
1900-12-01 | 12 | 1 | 8904.1667 | 0 | 0 | 0 | 0 | 8904.1667
1901-01-01 | 13 | 1 | 8904.1667 | 0 | 0 | 0 | 0 | 8904.1667
1901-02-01 | 14 | 1 | 8904.1667 | 0 | 0 | 0 | 0 | 8904.1667
1901-03-01 | 15 | 1 | 8904.1667 | 0 | 0 | 0 | 0 | 8904.1667
1901-04-01 | 16 | 1 | 8904.1667 | 0 | 0 | 0 | 0 | 8904.1667
1901-05-01 | 17 | 1 | 8904.1667 | 0 | 0 | 0 | 0 | 8904.1667
1901-06-01 | 18 | 1 | 8904.1667 | 0 | 0 | 0 | 0 | 8904.1667
1901-07-01 | 19 | 1 | 8904.1667 | 0 | 0 | 0 | 0 | 8904.1667
1901-08-01 | 20 | 1 | 8904.1667 | 0 | 0 | 0 | 0 | 8904.1667
1901-09-01 | 21 | 1 | 8904.1667 | 0 | 0 | 0 | 0 | 8904.1667
1901-10-01 | 22 | 1 | 8904.1667 | 0 | 0 | 0 | 0 | 8904.1667
1901-11-01 | 23 | 1 | 8904.1667 | 0 | 0 | 0 | 0 | 8904.1667
1901-12-01 | 24 | 1 | 8904.1667 | 0 | 0 | 0 | 0 | 8904.1667
1902-01-01 | 25 | 1 | 8904.1667 | 0 | 0 | 0 | 0 | 8904.1667
1902-02-01 | 26 | 1 | 8904.1667 | 0 | 0 | 0 | 0 | 8904.1667
1902-03-01 | 27 | 1 | 8904.1667 | 0 | 0 | 0 | 0 | 8904.1667
1902-04-01 | 28 | 1 | 8904.1667 | 0 | 0 | 0 | 0 | 8904.1667
1902-05-01 | 29 | 1 | 8904.1667 | 0 | 0 | 0 | 0 | 8904.1667
1902-06-01 | 30 | 1 | 8904.1667 | 0 | 0 | 0 | 0 | 8904.1667
1902-07-01 | 31 | 1 | 8904.1667 | 0 | 0 | 0 | 0 | 8904.1667
1902-08-01 | 32 | 1 | 8904.1667 | 0 | 0 | 0 | 0 | 8904.1667
1902-09-01 | 33 | 1 | 8904.1667 | 0 | 0 | 0 | 0 | 8904.1667
1902-10-01 | 34 | 1 | 8904.1667 | 0 | 0 | 0 | 0 | 8904.1667
1902-11-01 | 35 | 1 | 8904.1667 | 0 | 0 | 0 | 0 | 8904.1667
1902-12-01 | 36 | 1 | 8904.1667 | 0 | 0 | 0 | 0 | 8904.1667
1903-01-01 | 37 | 1 | 8904.1667 | 0 | 0 | 0 | 0 | 8904.1667
1903-02-01 | 38 | 1 | 8904.1667 | 0 | 0 | 0 | 0 | 8904.1667
1903-03-01 | 39 | 1 | 8904.1667 | 0 | 0 | 0 | 0 | 8904.1667
1903-04-01 | 40 | 1 | 8904.1667 | 0 | 0 | 0 | 0 | 8904.1667
1903-05-01 | 41 | 1 | 8904.1667 | 0 | 0 | 0 | 0 | 8904.1667
1903-06-01 | 42 | 1 | 8904.1667 | 0 | 0 | 0 | 0 | 8904.1667
1903-07-01 | 43 | 1 | 8904.1667 | 0 | 0 | 0 | 0 | 8904.1667
1903-08-01 | 44 | 1 | 8904.1667 | 0 | 0 | 0 | 0 | 8904.1667
1903-09-01 | 45 | 1 | 8904.1667 | 0 | 0 | 0 | 0 | 8904.1667
1903-10-01 | 46 | 1 | 8904.1667 | 0 | 0 | 0 | 0 | 8904.1667
1903-11-01 | 47 | 1 | 8904.1667 | 0 | 0 | 0 | 0 | 8904.1667
1903-12-01 | 48 | 1 | 8904.1667 | 0 | 0 | 0 | 0 | 8904.1667
1904-01-01 | 49 | 1 | 8904.1667 | 0 | 0 | 0 | 0 | 8904.1667
1904-02-01 | 50 | 1 | 8904.1667 | 0 | 0 | 0 | 0 | 8904.1667
1904-03-01 | 51 | 1 | 8904.1667 | 0 | 0 | 0 | 0 | 8904.1667
1904-04-01 | 52 | 1 | 8904.1667 | 0 | 0 | 0 | 0 | 8904.1667
1904-05-01 | 53 | 1 | 8904.1667 | 0 | 0 | 0 | 0 | 8904.1667
1904-06-01 | 54 | 1 | 8904.1667 | 0 | 0 | 0 | 0 | 8904.1667
1904-07-01 | 55 | 1 | 8904.1667 | 0 | 0 | 0 | 0 | 8904.1667
1904-08-01 | 56 | 1 | 8904.1667 | 0 | 0 | 0 | 0 | 8904.1667
1904-09-01 | 57 | 1 | 8904.1667 | 0 | 0 | 0 | 0 | 8904.1667
1904-10-01 | 58 | 1 | 8904.1667 | 0 | 0 | 0 | 0 | 8904.1667
1904-11-01 | 59 | 1 | 8904.1667 | 0 | 0 | 0 | 0 | 8904.1667
1904-12-01 | 60 | 1 | 8904.1667 | 0 | 0 | 0 | 0 | 8904.1667
1905-01-01 | 61 | 1 | 8904.1667 | 0 | 0 | 0 | 0 | 8904.1667
1905-02-01 | 62 | 1 | 8904.1667 | 0 | 0 | 0 | 0 | 8904.1667
1905-03-01 | 63 | 1 | 8904.1667 | 0 | 0 | 0 | 0 | 8904.1667
1905-04-01 | 64 | 1 | 8904.1667 | 0 | 0 | 0 | 0 | 8904.1667
1905-05-01 | 65 | 1 | 8904.1667 | 0 | 0 | 0 | 0 | 8904.1667
1905-06-01 | 66 | 1 | 8904.1667 | 0 | 0 | 0 | 0 | 8904.1667
1905-07-01 | 67 | 1 | 8904.1667 | 0 | 0 | 0 | 0 | 8904.1667
1905-08-01 | 68 | 1 | 8904.1667 | 0 | 0 | 0 | 0 | 8904.1667
1905-09-01 | 69 | 1 | 8904.1667 | 0 | 0 | 0 | 0 | 8904.1667
1905-10-01 | 70 | 1 | 8904.1667 | 0 | 0 | 0 | 0 | 8904.1667
1905-11-01 | 71 | 1 | 8904.1667 | 0 | 0 | 0 | 0 | 8904.1667
1905-12-01 | 72 | 1 | 8904.1667 | 0 | 0 | 0 | 0 | 8904.1667
1906-01-01 | 73 | 1 | 8904.1667 | 0 | 0 | 0 | 0 | 8904.1667
1906-02-01 | 74 | 1 | 8904.1667 | 0 | 0 | 0 | 0 | 8904.1667
1906-03-01 | 75 | 1 | 8904.1667 | 0 | 0 | 0 | 0 | 8904.1667
1906-04-01 | 76 | 1 | 8904.1667 | 0 | 0 | 0 | 0 | 8904.1667
1906-05-01 | 77 | 1 | 8904.1667 | 0 | 0 | 0 | 0 | 8904.1667
1906-06-01 | 78 | 1 | 8904.1667 | 0 | 0 | 0 | 0 | 8904.1667
1906-07-01 | 79 | 1 | 8904.1667 | 0 | 0 | 0 | 0 | 8904.1667
1906-08-01 | 80 | 1 | 8904.1667 | 0 | 0 | 0 | 0 | 8904.1667
1906-09-01 | 81 | 1 | 8904.1667 | 0 | 0 | 0 | 0 | 8904.1667
1906-10-01 | 82 | 1 | 8904.1667 | 0 | 0 | 0 | 0 | 8904.1667
1906-11-01 | 83 | 1 | 8904.1667 | 0 | 0 | 0 | 0 | 8904.1667
1906-12-01 | 84 | 1 | 8904.1667 | 0 | 0 | 0 | 0 | 8904.1667
1907-01-01 | 85 | 1 | 8904.1667 | 0 | 0 | 0 | 0 | 8904.1667
1907-02-01 | 86 | 1 | 8904.1667 | 0 | 0 | 0 | 0 | 8904.1667
1907-03-01 | 87 | 1 | 8904.1667 | 0 | 0 | 0 | 0 | 8904.1667
1907-04-01 | 88 | 1 | 8904.1667 | 0 | 0 | 0 | 0 | 8904.1667
1907-05-01 | 89 | 1 | 8904.1667 | 0 | 0 | 0 | 0 | 8904.1667
1907-06-01 | 90 | 1 | 8904.1667 | 0 | 0 | 0 | 0 | 8904.1667
1907-07-01 | 91 | 1 | 8904.1667 | 0 | 0 | 0 | 0 | 8904.1667
1907-08-01 | 92 | 1 | 8904.1667 | 0 | 0 | 0 | 0 | 8904.1667
1907-09-01 | 93 | 1 | 8904.1667 | 0 | 0 | 0 | 0 | 8904.1667
1907-10-01 | 94 | 1 | 8904.1667 | 0 | 0 | 0 | 0 | 8904.1667
1907-11-01 | 95 | 1 | 8904.1667 | 0 | 0 | 0 | 0 | 8904.1667
1907-12-01 | 96 | 1 | 8904.1667 | 0 | 0 | 0 | 0 | 8904.1667
1908-01-01 | 97 | 1 | 8904.1667 | 0 | 0 | 0 | 0 | 8904.1667
1908-02-01 | 98 | 1 | 8904.1667 | 0 | 0 | 0 | 0 | 8904.1667
1908-03-01 | 99 | 1 | 8904.1667 | 0 | 0 | 0 | 0 | 8904.1667
1908-04-01 | 100 | 1 | 8904.1667 | 0 | 0 | 0 | 0 | 8904.1667
1908-05-01 | 101 | 1 | 8904.1667 | 0 | 0 | 0 | 0 | 8904.1667
1908-06-01 | 102 | 1 | 8904.1667 | 0 | 0 | 0 | 0 | 8904.1667
1908-07-01 | 103 | 1 | 8904.1667 | 0 | 0 | 0 | 0 | 8904.1667
1908-08-01 | 104 | 1 | 8904.1667 | 0 | 0 | 0 | 0 | 8904.1667
1908-09-01 | 105 | 1 | 8904.1667 | 0 | 0 | 0 | 0 | 8904.1667
1908-10-01 | 106 | 1 | 8904.1667 | 0 | 0 | 0 | 0 | 8904.1667
1908-11-01 | 107 | 1 | 8904.1667 | 0 | 0 | 0 | 0 | 8904.1667
1908-12-01 | 108 | 1 | 8904.1667 | 0 | 0 | 0 | 0 | 8904.1667
1909-01-01 | 109 | 1 | 8904.1667 | 0 | 0 | 0 | 0 | 8904.1667
1909-02-01 | 110 | 1 | 8904.1667 | 0 | 0 | 0 | 0 | 8904.1667
1909-03-01 | 111 | 1 | 8904.1667 | 0 | 0 | 0 | 0 | 8904.1667
1909-04-01 | 112 | 1 | 8904.1667 | 0 | 0 | 0 | 0 | 8904.1667
1909-05-01 | 113 | 1 | 8904.1667 | 0 | 0 | 0 | 0 | 8904.1667
1909-06-01 | 114 | 1 | 8904.1667 | 0 | 0 | 0 | 0 | 8904.1667
1909-07-01 | 115 | 1 | 8904.1667 | 0 | 0 | 0 | 0 | 8904.1667
1909-08-01 | 116 | 1 | 8904.1667 | 0 | 0 | 0 | 0 | 8904.1667
1909-09-01 | 117 | 1 | 8904.1667 | 0 | 0 | 0 | 0 | 8904.1667
1909-10-01 | 118 | 1 | 8904.1667 | 0 | 0 | 0 | 0 | 8904.1667
1909-11-01 | 119 | 1 | 8904.1667 | 0 | 0 | 0 | 0 | 8904.1667
1909-12-01 | 120 | 1 | 8904.1667 | 0 | 0 | 0 | 0 | 8904.1667
1910-01-01 | 121 | 1 | 8904.1667 | 0 | 0 | 0 | 0 | 8904.1667
1910-02-01 | 122 | 1 | 8904.1667 | 0 | 0 | 0 | 0 | 8904.1667
1910-03-01 | 123 | 1 | 8904.1667 | 0 | 0 | 0 | 0 | 8904.1667
1910-04-01 | 124 | 1 | 8904.1667 | 0 | 0 | 0 | 0 | 8904.1667
1910-05-01 | 125 | 1 | 8904.1667 | 0 | 0 | 0 | 0 | 8904.1667
1910-06-01 | 126 | 1 | 8904.1667 | 0 | 0 | 0 | 0 | 8904.1667
1910-07-01 | 127 | 1 | 8904.1667 | 0 | 0 | 0 | 0 | 8904.1667
1910-08-01 | 128 | 1 | 8904.1667 | 0 | 0 | 0 | 0 | 8904.1667
1910-09-01 | 129 | 1 | 8904.1667 | 0 | 0 | 0 | 0 | 8904.1667
1910-10-01 | 130 | 1 | 8904.1667 | 0 | 0 | 0 | 0 | 8904.1667
1910-11-01 | 131 | 1 | 8904.1667 | 0 | 0 | 0 | 0 | 8904.1667
1910-12-01 | 132 | 1 | 8904.1667 | 0 | 0 | 0 | 0 | 8904.1667
1911-01-01 | 133 | 1 | 8904.1667 | 0 | 0 | 0 | 0 | 8904.1667
1911-02-01 | 134 | 1 | 8904.1667 | 0 | 0 | 0 | 0 | 8904.1667
1911-03-01 | 135 | 1 | 8904.1667 | 0 | 0 | 0 | 0 | 8904.1667
1911-04-01 | 136 | 1 | 8904.1667 | 0 | 0 | 0 | 0 | 8904.1667
1911-05-01 | 137 | 1 | 8904.1667 | 0 | 0 | 0 | 0 | 8904.1667
1911-06-01 | 138 | 1 | 8904.1667 | 0 | 0 | 0 | 0 | 8904.1667
1911-07-01 | 139 | 1 | 8904.1667 | 0 | 0 | 0 | 0 | 8904.1667
1911-08-01 | 140 | 1 | 8904.1667 | 0 | 0 | 0 | 0 | 8904.1667
1911-09-01 | 141 | 1 | 8904.1667 | 0 | 0 | 0 | 0 | 8904.1667
1911-10-01 | 142 | 1 | 8904.1667 | 0 | 0 | 0 | 0 | 8904.1667
1911-11-01 | 143 | 1 | 8904.1667 | 0 | 0 | 0 | 0 | 8904.1667
1911-12-01 | 144 | 1 | 8904.1667 | 0 | 0 | 0 | 0 | 8904.1667
1912-01-01 | 145 | 1 | 8904.1667 | 0 | 0 | 0 | 0 | 8904.1667
1912-02-01 | 146 | 1 | 8904.1667 | 0 | 0 | 0 | 0 | 8904.1667
1912-03-01 | 147 | 1 | 8904.1667 | 0 | 0 | 0 | 0 | 8904.1667
1912-04-01 | 148 | 1 | 8904.1667 | 0 | 0 | 0 | 0 | 8904.1667
1912-05-01 | 149 | 1 | 8904.1667 | 0 | 0 | 0 | 0 | 8904.1667
1912-06-01 | 150 | 1 | 8904.1667 | 0 | 0 | 0 | 0 | 8904.1667
1912-07-01 | 151 | 1 | 8904.1667 | 0 | 0 | 0 | 0 | 8904.1667
1912-08-01 | 152 | 1 | 8904.1667 | 0 | 0 | 0 | 0 | 8904.1667
1912-09-01 | 153 | 1 | 8904.1667 | 0 | 0 | 0 | 0 | 8904.1667
1912-10-01 | 154 | 1 | 8904.1667 | 0 | 0 | 0 | 0 | 8904.1667
1912-11-01 | 155 | 1 | 8904.1667 | 0 | 0 | 0 | 0 | 8904.1667
1912-12-01 | 156 | 1 | 8904.1667 | 0 | 0 | 0 | 0 | 8904.1667
1913-01-01 | 157 | 1 | 8904.1667 | 0 | 0 | 0 | 0 | 8904.1667
1913-02-01 | 158 | 1 | 8904.1667 | 0 | 0 | 0 | 0 | 8904.1667
1913-03-01 | 159 | 1 | 8904.1667 | 0 | 0 | 0 | 0 | 8904.1667
1913-04-01 | 160 | 1 | 8904.1667 | 0 | 0 | 0 | 0 | 8904.1667
1913-05-01 | 161 | 1 | 8904.1667 | 0 | 0 | 0 | 0 | 8904.1667
1913-06-01 | 162 | 1 | 8904.1667 | 0 | 0 | 0 | 0 | 8904.1667
1913-07-01 | 163 | 1 | 8904.1667 | 0 | 0 | 0 | 0 | 8904.1667
1913-08-01 | 164 | 1 | 8904.1667 | 0 | 0 | 0 | 0 | 8904.1667
1913-09-01 | 165 | 1 | 8904.1667 | 0 | 0 | 0 | 0 | 8904.1667
1913-10-01 | 166 | 1 | 8904.1667 | 0 | 0 | 0 | 0 | 8904.1667
1913-11-01 | 167 | 1 | 8904.1667 | 0 | 0 | 0 | 0 | 8904.1667
1913-12-01 | 168 | 1 | 8904.1667 | 0 | 0 | 0 | 0 | 8904.1667
1914-01-01 | 169 | 1 | 8904.1667 | 0 | 0 | 0 | 0 | 8904.1667
1914-02-01 | 170 | 1 | 8904.1667 | 0 | 0 | 0 | 0 | 8904.1667
1914-03-01 | 171 | 1 | 8904.1667 | 0 | 0 | 0 | 0 | 8904.1667
1914-04-01 | 172 | 1 | 8904.1667 | 0 | 0 | 0 | 0 | 8904.1667
1914-05-01 | 173 | 1 | 8904.1667 | 0 | 0 | 0 | 0 | 8904.1667
1914-06-01 | 174 | 1 | 8904.1667 | 0 | 0 | 0 | 0 | 8904.1667
1914-07-01 | 175 | 1 | 8904.1667 | 0 | 0 | 0 | 0 | 8904.1667
1914-08-01 | 176 | 1 | 8904.1667 | 0 | 0 | 0 | 0 | 8904.1667
1914-09-01 | 177 | 1 | 8904.1667 | 0 | 0 | 0 | 0 | 8904.1667
1914-10-01 | 178 | 1 | 8904.1667 | 0 | 0 | 0 | 0 | 8904.1667
1914-11-01 | 179 | 1 | 8904.1667 | 0 | 0 | 0 | 0 | 8904.1667
1914-12-01 | 180 | 1 | 8904.1667 | 0 | 0 | 0 | 0 | 8904.1667
1915-01-01 | 181 | 1 | 8904.1667 | 0 | 0 | 0 | 0 | 8904.1667
1915-02-01 | 182 | 1 | 8904.1667 | 0 | 0 | 0 | 0 | 8904.1667
1915-03-01 | 183 | 1 | 8904.1667 | 0 | 0 | 0 | 0 | 8904.1667
1915-04-01 | 184 | 1 | 8904.1667 | 0 | 0 | 0 | 0 | 8904.1667
1915-05-01 | 185 | 1 | 8904.1667 | 0 | 0 | 0 | 0 | 8904.1667
1915-06-01 | 186 | 1 | 8904.1667 | 0 | 0 | 0 | 0 | 8904.1667
1915-07-01 | 187 | 1 | 8904.1667 | 0 | 0 | 0 | 0 | 8904.1667
1915-08-01 | 188 | 1 | 8904.1667 | 0 | 0 | 0 | 0 | 8904.1667
1915-09-01 | 189 | 1 | 8904.1667 | 0 | 0 | 0 | 0 | 8904.1667
1915-10-01 | 190 | 1 | 8904.1667 | 0 | 0 | 0 | 0 | 8904.1667
1915-11-01 | 191 | 1 | 8904.1667 | 0 | 0 | 0 | 0 | 8904.1667
1915-12-01 | 192 | 1 | 8904.1667 | 0 | 0 | 0 | 0 | 8904.1667
1916-01-01 | 193 | 1 | 8904.1667 | 0 | 0 | 0 | 0 | 8904.1667
1916-02-01 | 194 | 1 | 8904.1667 | 0 | 0 | 0 | 0 | 8904.1667
1916-03-01 | 195 | 1 | 8904.1667 | 0 | 0 | 0 | 0 | 8904.1667
1916-04-01 | 196 | 1 | 8904.1667 | 0 | 0 | 0 | 0 | 8904.1667
1916-05-01 | 197 | 1 | 8904.1667 | 0 | 0 | 0 | 0 | 8904.1667
1916-06-01 | 198 | 1 | 8904.1667 | 0 | 0 | 0 | 0 | 8904.1667
1916-07-01 | 199 | 1 | 8904.1667 | 0 | 0 | 0 | 0 | 8904.1667
1916-08-01 | 200 | 1 | 8904.1667 | 0 | 0 | 0 | 0 | 8904.1667
1916-09-01 | 201 | 1 | 8904.1667 | 0 | 0 | 0 | 0 | 8904.1667
1916-10-01 | 202 | 1 | 8904.1667 | 0 | 0 | 0 | 0 | 8904.1667
1916-11-01 | 203 | 1 | 8904.1667 | 0 | 0 | 0 | 0 | 8904.1667
1916-12-01 | 204 | 1 | 8904.1667 | 0 | 0 | 0 | 0 | 8904.1667
1917-01-01 | 205 | 1 | 8904.1667 | 0 | 0 | 0 | 0 | 8904.1667
1917-02-01 | 206 | 1 | 8904.1667 | 0 | 0 | 0 | 0 | 8904.1667
1917-03-01 | 207 | 1 | 8904.1667 | 0 | 0 | 0 | 0 | 8904.1667
1917-04-01 | 208 | 1 | 8904.1667 | 0 | 0 | 0 | 0 | 8904.1667
1917-05-01 | 209 | 1 | 8904.1667 | 0 | 0 | 0 | 0 | 8904.1667
1917-06-01 | 210 | 1 | 8904.1667 | 0 | 0 | 0 | 0 | 8904.1667
1917-07-01 | 211 | 1 | 8904.1667 | 0 | 0 | 0 | 0 | 8904.1667
1917-08-01 | 212 | 1 | 8904.1667 | 0 | 0 | 0 | 0 | 8904.1667
1917-09-01 | 213 | 1 | 8904.1667 | 0 | 0 | 0 | 0 | 8904.1667
1917-10-01 | 214 | 1 | 8904.1667 | 0 | 0 | 0 | 0 | 8904.1667
1917-11-01 | 215 | 1 | 8904.1667 | 0 | 0 | 0 | 0 | 8904.1667
1917-12-01 | 216 | 1 | 8904.1667 | 0 | 0 | 0 | 0 | 8904.1667
1918-01-01 | 217 | 1 | 8904.1667 | 0 | 0 | 0 | 0 | 8904.1667
1918-02-01 | 218 | 1 | 8904.1667 | 0 | 0 | 0 | 0 | 8904.1667
1918-03-01 | 219 | 1 | 8904.1667 | 0 | 0 | 0 | 0 | 8904.1667
1918-04-01 | 220 | 1 | 8904.1667 | 0 | 0 | 0 | 0 | 8904.1667
1918-05-01 | 221 | 1 | 8904.1667 | 0 | 0 | 0 | 0 | 8904.1667
1918-06-01 | 222 | 1 | 8904.1667 | 0 | 0 | 0 | 0 | 8904.1667
1918-07-01 | 223 | 1 | 8904.1667 | 0 | 0 | 0 | 0 | 8904.1667
1918-08-01 | 224 | 1 | 8904.1667 | 0 | 0 | 0 | 0 | 8904.1667
1918-09-01 | 225 | 1 | 8904.1667 | 0 | 0 | 0 | 0 | 8904.1667
1918-10-01 | 226 | 1 | 8904.1667 | 0 | 0 | 0 | 0 | 8904.1667
1918-11-01 | 227 | 1 | 8904.1667 | 0 | 0 | 0 | 0 | 8904.1667
1918-12-01 | 228 | 1 | 8904.1667 | 0 | 0 | 0 | 0 | 8904.1667
1919-01-01 | 229 | 1 | 8904.1667 | 0 | 0 | 0 | 0 | 8904.1667
1919-02-01 | 230 | 1 | 8904.1667 | 0 | 0 | 0 | 0 | 8904.1667
1919-03-01 | 231 | 1 | 8904.1667 | 0 | 0 | 0 | 0 | 8904.1667
1919-04-01 | 232 | 1 | 8904.1667 | 0 | 0 | 0 | 0 | 8904.1667
1919-05-01 | 233 | 1 | 8904.1667 | 0 | 0 | 0 | 0 | 8904.1667
1919-06-01 | 234 | 1 | 8904.1667 | 0 | 0 | 0 | 0 | 8904.1667
1919-07-01 | 235 | 1 | 8904.1667 | 0 | 0 | 0 | 0 | 8904.1667
1919-08-01 | 236 | 1 | 8904.1667 | 0 | 0 | 0 | 0 | 8904.1667
1919-09-01 | 237 | 1 | 8904.1667 | 0 | 0 | 0 | 0 | 8904.1667
1919-10-01 | 238 | 1 | 8904.1667 | 0 | 0 | 0 | 0 | 8904.1667
1919-11-01 | 239 | 1 | 8904.1667 | 0 | 0 | 0 | 0 | 8904.1667
1919-12-01 | 240 | 1 | 8904.1667 | 0 | 0 | 0 | 0 | 8904.1667
Formulas:
Start = IF([Stage]=0,0,DATE(YEAR('A1 Costs and Contract'!B48),MONTH('A1 Costs and Contract'!B48),1))
End = DATE(YEAR([Start]),MONTH([Start])+'A1 Costs and Contract'!C57,1)-1
End = IF([Stage]=0,0,[End, row above])
Stage = DATE(YEAR([Stage, row above]),MONTH([Stage, row above])+1,1)
Stage = IF([Months]="NA","NA",DATE(YEAR([Stage, row above]),MONTH([Stage, row above])+1,1))

## Stage (10) Investment
Additional Detail: Stage (10) Monthly Investment
Participant: |  | Name of Market Participant |  |  |  |  | Tariff: | AESO 2021
Project Name: |  | Project Name |  |  |  |  | Effective: | 2021-01-01
Project Number: |  | Project Number |  | Type: | DTS Only |  | To: | Current
Stage and Month Lookup
Stage | Months |  | Start | End
1 | 240 |  | 1899-12-31 | 1919-12-31
0 | 0 |  | 0 | 0
0 | 0 |  | 0 | 0
0 | 0 |  | 0 | 0
0 | 0 |  | 0 | 0
0 | 0 |  | 0 | 0
0 | 0 |  | 0 | 0
0 | 0 |  | 0 | 0
0 | 0 |  | 0 | 0
0 | 0 |  | 0 | 0
Stage (10) Calculated Investment per Month of Maximum Investment Term
|  |  | Investment per Month by Tier |  |  |  |  | Nominal
Month | Count | Stage | Tier (a) | Tier (b) | Tier (c) | Tier (d) | Tier (e) | Monthly
1899-12-31 | 1 | 1 | 8904.1667 | 0 | 0 | 0 | 0 | 8904.1667
1900-01-31 | 2 | 1 | 8904.1667 | 0 | 0 | 0 | 0 | 8904.1667
1900-03-01 | 3 | 1 | 8904.1667 | 0 | 0 | 0 | 0 | 8904.1667
1900-04-01 | 4 | 1 | 8904.1667 | 0 | 0 | 0 | 0 | 8904.1667
1900-05-01 | 5 | 1 | 8904.1667 | 0 | 0 | 0 | 0 | 8904.1667
1900-06-01 | 6 | 1 | 8904.1667 | 0 | 0 | 0 | 0 | 8904.1667
1900-07-01 | 7 | 1 | 8904.1667 | 0 | 0 | 0 | 0 | 8904.1667
1900-08-01 | 8 | 1 | 8904.1667 | 0 | 0 | 0 | 0 | 8904.1667
1900-09-01 | 9 | 1 | 8904.1667 | 0 | 0 | 0 | 0 | 8904.1667
1900-10-01 | 10 | 1 | 8904.1667 | 0 | 0 | 0 | 0 | 8904.1667
1900-11-01 | 11 | 1 | 8904.1667 | 0 | 0 | 0 | 0 | 8904.1667
1900-12-01 | 12 | 1 | 8904.1667 | 0 | 0 | 0 | 0 | 8904.1667
1901-01-01 | 13 | 1 | 8904.1667 | 0 | 0 | 0 | 0 | 8904.1667
1901-02-01 | 14 | 1 | 8904.1667 | 0 | 0 | 0 | 0 | 8904.1667
1901-03-01 | 15 | 1 | 8904.1667 | 0 | 0 | 0 | 0 | 8904.1667
1901-04-01 | 16 | 1 | 8904.1667 | 0 | 0 | 0 | 0 | 8904.1667
1901-05-01 | 17 | 1 | 8904.1667 | 0 | 0 | 0 | 0 | 8904.1667
1901-06-01 | 18 | 1 | 8904.1667 | 0 | 0 | 0 | 0 | 8904.1667
1901-07-01 | 19 | 1 | 8904.1667 | 0 | 0 | 0 | 0 | 8904.1667
1901-08-01 | 20 | 1 | 8904.1667 | 0 | 0 | 0 | 0 | 8904.1667
1901-09-01 | 21 | 1 | 8904.1667 | 0 | 0 | 0 | 0 | 8904.1667
1901-10-01 | 22 | 1 | 8904.1667 | 0 | 0 | 0 | 0 | 8904.1667
1901-11-01 | 23 | 1 | 8904.1667 | 0 | 0 | 0 | 0 | 8904.1667
1901-12-01 | 24 | 1 | 8904.1667 | 0 | 0 | 0 | 0 | 8904.1667
1902-01-01 | 25 | 1 | 8904.1667 | 0 | 0 | 0 | 0 | 8904.1667
1902-02-01 | 26 | 1 | 8904.1667 | 0 | 0 | 0 | 0 | 8904.1667
1902-03-01 | 27 | 1 | 8904.1667 | 0 | 0 | 0 | 0 | 8904.1667
1902-04-01 | 28 | 1 | 8904.1667 | 0 | 0 | 0 | 0 | 8904.1667
1902-05-01 | 29 | 1 | 8904.1667 | 0 | 0 | 0 | 0 | 8904.1667
1902-06-01 | 30 | 1 | 8904.1667 | 0 | 0 | 0 | 0 | 8904.1667
1902-07-01 | 31 | 1 | 8904.1667 | 0 | 0 | 0 | 0 | 8904.1667
1902-08-01 | 32 | 1 | 8904.1667 | 0 | 0 | 0 | 0 | 8904.1667
1902-09-01 | 33 | 1 | 8904.1667 | 0 | 0 | 0 | 0 | 8904.1667
1902-10-01 | 34 | 1 | 8904.1667 | 0 | 0 | 0 | 0 | 8904.1667
1902-11-01 | 35 | 1 | 8904.1667 | 0 | 0 | 0 | 0 | 8904.1667
1902-12-01 | 36 | 1 | 8904.1667 | 0 | 0 | 0 | 0 | 8904.1667
1903-01-01 | 37 | 1 | 8904.1667 | 0 | 0 | 0 | 0 | 8904.1667
1903-02-01 | 38 | 1 | 8904.1667 | 0 | 0 | 0 | 0 | 8904.1667
1903-03-01 | 39 | 1 | 8904.1667 | 0 | 0 | 0 | 0 | 8904.1667
1903-04-01 | 40 | 1 | 8904.1667 | 0 | 0 | 0 | 0 | 8904.1667
1903-05-01 | 41 | 1 | 8904.1667 | 0 | 0 | 0 | 0 | 8904.1667
1903-06-01 | 42 | 1 | 8904.1667 | 0 | 0 | 0 | 0 | 8904.1667
1903-07-01 | 43 | 1 | 8904.1667 | 0 | 0 | 0 | 0 | 8904.1667
1903-08-01 | 44 | 1 | 8904.1667 | 0 | 0 | 0 | 0 | 8904.1667
1903-09-01 | 45 | 1 | 8904.1667 | 0 | 0 | 0 | 0 | 8904.1667
1903-10-01 | 46 | 1 | 8904.1667 | 0 | 0 | 0 | 0 | 8904.1667
1903-11-01 | 47 | 1 | 8904.1667 | 0 | 0 | 0 | 0 | 8904.1667
1903-12-01 | 48 | 1 | 8904.1667 | 0 | 0 | 0 | 0 | 8904.1667
1904-01-01 | 49 | 1 | 8904.1667 | 0 | 0 | 0 | 0 | 8904.1667
1904-02-01 | 50 | 1 | 8904.1667 | 0 | 0 | 0 | 0 | 8904.1667
1904-03-01 | 51 | 1 | 8904.1667 | 0 | 0 | 0 | 0 | 8904.1667
1904-04-01 | 52 | 1 | 8904.1667 | 0 | 0 | 0 | 0 | 8904.1667
1904-05-01 | 53 | 1 | 8904.1667 | 0 | 0 | 0 | 0 | 8904.1667
1904-06-01 | 54 | 1 | 8904.1667 | 0 | 0 | 0 | 0 | 8904.1667
1904-07-01 | 55 | 1 | 8904.1667 | 0 | 0 | 0 | 0 | 8904.1667
1904-08-01 | 56 | 1 | 8904.1667 | 0 | 0 | 0 | 0 | 8904.1667
1904-09-01 | 57 | 1 | 8904.1667 | 0 | 0 | 0 | 0 | 8904.1667
1904-10-01 | 58 | 1 | 8904.1667 | 0 | 0 | 0 | 0 | 8904.1667
1904-11-01 | 59 | 1 | 8904.1667 | 0 | 0 | 0 | 0 | 8904.1667
1904-12-01 | 60 | 1 | 8904.1667 | 0 | 0 | 0 | 0 | 8904.1667
1905-01-01 | 61 | 1 | 8904.1667 | 0 | 0 | 0 | 0 | 8904.1667
1905-02-01 | 62 | 1 | 8904.1667 | 0 | 0 | 0 | 0 | 8904.1667
1905-03-01 | 63 | 1 | 8904.1667 | 0 | 0 | 0 | 0 | 8904.1667
1905-04-01 | 64 | 1 | 8904.1667 | 0 | 0 | 0 | 0 | 8904.1667
1905-05-01 | 65 | 1 | 8904.1667 | 0 | 0 | 0 | 0 | 8904.1667
1905-06-01 | 66 | 1 | 8904.1667 | 0 | 0 | 0 | 0 | 8904.1667
1905-07-01 | 67 | 1 | 8904.1667 | 0 | 0 | 0 | 0 | 8904.1667
1905-08-01 | 68 | 1 | 8904.1667 | 0 | 0 | 0 | 0 | 8904.1667
1905-09-01 | 69 | 1 | 8904.1667 | 0 | 0 | 0 | 0 | 8904.1667
1905-10-01 | 70 | 1 | 8904.1667 | 0 | 0 | 0 | 0 | 8904.1667
1905-11-01 | 71 | 1 | 8904.1667 | 0 | 0 | 0 | 0 | 8904.1667
1905-12-01 | 72 | 1 | 8904.1667 | 0 | 0 | 0 | 0 | 8904.1667
1906-01-01 | 73 | 1 | 8904.1667 | 0 | 0 | 0 | 0 | 8904.1667
1906-02-01 | 74 | 1 | 8904.1667 | 0 | 0 | 0 | 0 | 8904.1667
1906-03-01 | 75 | 1 | 8904.1667 | 0 | 0 | 0 | 0 | 8904.1667
1906-04-01 | 76 | 1 | 8904.1667 | 0 | 0 | 0 | 0 | 8904.1667
1906-05-01 | 77 | 1 | 8904.1667 | 0 | 0 | 0 | 0 | 8904.1667
1906-06-01 | 78 | 1 | 8904.1667 | 0 | 0 | 0 | 0 | 8904.1667
1906-07-01 | 79 | 1 | 8904.1667 | 0 | 0 | 0 | 0 | 8904.1667
1906-08-01 | 80 | 1 | 8904.1667 | 0 | 0 | 0 | 0 | 8904.1667
1906-09-01 | 81 | 1 | 8904.1667 | 0 | 0 | 0 | 0 | 8904.1667
1906-10-01 | 82 | 1 | 8904.1667 | 0 | 0 | 0 | 0 | 8904.1667
1906-11-01 | 83 | 1 | 8904.1667 | 0 | 0 | 0 | 0 | 8904.1667
1906-12-01 | 84 | 1 | 8904.1667 | 0 | 0 | 0 | 0 | 8904.1667
1907-01-01 | 85 | 1 | 8904.1667 | 0 | 0 | 0 | 0 | 8904.1667
1907-02-01 | 86 | 1 | 8904.1667 | 0 | 0 | 0 | 0 | 8904.1667
1907-03-01 | 87 | 1 | 8904.1667 | 0 | 0 | 0 | 0 | 8904.1667
1907-04-01 | 88 | 1 | 8904.1667 | 0 | 0 | 0 | 0 | 8904.1667
1907-05-01 | 89 | 1 | 8904.1667 | 0 | 0 | 0 | 0 | 8904.1667
1907-06-01 | 90 | 1 | 8904.1667 | 0 | 0 | 0 | 0 | 8904.1667
1907-07-01 | 91 | 1 | 8904.1667 | 0 | 0 | 0 | 0 | 8904.1667
1907-08-01 | 92 | 1 | 8904.1667 | 0 | 0 | 0 | 0 | 8904.1667
1907-09-01 | 93 | 1 | 8904.1667 | 0 | 0 | 0 | 0 | 8904.1667
1907-10-01 | 94 | 1 | 8904.1667 | 0 | 0 | 0 | 0 | 8904.1667
1907-11-01 | 95 | 1 | 8904.1667 | 0 | 0 | 0 | 0 | 8904.1667
1907-12-01 | 96 | 1 | 8904.1667 | 0 | 0 | 0 | 0 | 8904.1667
1908-01-01 | 97 | 1 | 8904.1667 | 0 | 0 | 0 | 0 | 8904.1667
1908-02-01 | 98 | 1 | 8904.1667 | 0 | 0 | 0 | 0 | 8904.1667
1908-03-01 | 99 | 1 | 8904.1667 | 0 | 0 | 0 | 0 | 8904.1667
1908-04-01 | 100 | 1 | 8904.1667 | 0 | 0 | 0 | 0 | 8904.1667
1908-05-01 | 101 | 1 | 8904.1667 | 0 | 0 | 0 | 0 | 8904.1667
1908-06-01 | 102 | 1 | 8904.1667 | 0 | 0 | 0 | 0 | 8904.1667
1908-07-01 | 103 | 1 | 8904.1667 | 0 | 0 | 0 | 0 | 8904.1667
1908-08-01 | 104 | 1 | 8904.1667 | 0 | 0 | 0 | 0 | 8904.1667
1908-09-01 | 105 | 1 | 8904.1667 | 0 | 0 | 0 | 0 | 8904.1667
1908-10-01 | 106 | 1 | 8904.1667 | 0 | 0 | 0 | 0 | 8904.1667
1908-11-01 | 107 | 1 | 8904.1667 | 0 | 0 | 0 | 0 | 8904.1667
1908-12-01 | 108 | 1 | 8904.1667 | 0 | 0 | 0 | 0 | 8904.1667
1909-01-01 | 109 | 1 | 8904.1667 | 0 | 0 | 0 | 0 | 8904.1667
1909-02-01 | 110 | 1 | 8904.1667 | 0 | 0 | 0 | 0 | 8904.1667
1909-03-01 | 111 | 1 | 8904.1667 | 0 | 0 | 0 | 0 | 8904.1667
1909-04-01 | 112 | 1 | 8904.1667 | 0 | 0 | 0 | 0 | 8904.1667
1909-05-01 | 113 | 1 | 8904.1667 | 0 | 0 | 0 | 0 | 8904.1667
1909-06-01 | 114 | 1 | 8904.1667 | 0 | 0 | 0 | 0 | 8904.1667
1909-07-01 | 115 | 1 | 8904.1667 | 0 | 0 | 0 | 0 | 8904.1667
1909-08-01 | 116 | 1 | 8904.1667 | 0 | 0 | 0 | 0 | 8904.1667
1909-09-01 | 117 | 1 | 8904.1667 | 0 | 0 | 0 | 0 | 8904.1667
1909-10-01 | 118 | 1 | 8904.1667 | 0 | 0 | 0 | 0 | 8904.1667
1909-11-01 | 119 | 1 | 8904.1667 | 0 | 0 | 0 | 0 | 8904.1667
1909-12-01 | 120 | 1 | 8904.1667 | 0 | 0 | 0 | 0 | 8904.1667
1910-01-01 | 121 | 1 | 8904.1667 | 0 | 0 | 0 | 0 | 8904.1667
1910-02-01 | 122 | 1 | 8904.1667 | 0 | 0 | 0 | 0 | 8904.1667
1910-03-01 | 123 | 1 | 8904.1667 | 0 | 0 | 0 | 0 | 8904.1667
1910-04-01 | 124 | 1 | 8904.1667 | 0 | 0 | 0 | 0 | 8904.1667
1910-05-01 | 125 | 1 | 8904.1667 | 0 | 0 | 0 | 0 | 8904.1667
1910-06-01 | 126 | 1 | 8904.1667 | 0 | 0 | 0 | 0 | 8904.1667
1910-07-01 | 127 | 1 | 8904.1667 | 0 | 0 | 0 | 0 | 8904.1667
1910-08-01 | 128 | 1 | 8904.1667 | 0 | 0 | 0 | 0 | 8904.1667
1910-09-01 | 129 | 1 | 8904.1667 | 0 | 0 | 0 | 0 | 8904.1667
1910-10-01 | 130 | 1 | 8904.1667 | 0 | 0 | 0 | 0 | 8904.1667
1910-11-01 | 131 | 1 | 8904.1667 | 0 | 0 | 0 | 0 | 8904.1667
1910-12-01 | 132 | 1 | 8904.1667 | 0 | 0 | 0 | 0 | 8904.1667
1911-01-01 | 133 | 1 | 8904.1667 | 0 | 0 | 0 | 0 | 8904.1667
1911-02-01 | 134 | 1 | 8904.1667 | 0 | 0 | 0 | 0 | 8904.1667
1911-03-01 | 135 | 1 | 8904.1667 | 0 | 0 | 0 | 0 | 8904.1667
1911-04-01 | 136 | 1 | 8904.1667 | 0 | 0 | 0 | 0 | 8904.1667
1911-05-01 | 137 | 1 | 8904.1667 | 0 | 0 | 0 | 0 | 8904.1667
1911-06-01 | 138 | 1 | 8904.1667 | 0 | 0 | 0 | 0 | 8904.1667
1911-07-01 | 139 | 1 | 8904.1667 | 0 | 0 | 0 | 0 | 8904.1667
1911-08-01 | 140 | 1 | 8904.1667 | 0 | 0 | 0 | 0 | 8904.1667
1911-09-01 | 141 | 1 | 8904.1667 | 0 | 0 | 0 | 0 | 8904.1667
1911-10-01 | 142 | 1 | 8904.1667 | 0 | 0 | 0 | 0 | 8904.1667
1911-11-01 | 143 | 1 | 8904.1667 | 0 | 0 | 0 | 0 | 8904.1667
1911-12-01 | 144 | 1 | 8904.1667 | 0 | 0 | 0 | 0 | 8904.1667
1912-01-01 | 145 | 1 | 8904.1667 | 0 | 0 | 0 | 0 | 8904.1667
1912-02-01 | 146 | 1 | 8904.1667 | 0 | 0 | 0 | 0 | 8904.1667
1912-03-01 | 147 | 1 | 8904.1667 | 0 | 0 | 0 | 0 | 8904.1667
1912-04-01 | 148 | 1 | 8904.1667 | 0 | 0 | 0 | 0 | 8904.1667
1912-05-01 | 149 | 1 | 8904.1667 | 0 | 0 | 0 | 0 | 8904.1667
1912-06-01 | 150 | 1 | 8904.1667 | 0 | 0 | 0 | 0 | 8904.1667
1912-07-01 | 151 | 1 | 8904.1667 | 0 | 0 | 0 | 0 | 8904.1667
1912-08-01 | 152 | 1 | 8904.1667 | 0 | 0 | 0 | 0 | 8904.1667
1912-09-01 | 153 | 1 | 8904.1667 | 0 | 0 | 0 | 0 | 8904.1667
1912-10-01 | 154 | 1 | 8904.1667 | 0 | 0 | 0 | 0 | 8904.1667
1912-11-01 | 155 | 1 | 8904.1667 | 0 | 0 | 0 | 0 | 8904.1667
1912-12-01 | 156 | 1 | 8904.1667 | 0 | 0 | 0 | 0 | 8904.1667
1913-01-01 | 157 | 1 | 8904.1667 | 0 | 0 | 0 | 0 | 8904.1667
1913-02-01 | 158 | 1 | 8904.1667 | 0 | 0 | 0 | 0 | 8904.1667
1913-03-01 | 159 | 1 | 8904.1667 | 0 | 0 | 0 | 0 | 8904.1667
1913-04-01 | 160 | 1 | 8904.1667 | 0 | 0 | 0 | 0 | 8904.1667
1913-05-01 | 161 | 1 | 8904.1667 | 0 | 0 | 0 | 0 | 8904.1667
1913-06-01 | 162 | 1 | 8904.1667 | 0 | 0 | 0 | 0 | 8904.1667
1913-07-01 | 163 | 1 | 8904.1667 | 0 | 0 | 0 | 0 | 8904.1667
1913-08-01 | 164 | 1 | 8904.1667 | 0 | 0 | 0 | 0 | 8904.1667
1913-09-01 | 165 | 1 | 8904.1667 | 0 | 0 | 0 | 0 | 8904.1667
1913-10-01 | 166 | 1 | 8904.1667 | 0 | 0 | 0 | 0 | 8904.1667
1913-11-01 | 167 | 1 | 8904.1667 | 0 | 0 | 0 | 0 | 8904.1667
1913-12-01 | 168 | 1 | 8904.1667 | 0 | 0 | 0 | 0 | 8904.1667
1914-01-01 | 169 | 1 | 8904.1667 | 0 | 0 | 0 | 0 | 8904.1667
1914-02-01 | 170 | 1 | 8904.1667 | 0 | 0 | 0 | 0 | 8904.1667
1914-03-01 | 171 | 1 | 8904.1667 | 0 | 0 | 0 | 0 | 8904.1667
1914-04-01 | 172 | 1 | 8904.1667 | 0 | 0 | 0 | 0 | 8904.1667
1914-05-01 | 173 | 1 | 8904.1667 | 0 | 0 | 0 | 0 | 8904.1667
1914-06-01 | 174 | 1 | 8904.1667 | 0 | 0 | 0 | 0 | 8904.1667
1914-07-01 | 175 | 1 | 8904.1667 | 0 | 0 | 0 | 0 | 8904.1667
1914-08-01 | 176 | 1 | 8904.1667 | 0 | 0 | 0 | 0 | 8904.1667
1914-09-01 | 177 | 1 | 8904.1667 | 0 | 0 | 0 | 0 | 8904.1667
1914-10-01 | 178 | 1 | 8904.1667 | 0 | 0 | 0 | 0 | 8904.1667
1914-11-01 | 179 | 1 | 8904.1667 | 0 | 0 | 0 | 0 | 8904.1667
1914-12-01 | 180 | 1 | 8904.1667 | 0 | 0 | 0 | 0 | 8904.1667
1915-01-01 | 181 | 1 | 8904.1667 | 0 | 0 | 0 | 0 | 8904.1667
1915-02-01 | 182 | 1 | 8904.1667 | 0 | 0 | 0 | 0 | 8904.1667
1915-03-01 | 183 | 1 | 8904.1667 | 0 | 0 | 0 | 0 | 8904.1667
1915-04-01 | 184 | 1 | 8904.1667 | 0 | 0 | 0 | 0 | 8904.1667
1915-05-01 | 185 | 1 | 8904.1667 | 0 | 0 | 0 | 0 | 8904.1667
1915-06-01 | 186 | 1 | 8904.1667 | 0 | 0 | 0 | 0 | 8904.1667
1915-07-01 | 187 | 1 | 8904.1667 | 0 | 0 | 0 | 0 | 8904.1667
1915-08-01 | 188 | 1 | 8904.1667 | 0 | 0 | 0 | 0 | 8904.1667
1915-09-01 | 189 | 1 | 8904.1667 | 0 | 0 | 0 | 0 | 8904.1667
1915-10-01 | 190 | 1 | 8904.1667 | 0 | 0 | 0 | 0 | 8904.1667
1915-11-01 | 191 | 1 | 8904.1667 | 0 | 0 | 0 | 0 | 8904.1667
1915-12-01 | 192 | 1 | 8904.1667 | 0 | 0 | 0 | 0 | 8904.1667
1916-01-01 | 193 | 1 | 8904.1667 | 0 | 0 | 0 | 0 | 8904.1667
1916-02-01 | 194 | 1 | 8904.1667 | 0 | 0 | 0 | 0 | 8904.1667
1916-03-01 | 195 | 1 | 8904.1667 | 0 | 0 | 0 | 0 | 8904.1667
1916-04-01 | 196 | 1 | 8904.1667 | 0 | 0 | 0 | 0 | 8904.1667
1916-05-01 | 197 | 1 | 8904.1667 | 0 | 0 | 0 | 0 | 8904.1667
1916-06-01 | 198 | 1 | 8904.1667 | 0 | 0 | 0 | 0 | 8904.1667
1916-07-01 | 199 | 1 | 8904.1667 | 0 | 0 | 0 | 0 | 8904.1667
1916-08-01 | 200 | 1 | 8904.1667 | 0 | 0 | 0 | 0 | 8904.1667
1916-09-01 | 201 | 1 | 8904.1667 | 0 | 0 | 0 | 0 | 8904.1667
1916-10-01 | 202 | 1 | 8904.1667 | 0 | 0 | 0 | 0 | 8904.1667
1916-11-01 | 203 | 1 | 8904.1667 | 0 | 0 | 0 | 0 | 8904.1667
1916-12-01 | 204 | 1 | 8904.1667 | 0 | 0 | 0 | 0 | 8904.1667
1917-01-01 | 205 | 1 | 8904.1667 | 0 | 0 | 0 | 0 | 8904.1667
1917-02-01 | 206 | 1 | 8904.1667 | 0 | 0 | 0 | 0 | 8904.1667
1917-03-01 | 207 | 1 | 8904.1667 | 0 | 0 | 0 | 0 | 8904.1667
1917-04-01 | 208 | 1 | 8904.1667 | 0 | 0 | 0 | 0 | 8904.1667
1917-05-01 | 209 | 1 | 8904.1667 | 0 | 0 | 0 | 0 | 8904.1667
1917-06-01 | 210 | 1 | 8904.1667 | 0 | 0 | 0 | 0 | 8904.1667
1917-07-01 | 211 | 1 | 8904.1667 | 0 | 0 | 0 | 0 | 8904.1667
1917-08-01 | 212 | 1 | 8904.1667 | 0 | 0 | 0 | 0 | 8904.1667
1917-09-01 | 213 | 1 | 8904.1667 | 0 | 0 | 0 | 0 | 8904.1667
1917-10-01 | 214 | 1 | 8904.1667 | 0 | 0 | 0 | 0 | 8904.1667
1917-11-01 | 215 | 1 | 8904.1667 | 0 | 0 | 0 | 0 | 8904.1667
1917-12-01 | 216 | 1 | 8904.1667 | 0 | 0 | 0 | 0 | 8904.1667
1918-01-01 | 217 | 1 | 8904.1667 | 0 | 0 | 0 | 0 | 8904.1667
1918-02-01 | 218 | 1 | 8904.1667 | 0 | 0 | 0 | 0 | 8904.1667
1918-03-01 | 219 | 1 | 8904.1667 | 0 | 0 | 0 | 0 | 8904.1667
1918-04-01 | 220 | 1 | 8904.1667 | 0 | 0 | 0 | 0 | 8904.1667
1918-05-01 | 221 | 1 | 8904.1667 | 0 | 0 | 0 | 0 | 8904.1667
1918-06-01 | 222 | 1 | 8904.1667 | 0 | 0 | 0 | 0 | 8904.1667
1918-07-01 | 223 | 1 | 8904.1667 | 0 | 0 | 0 | 0 | 8904.1667
1918-08-01 | 224 | 1 | 8904.1667 | 0 | 0 | 0 | 0 | 8904.1667
1918-09-01 | 225 | 1 | 8904.1667 | 0 | 0 | 0 | 0 | 8904.1667
1918-10-01 | 226 | 1 | 8904.1667 | 0 | 0 | 0 | 0 | 8904.1667
1918-11-01 | 227 | 1 | 8904.1667 | 0 | 0 | 0 | 0 | 8904.1667
1918-12-01 | 228 | 1 | 8904.1667 | 0 | 0 | 0 | 0 | 8904.1667
1919-01-01 | 229 | 1 | 8904.1667 | 0 | 0 | 0 | 0 | 8904.1667
1919-02-01 | 230 | 1 | 8904.1667 | 0 | 0 | 0 | 0 | 8904.1667
1919-03-01 | 231 | 1 | 8904.1667 | 0 | 0 | 0 | 0 | 8904.1667
1919-04-01 | 232 | 1 | 8904.1667 | 0 | 0 | 0 | 0 | 8904.1667
1919-05-01 | 233 | 1 | 8904.1667 | 0 | 0 | 0 | 0 | 8904.1667
1919-06-01 | 234 | 1 | 8904.1667 | 0 | 0 | 0 | 0 | 8904.1667
1919-07-01 | 235 | 1 | 8904.1667 | 0 | 0 | 0 | 0 | 8904.1667
1919-08-01 | 236 | 1 | 8904.1667 | 0 | 0 | 0 | 0 | 8904.1667
1919-09-01 | 237 | 1 | 8904.1667 | 0 | 0 | 0 | 0 | 8904.1667
1919-10-01 | 238 | 1 | 8904.1667 | 0 | 0 | 0 | 0 | 8904.1667
1919-11-01 | 239 | 1 | 8904.1667 | 0 | 0 | 0 | 0 | 8904.1667
1919-12-01 | 240 | 1 | 8904.1667 | 0 | 0 | 0 | 0 | 8904.1667
Formulas:
Start = IF([Stage]=0,0,DATE(YEAR('A1 Costs and Contract'!B48),MONTH('A1 Costs and Contract'!B48),1))
End = DATE(YEAR([Start]),MONTH([Start])+'A1 Costs and Contract'!C57,1)-1
End = IF([Stage]=0,0,[End, row above])
Stage = DATE(YEAR([Stage, row above]),MONTH([Stage, row above])+1,1)
Stage = IF([Months]="NA","NA",DATE(YEAR([Stage, row above]),MONTH([Stage, row above])+1,1))