## Index
AESO 2021 Long-term Outlook
1 - Average Load
2 - Peak AIL
3 - DER Capacity, DER Output and EV Load
4 - Electric Vehicle Forecast
5 - Generation data by fuel type
6 - Generation capacity by region
7 - Reference Case Hourly AIL
Disclaimer
The information contained in this document is published in accordance with the AESO’s legislative obligations and is for information purposes only. As such, the AESO makes no warranties or representations as to the accuracy, completeness or fitness for any particular purpose with respect to the information contained herein, whether express or implied. While the AESO has made every attempt to ensure the information contained herein represents a reasonable forecast, the AESO is not responsible for any errors or omissions. Consequently, any reliance placed on the information contained herein is at the reader’s sole risk.
The data presented in this data file are for the Alberta Balancing Authority area which also includes Fort Nelson, British Columbia.
Energy and loads are counted once and only once.

## Content and Glossary
Content Average Load: Forecast annual average Alberta Internal Load (AIL), annual average behind-the-fence (BTF) load and annual average system load, measured in megawatt (MW) for the different scenarios and the different system load cases (See Section 5.1.2 of the the AESO 2021 Long-term Outlook (LTO) for a full explanation on the system load forecast). As well as forecast annual average Demand Transmission Service (DTS) load measured in megawatt (MW) for the Reference Case. Peak AIL: Forecast maximum AIL, measured in MW for each year for the different scenarios. DER Capacity, DER Output and EV Load: Forecast capacity and the maximum output of the Distribution Energy Resources (DER), and the Electric Vehicles (EV) load. Electric Vehicle Forecast: Forecast number of electric vehicles for each year. Generation data by fuel type: All generation data including Output, Capacity, Capacity factors and Emissions, by fuel type and scenario. Generation capacity by region: Generation capacity by fuel type, scenario and region. Reference Case Hourly AIL: Hourly AIL forecast for the Reference Case. Generation Glossary Net Imports: Annual imports energy less annual export energy. Other: Includes biomass, waste heat, and geothermal in the Clean-Tech Scenario. Solar/storage: Solar assets that are paired with lithium ion batteries. Storage: Predominately lithium battery storage assets with some pumped storage in the Clean-Tech scenario. Solar: Photovoltaic solar assets (includes both transmission connected and ‘greater than 5 MW’ distribution connected). Wind: Wind turbine assets (includes both transmission connected and ‘greater than 5 MW’ distribution connected). Hydro: Water-powered assets. Cogeneration: Cogeneration assets (includes both transmission connected and ‘greater than 5 MW’ distribution connected). Combined-Cycle: Combined Cycle assets and repowered coal to gas units in the Clean-Tech Scenario. Simple-Cycle: Simple Cycle assets (includes both transmission connected and ‘greater than 5 MW’ distribution connected). Coal-to-Gas — Steam Boiler: Coal units that have converted to gas (does not include repowered units). Coal: Coal assets. Output: Forecast annual energy production, measured in gigawatt hours (GWh), for each year for the different fuel types. Capacity: Forecast annual total capacity, measured in MW, for each year for the different fuel types. Both beginning of year and end of year capacity are provided. Carbon Emissions: Annual tonnes of carbon emissions, measured in tonnes of carbon dioxide (CO2), for each year of the forecast for the different fuel types. Only Simple-Cycle, Combined-Cycle, Coal, Coal-to-Gas and some Cogeneration emissions are reported. See Section 5.1.3 of the 2021 LTO for a full explanation on what emissions are included. Capacity Factors: Annual average capacity factors by fuel type and scenario. Capacity factor is the average output of an asset divided by its capacity. Storage and Intertie capacity factors are not reported due to their unique operating characteristics (both consume and produce electricity).

## Average Load
Calendar Year | Scenario | System Load Case | Category | Load (MW)
2021 | 1 Reference Case | High System Load | Average AIL | 9639.4831
2022 | 1 Reference Case | High System Load | Average AIL | 9819.2829
2023 | 1 Reference Case | High System Load | Average AIL | 9933.5329
2024 | 1 Reference Case | High System Load | Average AIL | 9993.8055
2025 | 1 Reference Case | High System Load | Average AIL | 10076.9675
2026 | 1 Reference Case | High System Load | Average AIL | 10161.9697
2027 | 1 Reference Case | High System Load | Average AIL | 10252.2139
2028 | 1 Reference Case | High System Load | Average AIL | 10344.5793
2029 | 1 Reference Case | High System Load | Average AIL | 10362.9522
2030 | 1 Reference Case | High System Load | Average AIL | 10390.591
2031 | 1 Reference Case | High System Load | Average AIL | 10482.9387
2032 | 1 Reference Case | High System Load | Average AIL | 10556.9818
2033 | 1 Reference Case | High System Load | Average AIL | 10575.8371
2034 | 1 Reference Case | High System Load | Average AIL | 10534.5566
2035 | 1 Reference Case | High System Load | Average AIL | 10559.7391
2036 | 1 Reference Case | High System Load | Average AIL | 10537.3543
2037 | 1 Reference Case | High System Load | Average AIL | 10538.3641
2038 | 1 Reference Case | High System Load | Average AIL | 10557.0621
2039 | 1 Reference Case | High System Load | Average AIL | 10578.1238
2040 | 1 Reference Case | High System Load | Average AIL | 10599.9267
2041 | 1 Reference Case | High System Load | Average AIL | 10614.8865
2021 | 1 Reference Case | Low System Load | Average AIL | 9639.4831
2022 | 1 Reference Case | Low System Load | Average AIL | 9819.2829
2023 | 1 Reference Case | Low System Load | Average AIL | 9933.5329
2024 | 1 Reference Case | Low System Load | Average AIL | 9993.8055
2025 | 1 Reference Case | Low System Load | Average AIL | 10076.9675
2026 | 1 Reference Case | Low System Load | Average AIL | 10161.9697
2027 | 1 Reference Case | Low System Load | Average AIL | 10252.2139
2028 | 1 Reference Case | Low System Load | Average AIL | 10344.5793
2029 | 1 Reference Case | Low System Load | Average AIL | 10362.9522
2030 | 1 Reference Case | Low System Load | Average AIL | 10390.591
2031 | 1 Reference Case | Low System Load | Average AIL | 10482.9387
2032 | 1 Reference Case | Low System Load | Average AIL | 10556.9818
2033 | 1 Reference Case | Low System Load | Average AIL | 10575.8371
2034 | 1 Reference Case | Low System Load | Average AIL | 10534.5566
2035 | 1 Reference Case | Low System Load | Average AIL | 10559.7391
2036 | 1 Reference Case | Low System Load | Average AIL | 10537.3543
2037 | 1 Reference Case | Low System Load | Average AIL | 10538.3641
2038 | 1 Reference Case | Low System Load | Average AIL | 10557.0621
2039 | 1 Reference Case | Low System Load | Average AIL | 10578.1238
2040 | 1 Reference Case | Low System Load | Average AIL | 10599.9267
2041 | 1 Reference Case | Low System Load | Average AIL | 10614.8865
2021 | 2 Clean-Tech Scenario | High System Load | Average AIL | 9652.7912
2022 | 2 Clean-Tech Scenario | High System Load | Average AIL | 9828.8856
2023 | 2 Clean-Tech Scenario | High System Load | Average AIL | 9942.9176
2024 | 2 Clean-Tech Scenario | High System Load | Average AIL | 10021.5142
2025 | 2 Clean-Tech Scenario | High System Load | Average AIL | 10096.5763
2026 | 2 Clean-Tech Scenario | High System Load | Average AIL | 10151.9994
2027 | 2 Clean-Tech Scenario | High System Load | Average AIL | 10171.6795
2028 | 2 Clean-Tech Scenario | High System Load | Average AIL | 10203.6103
2029 | 2 Clean-Tech Scenario | High System Load | Average AIL | 10197.002
2030 | 2 Clean-Tech Scenario | High System Load | Average AIL | 10224.7455
2031 | 2 Clean-Tech Scenario | High System Load | Average AIL | 10266.2593
2032 | 2 Clean-Tech Scenario | High System Load | Average AIL | 10320.6259
2033 | 2 Clean-Tech Scenario | High System Load | Average AIL | 10341.7941
2034 | 2 Clean-Tech Scenario | High System Load | Average AIL | 10368.7767
2035 | 2 Clean-Tech Scenario | High System Load | Average AIL | 10420.6787
2036 | 2 Clean-Tech Scenario | High System Load | Average AIL | 10520.4097
2037 | 2 Clean-Tech Scenario | High System Load | Average AIL | 10650.9009
2038 | 2 Clean-Tech Scenario | High System Load | Average AIL | 10795.8043
2039 | 2 Clean-Tech Scenario | High System Load | Average AIL | 10967.6011
2040 | 2 Clean-Tech Scenario | High System Load | Average AIL | 11177.3959
2041 | 2 Clean-Tech Scenario | High System Load | Average AIL | 11395.6628
2021 | 2 Clean-Tech Scenario | Low System Load | Average AIL | 9652.7912
2022 | 2 Clean-Tech Scenario | Low System Load | Average AIL | 9828.8856
2023 | 2 Clean-Tech Scenario | Low System Load | Average AIL | 9942.9176
2024 | 2 Clean-Tech Scenario | Low System Load | Average AIL | 10021.5142
2025 | 2 Clean-Tech Scenario | Low System Load | Average AIL | 10096.5763
2026 | 2 Clean-Tech Scenario | Low System Load | Average AIL | 10151.9994
2027 | 2 Clean-Tech Scenario | Low System Load | Average AIL | 10171.6795
2028 | 2 Clean-Tech Scenario | Low System Load | Average AIL | 10203.6103
2029 | 2 Clean-Tech Scenario | Low System Load | Average AIL | 10197.002
2030 | 2 Clean-Tech Scenario | Low System Load | Average AIL | 10224.7455
2031 | 2 Clean-Tech Scenario | Low System Load | Average AIL | 10266.2593
2032 | 2 Clean-Tech Scenario | Low System Load | Average AIL | 10320.6259
2033 | 2 Clean-Tech Scenario | Low System Load | Average AIL | 10341.7941
2034 | 2 Clean-Tech Scenario | Low System Load | Average AIL | 10368.7767
2035 | 2 Clean-Tech Scenario | Low System Load | Average AIL | 10420.6787
2036 | 2 Clean-Tech Scenario | Low System Load | Average AIL | 10520.4097
2037 | 2 Clean-Tech Scenario | Low System Load | Average AIL | 10650.9009
2038 | 2 Clean-Tech Scenario | Low System Load | Average AIL | 10795.8043
2039 | 2 Clean-Tech Scenario | Low System Load | Average AIL | 10967.6011
2040 | 2 Clean-Tech Scenario | Low System Load | Average AIL | 11177.3959
2041 | 2 Clean-Tech Scenario | Low System Load | Average AIL | 11395.6628
2021 | 3 Robust Scenario | High System Load | Average AIL | 9744.0831
2022 | 3 Robust Scenario | High System Load | Average AIL | 9959.9902
2023 | 3 Robust Scenario | High System Load | Average AIL | 10109.3887
2024 | 3 Robust Scenario | High System Load | Average AIL | 10206.9048
2025 | 3 Robust Scenario | High System Load | Average AIL | 10302.2805
2026 | 3 Robust Scenario | High System Load | Average AIL | 10454.1652
2027 | 3 Robust Scenario | High System Load | Average AIL | 10559.9966
2028 | 3 Robust Scenario | High System Load | Average AIL | 10745.5512
2029 | 3 Robust Scenario | High System Load | Average AIL | 10787.0282
2030 | 3 Robust Scenario | High System Load | Average AIL | 10885.1998
2031 | 3 Robust Scenario | High System Load | Average AIL | 11025.6246
2032 | 3 Robust Scenario | High System Load | Average AIL | 11148.2745
2033 | 3 Robust Scenario | High System Load | Average AIL | 11206.1356
2034 | 3 Robust Scenario | High System Load | Average AIL | 11186.6846
2035 | 3 Robust Scenario | High System Load | Average AIL | 11305.4027
2036 | 3 Robust Scenario | High System Load | Average AIL | 11347.1266
2037 | 3 Robust Scenario | High System Load | Average AIL | 11382.5533
2038 | 3 Robust Scenario | High System Load | Average AIL | 11448.1351
2039 | 3 Robust Scenario | High System Load | Average AIL | 11470.0249
2040 | 3 Robust Scenario | High System Load | Average AIL | 11493.2566
2041 | 3 Robust Scenario | High System Load | Average AIL | 11511.8074
2021 | 3 Robust Scenario | Low System Load | Average AIL | 9744.0831
2022 | 3 Robust Scenario | Low System Load | Average AIL | 9959.9902
2023 | 3 Robust Scenario | Low System Load | Average AIL | 10109.3887
2024 | 3 Robust Scenario | Low System Load | Average AIL | 10206.9048
2025 | 3 Robust Scenario | Low System Load | Average AIL | 10302.2805
2026 | 3 Robust Scenario | Low System Load | Average AIL | 10454.1652
2027 | 3 Robust Scenario | Low System Load | Average AIL | 10559.9966
2028 | 3 Robust Scenario | Low System Load | Average AIL | 10745.5512
2029 | 3 Robust Scenario | Low System Load | Average AIL | 10787.0282
2030 | 3 Robust Scenario | Low System Load | Average AIL | 10885.1998
2031 | 3 Robust Scenario | Low System Load | Average AIL | 11025.6246
2032 | 3 Robust Scenario | Low System Load | Average AIL | 11148.2745
2033 | 3 Robust Scenario | Low System Load | Average AIL | 11206.1356
2034 | 3 Robust Scenario | Low System Load | Average AIL | 11186.6846
2035 | 3 Robust Scenario | Low System Load | Average AIL | 11305.4027
2036 | 3 Robust Scenario | Low System Load | Average AIL | 11347.1266
2037 | 3 Robust Scenario | Low System Load | Average AIL | 11382.5533
2038 | 3 Robust Scenario | Low System Load | Average AIL | 11448.1351
2039 | 3 Robust Scenario | Low System Load | Average AIL | 11470.0249
2040 | 3 Robust Scenario | Low System Load | Average AIL | 11493.2566
2041 | 3 Robust Scenario | Low System Load | Average AIL | 11511.8074
2021 | 4 Stagnant Scenario | High System Load | Average AIL | 9535.9925
2022 | 4 Stagnant Scenario | High System Load | Average AIL | 9704.1524
2023 | 4 Stagnant Scenario | High System Load | Average AIL | 9813.6319
2024 | 4 Stagnant Scenario | High System Load | Average AIL | 9865.5483
2025 | 4 Stagnant Scenario | High System Load | Average AIL | 9924.9126
2026 | 4 Stagnant Scenario | High System Load | Average AIL | 9896.4566
2027 | 4 Stagnant Scenario | High System Load | Average AIL | 9885.0991
2028 | 4 Stagnant Scenario | High System Load | Average AIL | 9908.6863
2029 | 4 Stagnant Scenario | High System Load | Average AIL | 9907.7102
2030 | 4 Stagnant Scenario | High System Load | Average AIL | 9907.6961
2031 | 4 Stagnant Scenario | High System Load | Average AIL | 9889.8968
2032 | 4 Stagnant Scenario | High System Load | Average AIL | 9884.0722
2033 | 4 Stagnant Scenario | High System Load | Average AIL | 9842.5762
2034 | 4 Stagnant Scenario | High System Load | Average AIL | 9768.3702
2035 | 4 Stagnant Scenario | High System Load | Average AIL | 9722.9417
2036 | 4 Stagnant Scenario | High System Load | Average AIL | 9715.962
2037 | 4 Stagnant Scenario | High System Load | Average AIL | 9657.7242
2038 | 4 Stagnant Scenario | High System Load | Average AIL | 9668.2844
2039 | 4 Stagnant Scenario | High System Load | Average AIL | 9682.5244
2040 | 4 Stagnant Scenario | High System Load | Average AIL | 9698.1502
2041 | 4 Stagnant Scenario | High System Load | Average AIL | 9712.3428
2021 | 4 Stagnant Scenario | Low System Load | Average AIL | 9535.9925
2022 | 4 Stagnant Scenario | Low System Load | Average AIL | 9704.1524
2023 | 4 Stagnant Scenario | Low System Load | Average AIL | 9813.6319
2024 | 4 Stagnant Scenario | Low System Load | Average AIL | 9865.5483
2025 | 4 Stagnant Scenario | Low System Load | Average AIL | 9924.9126
2026 | 4 Stagnant Scenario | Low System Load | Average AIL | 9896.4566
2027 | 4 Stagnant Scenario | Low System Load | Average AIL | 9885.0991
2028 | 4 Stagnant Scenario | Low System Load | Average AIL | 9908.6863
2029 | 4 Stagnant Scenario | Low System Load | Average AIL | 9907.7102
2030 | 4 Stagnant Scenario | Low System Load | Average AIL | 9907.6961
2031 | 4 Stagnant Scenario | Low System Load | Average AIL | 9889.8968
2032 | 4 Stagnant Scenario | Low System Load | Average AIL | 9884.0722
2033 | 4 Stagnant Scenario | Low System Load | Average AIL | 9842.5762
2034 | 4 Stagnant Scenario | Low System Load | Average AIL | 9768.3702
2035 | 4 Stagnant Scenario | Low System Load | Average AIL | 9722.9417
2036 | 4 Stagnant Scenario | Low System Load | Average AIL | 9715.962
2037 | 4 Stagnant Scenario | Low System Load | Average AIL | 9657.7242
2038 | 4 Stagnant Scenario | Low System Load | Average AIL | 9668.2844
2039 | 4 Stagnant Scenario | Low System Load | Average AIL | 9682.5244
2040 | 4 Stagnant Scenario | Low System Load | Average AIL | 9698.1502
2041 | 4 Stagnant Scenario | Low System Load | Average AIL | 9712.3428
2021 | 1 Reference Case | High System Load | Average System Load | 6930.8833
2022 | 1 Reference Case | High System Load | Average System Load | 7092.7134
2023 | 1 Reference Case | High System Load | Average System Load | 7215.0769
2024 | 1 Reference Case | High System Load | Average System Load | 7277.31
2025 | 1 Reference Case | High System Load | Average System Load | 7353.136
2026 | 1 Reference Case | High System Load | Average System Load | 7439.0275
2027 | 1 Reference Case | High System Load | Average System Load | 7520.4401
2028 | 1 Reference Case | High System Load | Average System Load | 7591.1658
2029 | 1 Reference Case | High System Load | Average System Load | 7571.0948
2030 | 1 Reference Case | High System Load | Average System Load | 7576.7876
2031 | 1 Reference Case | High System Load | Average System Load | 7640.0056
2032 | 1 Reference Case | High System Load | Average System Load | 7703.8195
2033 | 1 Reference Case | High System Load | Average System Load | 7718.2023
2034 | 1 Reference Case | High System Load | Average System Load | 7667.894
2035 | 1 Reference Case | High System Load | Average System Load | 7667.6841
2036 | 1 Reference Case | High System Load | Average System Load | 7650.3273
2037 | 1 Reference Case | High System Load | Average System Load | 7663.2973
2038 | 1 Reference Case | High System Load | Average System Load | 7658.0148
2039 | 1 Reference Case | High System Load | Average System Load | 7760.5878
2040 | 1 Reference Case | High System Load | Average System Load | 7762.1891
2041 | 1 Reference Case | High System Load | Average System Load | 7765.778
2021 | 1 Reference Case | Low System Load | Average System Load | 6869.3658
2022 | 1 Reference Case | Low System Load | Average System Load | 6956.6244
2023 | 1 Reference Case | Low System Load | Average System Load | 7075.182
2024 | 1 Reference Case | Low System Load | Average System Load | 7023.1708
2025 | 1 Reference Case | Low System Load | Average System Load | 6959.5049
2026 | 1 Reference Case | Low System Load | Average System Load | 7014.1674
2027 | 1 Reference Case | Low System Load | Average System Load | 7039.7874
2028 | 1 Reference Case | Low System Load | Average System Load | 7105.2044
2029 | 1 Reference Case | Low System Load | Average System Load | 7052.226
2030 | 1 Reference Case | Low System Load | Average System Load | 6994.3338
2031 | 1 Reference Case | Low System Load | Average System Load | 6996.489
2032 | 1 Reference Case | Low System Load | Average System Load | 7029.6573
2033 | 1 Reference Case | Low System Load | Average System Load | 7044.022
2034 | 1 Reference Case | Low System Load | Average System Load | 6963.0746
2035 | 1 Reference Case | Low System Load | Average System Load | 6966.6756
2036 | 1 Reference Case | Low System Load | Average System Load | 6948.8008
2037 | 1 Reference Case | Low System Load | Average System Load | 6957.4924
2038 | 1 Reference Case | Low System Load | Average System Load | 6956.9094
2039 | 1 Reference Case | Low System Load | Average System Load | 7059.1781
2040 | 1 Reference Case | Low System Load | Average System Load | 7060.1318
2041 | 1 Reference Case | Low System Load | Average System Load | 7059.4136
2021 | 2 Clean-Tech Scenario | High System Load | Average System Load | 6925.9841
2022 | 2 Clean-Tech Scenario | High System Load | Average System Load | 7066.9638
2023 | 2 Clean-Tech Scenario | High System Load | Average System Load | 7212.3539
2024 | 2 Clean-Tech Scenario | High System Load | Average System Load | 7276.5863
2025 | 2 Clean-Tech Scenario | High System Load | Average System Load | 7280.8843
2026 | 2 Clean-Tech Scenario | High System Load | Average System Load | 7311.5457
2027 | 2 Clean-Tech Scenario | High System Load | Average System Load | 7299.1901
2028 | 2 Clean-Tech Scenario | High System Load | Average System Load | 7302.8471
2029 | 2 Clean-Tech Scenario | High System Load | Average System Load | 7241.0761
2030 | 2 Clean-Tech Scenario | High System Load | Average System Load | 7235.2132
2031 | 2 Clean-Tech Scenario | High System Load | Average System Load | 7248.3734
2032 | 2 Clean-Tech Scenario | High System Load | Average System Load | 7288.8223
2033 | 2 Clean-Tech Scenario | High System Load | Average System Load | 7309.167
2034 | 2 Clean-Tech Scenario | High System Load | Average System Load | 7323.9942
2035 | 2 Clean-Tech Scenario | High System Load | Average System Load | 7353.3426
2036 | 2 Clean-Tech Scenario | High System Load | Average System Load | 7437.642
2037 | 2 Clean-Tech Scenario | High System Load | Average System Load | 7546.8262
2038 | 2 Clean-Tech Scenario | High System Load | Average System Load | 7669.0033
2039 | 2 Clean-Tech Scenario | High System Load | Average System Load | 7845.5289
2040 | 2 Clean-Tech Scenario | High System Load | Average System Load | 8007.672
2041 | 2 Clean-Tech Scenario | High System Load | Average System Load | 8200.0343
2021 | 2 Clean-Tech Scenario | Low System Load | Average System Load | 6881.6497
2022 | 2 Clean-Tech Scenario | Low System Load | Average System Load | 6961.5882
2023 | 2 Clean-Tech Scenario | Low System Load | Average System Load | 7101.8734
2024 | 2 Clean-Tech Scenario | Low System Load | Average System Load | 7130.5514
2025 | 2 Clean-Tech Scenario | Low System Load | Average System Load | 7069.8198
2026 | 2 Clean-Tech Scenario | Low System Load | Average System Load | 7067.2908
2027 | 2 Clean-Tech Scenario | Low System Load | Average System Load | 6993.249
2028 | 2 Clean-Tech Scenario | Low System Load | Average System Load | 6985.255
2029 | 2 Clean-Tech Scenario | Low System Load | Average System Load | 6880.694
2030 | 2 Clean-Tech Scenario | Low System Load | Average System Load | 6803.608
2031 | 2 Clean-Tech Scenario | Low System Load | Average System Load | 6746.8386
2032 | 2 Clean-Tech Scenario | Low System Load | Average System Load | 6754.1092
2033 | 2 Clean-Tech Scenario | Low System Load | Average System Load | 6768.5433
2034 | 2 Clean-Tech Scenario | Low System Load | Average System Load | 6750.6546
2035 | 2 Clean-Tech Scenario | Low System Load | Average System Load | 6769.1213
2036 | 2 Clean-Tech Scenario | Low System Load | Average System Load | 6814.0096
2037 | 2 Clean-Tech Scenario | Low System Load | Average System Load | 6906.3973
2038 | 2 Clean-Tech Scenario | Low System Load | Average System Load | 6993.4432
2039 | 2 Clean-Tech Scenario | Low System Load | Average System Load | 7156.5014
2040 | 2 Clean-Tech Scenario | Low System Load | Average System Load | 7283.1271
2041 | 2 Clean-Tech Scenario | Low System Load | Average System Load | 7466.1156
2021 | 3 Robust Scenario | High System Load | Average System Load | 7035.8814
2022 | 3 Robust Scenario | High System Load | Average System Load | 7212.1926
2023 | 3 Robust Scenario | High System Load | Average System Load | 7361.7782
2024 | 3 Robust Scenario | High System Load | Average System Load | 7385.4464
2025 | 3 Robust Scenario | High System Load | Average System Load | 7393.5377
2026 | 3 Robust Scenario | High System Load | Average System Load | 7503.9653
2027 | 3 Robust Scenario | High System Load | Average System Load | 7575.9467
2028 | 3 Robust Scenario | High System Load | Average System Load | 7712.0867
2029 | 3 Robust Scenario | High System Load | Average System Load | 7697.7167
2030 | 3 Robust Scenario | High System Load | Average System Load | 7749.78
2031 | 3 Robust Scenario | High System Load | Average System Load | 7849.4922
2032 | 3 Robust Scenario | High System Load | Average System Load | 7949.8891
2033 | 3 Robust Scenario | High System Load | Average System Load | 7970.4788
2034 | 3 Robust Scenario | High System Load | Average System Load | 7935.1457
2035 | 3 Robust Scenario | High System Load | Average System Load | 8003.114
2036 | 3 Robust Scenario | High System Load | Average System Load | 8054.6465
2037 | 3 Robust Scenario | High System Load | Average System Load | 8107.2401
2038 | 3 Robust Scenario | High System Load | Average System Load | 8167.7922
2039 | 3 Robust Scenario | High System Load | Average System Load | 8235.4474
2040 | 3 Robust Scenario | High System Load | Average System Load | 8232.944
2041 | 3 Robust Scenario | High System Load | Average System Load | 8242.1525
2021 | 3 Robust Scenario | Low System Load | Average System Load | 6993.0851
2022 | 3 Robust Scenario | Low System Load | Average System Load | 7110.0757
2023 | 3 Robust Scenario | Low System Load | Average System Load | 7255.8102
2024 | 3 Robust Scenario | Low System Load | Average System Load | 7245.205
2025 | 3 Robust Scenario | Low System Load | Average System Load | 7189.668
2026 | 3 Robust Scenario | Low System Load | Average System Load | 7141.0087
2027 | 3 Robust Scenario | Low System Load | Average System Load | 7156.521
2028 | 3 Robust Scenario | Low System Load | Average System Load | 7259.2165
2029 | 3 Robust Scenario | Low System Load | Average System Load | 7210.1474
2030 | 3 Robust Scenario | Low System Load | Average System Load | 7198.8864
2031 | 3 Robust Scenario | Low System Load | Average System Load | 7229.1031
2032 | 3 Robust Scenario | Low System Load | Average System Load | 7296.635
2033 | 3 Robust Scenario | Low System Load | Average System Load | 7307.6074
2034 | 3 Robust Scenario | Low System Load | Average System Load | 7256.9069
2035 | 3 Robust Scenario | Low System Load | Average System Load | 7260.9864
2036 | 3 Robust Scenario | Low System Load | Average System Load | 7316.5597
2037 | 3 Robust Scenario | Low System Load | Average System Load | 7364.7395
2038 | 3 Robust Scenario | Low System Load | Average System Load | 7424.0735
2039 | 3 Robust Scenario | Low System Load | Average System Load | 7491.9184
2040 | 3 Robust Scenario | Low System Load | Average System Load | 7490.0304
2041 | 3 Robust Scenario | Low System Load | Average System Load | 7496.8001
2021 | 4 Stagnant Scenario | High System Load | Average System Load | 6829.2048
2022 | 4 Stagnant Scenario | High System Load | Average System Load | 6955.4947
2023 | 4 Stagnant Scenario | High System Load | Average System Load | 7069.8639
2024 | 4 Stagnant Scenario | High System Load | Average System Load | 7059.2684
2025 | 4 Stagnant Scenario | High System Load | Average System Load | 7047.9527
2026 | 4 Stagnant Scenario | High System Load | Average System Load | 7019.9318
2027 | 4 Stagnant Scenario | High System Load | Average System Load | 7003.3054
2028 | 4 Stagnant Scenario | High System Load | Average System Load | 7020.666
2029 | 4 Stagnant Scenario | High System Load | Average System Load | 7011.035
2030 | 4 Stagnant Scenario | High System Load | Average System Load | 7003.5707
2031 | 4 Stagnant Scenario | High System Load | Average System Load | 6981.3385
2032 | 4 Stagnant Scenario | High System Load | Average System Load | 6974.5743
2033 | 4 Stagnant Scenario | High System Load | Average System Load | 6933.134
2034 | 4 Stagnant Scenario | High System Load | Average System Load | 6865.2966
2035 | 4 Stagnant Scenario | High System Load | Average System Load | 6808.0127
2036 | 4 Stagnant Scenario | High System Load | Average System Load | 6815.0598
2037 | 4 Stagnant Scenario | High System Load | Average System Load | 6747.1847
2038 | 4 Stagnant Scenario | High System Load | Average System Load | 6758.213
2039 | 4 Stagnant Scenario | High System Load | Average System Load | 6826.9984
2040 | 4 Stagnant Scenario | High System Load | Average System Load | 6822.5031
2041 | 4 Stagnant Scenario | High System Load | Average System Load | 6832.2823
2021 | 4 Stagnant Scenario | Low System Load | Average System Load | 6788.1839
2022 | 4 Stagnant Scenario | Low System Load | Average System Load | 6855.1323
2023 | 4 Stagnant Scenario | Low System Load | Average System Load | 6965.6543
2024 | 4 Stagnant Scenario | Low System Load | Average System Load | 6951.3555
2025 | 4 Stagnant Scenario | Low System Load | Average System Load | 6936.7915
2026 | 4 Stagnant Scenario | Low System Load | Average System Load | 6904.5614
2027 | 4 Stagnant Scenario | Low System Load | Average System Load | 6887.0376
2028 | 4 Stagnant Scenario | Low System Load | Average System Load | 6900.1648
2029 | 4 Stagnant Scenario | Low System Load | Average System Load | 6886.3937
2030 | 4 Stagnant Scenario | Low System Load | Average System Load | 6876.586
2031 | 4 Stagnant Scenario | Low System Load | Average System Load | 6852.7773
2032 | 4 Stagnant Scenario | Low System Load | Average System Load | 6847.4753
2033 | 4 Stagnant Scenario | Low System Load | Average System Load | 6804.8787
2034 | 4 Stagnant Scenario | Low System Load | Average System Load | 6738.6269
2035 | 4 Stagnant Scenario | Low System Load | Average System Load | 6680.8638
2036 | 4 Stagnant Scenario | Low System Load | Average System Load | 6690.0151
2037 | 4 Stagnant Scenario | Low System Load | Average System Load | 6619.1046
2038 | 4 Stagnant Scenario | Low System Load | Average System Load | 6632.2643
2039 | 4 Stagnant Scenario | Low System Load | Average System Load | 6700.3186
2040 | 4 Stagnant Scenario | Low System Load | Average System Load | 6696.0839
2041 | 4 Stagnant Scenario | Low System Load | Average System Load | 6705.4905
2021 | 1 Reference Case | High System Load | Average BTF | 2708.5998
2022 | 1 Reference Case | High System Load | Average BTF | 2726.5695
2023 | 1 Reference Case | High System Load | Average BTF | 2718.456
2024 | 1 Reference Case | High System Load | Average BTF | 2716.4955
2025 | 1 Reference Case | High System Load | Average BTF | 2723.8315
2026 | 1 Reference Case | High System Load | Average BTF | 2722.9422
2027 | 1 Reference Case | High System Load | Average BTF | 2731.7739
2028 | 1 Reference Case | High System Load | Average BTF | 2753.4135
2029 | 1 Reference Case | High System Load | Average BTF | 2791.8574
2030 | 1 Reference Case | High System Load | Average BTF | 2813.8034
2031 | 1 Reference Case | High System Load | Average BTF | 2842.9331
2032 | 1 Reference Case | High System Load | Average BTF | 2853.1623
2033 | 1 Reference Case | High System Load | Average BTF | 2857.6347
2034 | 1 Reference Case | High System Load | Average BTF | 2866.6626
2035 | 1 Reference Case | High System Load | Average BTF | 2892.0551
2036 | 1 Reference Case | High System Load | Average BTF | 2887.027
2037 | 1 Reference Case | High System Load | Average BTF | 2875.0668
2038 | 1 Reference Case | High System Load | Average BTF | 2899.0473
2039 | 1 Reference Case | High System Load | Average BTF | 2817.5359
2040 | 1 Reference Case | High System Load | Average BTF | 2837.7376
2041 | 1 Reference Case | High System Load | Average BTF | 2849.1085
2021 | 1 Reference Case | Low System Load | Average BTF | 2770.1173
2022 | 1 Reference Case | Low System Load | Average BTF | 2862.6584
2023 | 1 Reference Case | Low System Load | Average BTF | 2858.3509
2024 | 1 Reference Case | Low System Load | Average BTF | 2970.6347
2025 | 1 Reference Case | Low System Load | Average BTF | 3117.4627
2026 | 1 Reference Case | Low System Load | Average BTF | 3147.8023
2027 | 1 Reference Case | Low System Load | Average BTF | 3212.4265
2028 | 1 Reference Case | Low System Load | Average BTF | 3239.3749
2029 | 1 Reference Case | Low System Load | Average BTF | 3310.7262
2030 | 1 Reference Case | Low System Load | Average BTF | 3396.2572
2031 | 1 Reference Case | Low System Load | Average BTF | 3486.4497
2032 | 1 Reference Case | Low System Load | Average BTF | 3527.3245
2033 | 1 Reference Case | Low System Load | Average BTF | 3531.815
2034 | 1 Reference Case | Low System Load | Average BTF | 3571.482
2035 | 1 Reference Case | Low System Load | Average BTF | 3593.0635
2036 | 1 Reference Case | Low System Load | Average BTF | 3588.5535
2037 | 1 Reference Case | Low System Load | Average BTF | 3580.8717
2038 | 1 Reference Case | Low System Load | Average BTF | 3600.1527
2039 | 1 Reference Case | Low System Load | Average BTF | 3518.9457
2040 | 1 Reference Case | Low System Load | Average BTF | 3539.7949
2041 | 1 Reference Case | Low System Load | Average BTF | 3555.4729
2021 | 2 Clean-Tech Scenario | High System Load | Average BTF | 2726.807
2022 | 2 Clean-Tech Scenario | High System Load | Average BTF | 2761.9218
2023 | 2 Clean-Tech Scenario | High System Load | Average BTF | 2730.5637
2024 | 2 Clean-Tech Scenario | High System Load | Average BTF | 2744.9279
2025 | 2 Clean-Tech Scenario | High System Load | Average BTF | 2815.692
2026 | 2 Clean-Tech Scenario | High System Load | Average BTF | 2840.4537
2027 | 2 Clean-Tech Scenario | High System Load | Average BTF | 2872.4894
2028 | 2 Clean-Tech Scenario | High System Load | Average BTF | 2900.7632
2029 | 2 Clean-Tech Scenario | High System Load | Average BTF | 2955.9259
2030 | 2 Clean-Tech Scenario | High System Load | Average BTF | 2989.5324
2031 | 2 Clean-Tech Scenario | High System Load | Average BTF | 3017.8859
2032 | 2 Clean-Tech Scenario | High System Load | Average BTF | 3031.8036
2033 | 2 Clean-Tech Scenario | High System Load | Average BTF | 3032.6271
2034 | 2 Clean-Tech Scenario | High System Load | Average BTF | 3044.7825
2035 | 2 Clean-Tech Scenario | High System Load | Average BTF | 3067.3361
2036 | 2 Clean-Tech Scenario | High System Load | Average BTF | 3082.7677
2037 | 2 Clean-Tech Scenario | High System Load | Average BTF | 3104.0747
2038 | 2 Clean-Tech Scenario | High System Load | Average BTF | 3126.801
2039 | 2 Clean-Tech Scenario | High System Load | Average BTF | 3122.0722
2040 | 2 Clean-Tech Scenario | High System Load | Average BTF | 3169.7239
2041 | 2 Clean-Tech Scenario | High System Load | Average BTF | 3195.6286
2021 | 2 Clean-Tech Scenario | Low System Load | Average BTF | 2771.1415
2022 | 2 Clean-Tech Scenario | Low System Load | Average BTF | 2867.2975
2023 | 2 Clean-Tech Scenario | Low System Load | Average BTF | 2841.0442
2024 | 2 Clean-Tech Scenario | Low System Load | Average BTF | 2890.9628
2025 | 2 Clean-Tech Scenario | Low System Load | Average BTF | 3026.7565
2026 | 2 Clean-Tech Scenario | Low System Load | Average BTF | 3084.7086
2027 | 2 Clean-Tech Scenario | Low System Load | Average BTF | 3178.4305
2028 | 2 Clean-Tech Scenario | Low System Load | Average BTF | 3218.3553
2029 | 2 Clean-Tech Scenario | Low System Load | Average BTF | 3316.308
2030 | 2 Clean-Tech Scenario | Low System Load | Average BTF | 3421.1375
2031 | 2 Clean-Tech Scenario | Low System Load | Average BTF | 3519.4206
2032 | 2 Clean-Tech Scenario | Low System Load | Average BTF | 3566.5167
2033 | 2 Clean-Tech Scenario | Low System Load | Average BTF | 3573.2508
2034 | 2 Clean-Tech Scenario | Low System Load | Average BTF | 3618.122
2035 | 2 Clean-Tech Scenario | Low System Load | Average BTF | 3651.5574
2036 | 2 Clean-Tech Scenario | Low System Load | Average BTF | 3706.4001
2037 | 2 Clean-Tech Scenario | Low System Load | Average BTF | 3744.5036
2038 | 2 Clean-Tech Scenario | Low System Load | Average BTF | 3802.3611
2039 | 2 Clean-Tech Scenario | Low System Load | Average BTF | 3811.0997
2040 | 2 Clean-Tech Scenario | Low System Load | Average BTF | 3894.2687
2041 | 2 Clean-Tech Scenario | Low System Load | Average BTF | 3929.5472
2021 | 3 Robust Scenario | High System Load | Average BTF | 2708.2017
2022 | 3 Robust Scenario | High System Load | Average BTF | 2747.7976
2023 | 3 Robust Scenario | High System Load | Average BTF | 2747.6105
2024 | 3 Robust Scenario | High System Load | Average BTF | 2821.4584
2025 | 3 Robust Scenario | High System Load | Average BTF | 2908.7429
2026 | 3 Robust Scenario | High System Load | Average BTF | 2950.1999
2027 | 3 Robust Scenario | High System Load | Average BTF | 2984.0499
2028 | 3 Robust Scenario | High System Load | Average BTF | 3033.4645
2029 | 3 Robust Scenario | High System Load | Average BTF | 3089.3115
2030 | 3 Robust Scenario | High System Load | Average BTF | 3135.4198
2031 | 3 Robust Scenario | High System Load | Average BTF | 3176.1325
2032 | 3 Robust Scenario | High System Load | Average BTF | 3198.3854
2033 | 3 Robust Scenario | High System Load | Average BTF | 3235.6567
2034 | 3 Robust Scenario | High System Load | Average BTF | 3251.5389
2035 | 3 Robust Scenario | High System Load | Average BTF | 3302.2887
2036 | 3 Robust Scenario | High System Load | Average BTF | 3292.4801
2037 | 3 Robust Scenario | High System Load | Average BTF | 3275.3131
2038 | 3 Robust Scenario | High System Load | Average BTF | 3280.3429
2039 | 3 Robust Scenario | High System Load | Average BTF | 3234.5775
2040 | 3 Robust Scenario | High System Load | Average BTF | 3260.3126
2041 | 3 Robust Scenario | High System Load | Average BTF | 3269.6549
2021 | 3 Robust Scenario | Low System Load | Average BTF | 2750.998
2022 | 3 Robust Scenario | Low System Load | Average BTF | 2849.9145
2023 | 3 Robust Scenario | Low System Load | Average BTF | 2853.5785
2024 | 3 Robust Scenario | Low System Load | Average BTF | 2961.6999
2025 | 3 Robust Scenario | Low System Load | Average BTF | 3112.6126
2026 | 3 Robust Scenario | Low System Load | Average BTF | 3313.1565
2027 | 3 Robust Scenario | Low System Load | Average BTF | 3403.4756
2028 | 3 Robust Scenario | Low System Load | Average BTF | 3486.3347
2029 | 3 Robust Scenario | Low System Load | Average BTF | 3576.8808
2030 | 3 Robust Scenario | Low System Load | Average BTF | 3686.3134
2031 | 3 Robust Scenario | Low System Load | Average BTF | 3796.5216
2032 | 3 Robust Scenario | Low System Load | Average BTF | 3851.6396
2033 | 3 Robust Scenario | Low System Load | Average BTF | 3898.5282
2034 | 3 Robust Scenario | Low System Load | Average BTF | 3929.7778
2035 | 3 Robust Scenario | Low System Load | Average BTF | 4044.4163
2036 | 3 Robust Scenario | Low System Load | Average BTF | 4030.5669
2037 | 3 Robust Scenario | Low System Load | Average BTF | 4017.8138
2038 | 3 Robust Scenario | Low System Load | Average BTF | 4024.0616
2039 | 3 Robust Scenario | Low System Load | Average BTF | 3978.1065
2040 | 3 Robust Scenario | Low System Load | Average BTF | 4003.2262
2041 | 3 Robust Scenario | Low System Load | Average BTF | 4015.0074
2021 | 4 Stagnant Scenario | High System Load | Average BTF | 2706.7877
2022 | 4 Stagnant Scenario | High System Load | Average BTF | 2748.6576
2023 | 4 Stagnant Scenario | High System Load | Average BTF | 2743.768
2024 | 4 Stagnant Scenario | High System Load | Average BTF | 2806.2799
2025 | 4 Stagnant Scenario | High System Load | Average BTF | 2876.9599
2026 | 4 Stagnant Scenario | High System Load | Average BTF | 2876.5249
2027 | 4 Stagnant Scenario | High System Load | Average BTF | 2881.7937
2028 | 4 Stagnant Scenario | High System Load | Average BTF | 2888.0203
2029 | 4 Stagnant Scenario | High System Load | Average BTF | 2896.6752
2030 | 4 Stagnant Scenario | High System Load | Average BTF | 2904.1253
2031 | 4 Stagnant Scenario | High System Load | Average BTF | 2908.5583
2032 | 4 Stagnant Scenario | High System Load | Average BTF | 2909.4979
2033 | 4 Stagnant Scenario | High System Load | Average BTF | 2909.4422
2034 | 4 Stagnant Scenario | High System Load | Average BTF | 2903.0736
2035 | 4 Stagnant Scenario | High System Load | Average BTF | 2914.9291
2036 | 4 Stagnant Scenario | High System Load | Average BTF | 2900.9023
2037 | 4 Stagnant Scenario | High System Load | Average BTF | 2910.5396
2038 | 4 Stagnant Scenario | High System Load | Average BTF | 2910.0714
2039 | 4 Stagnant Scenario | High System Load | Average BTF | 2855.526
2040 | 4 Stagnant Scenario | High System Load | Average BTF | 2875.6471
2041 | 4 Stagnant Scenario | High System Load | Average BTF | 2880.0605
2021 | 4 Stagnant Scenario | Low System Load | Average BTF | 2747.8087
2022 | 4 Stagnant Scenario | Low System Load | Average BTF | 2849.0201
2023 | 4 Stagnant Scenario | Low System Load | Average BTF | 2847.9776
2024 | 4 Stagnant Scenario | Low System Load | Average BTF | 2914.1927
2025 | 4 Stagnant Scenario | Low System Load | Average BTF | 2988.1211
2026 | 4 Stagnant Scenario | Low System Load | Average BTF | 2991.8952
2027 | 4 Stagnant Scenario | Low System Load | Average BTF | 2998.0615
2028 | 4 Stagnant Scenario | Low System Load | Average BTF | 3008.5215
2029 | 4 Stagnant Scenario | Low System Load | Average BTF | 3021.3165
2030 | 4 Stagnant Scenario | Low System Load | Average BTF | 3031.1101
2031 | 4 Stagnant Scenario | Low System Load | Average BTF | 3037.1195
2032 | 4 Stagnant Scenario | Low System Load | Average BTF | 3036.5969
2033 | 4 Stagnant Scenario | Low System Load | Average BTF | 3037.6974
2034 | 4 Stagnant Scenario | Low System Load | Average BTF | 3029.7433
2035 | 4 Stagnant Scenario | Low System Load | Average BTF | 3042.078
2036 | 4 Stagnant Scenario | Low System Load | Average BTF | 3025.9469
2037 | 4 Stagnant Scenario | Low System Load | Average BTF | 3038.6196
2038 | 4 Stagnant Scenario | Low System Load | Average BTF | 3036.0201
2039 | 4 Stagnant Scenario | Low System Load | Average BTF | 2982.2058
2040 | 4 Stagnant Scenario | Low System Load | Average BTF | 3002.0663
2041 | 4 Stagnant Scenario | Low System Load | Average BTF | 3006.8522
2021 | 1 Reference Case | High System Load | Average DTS | 6676.8635
2022 | 1 Reference Case | High System Load | Average DTS | 6839.2714
2023 | 1 Reference Case | High System Load | Average DTS | 6962.4944
2024 | 1 Reference Case | High System Load | Average DTS | 7026.16
2025 | 1 Reference Case | High System Load | Average DTS | 7103.2316
2026 | 1 Reference Case | High System Load | Average DTS | 7190.0478
2027 | 1 Reference Case | High System Load | Average DTS | 7272.2115
2028 | 1 Reference Case | High System Load | Average DTS | 7343.5212
2029 | 1 Reference Case | High System Load | Average DTS | 7324.3944
2030 | 1 Reference Case | High System Load | Average DTS | 7331.0183
2031 | 1 Reference Case | High System Load | Average DTS | 7395.1724
2032 | 1 Reference Case | High System Load | Average DTS | 7459.689
2033 | 1 Reference Case | High System Load | Average DTS | 7474.5793
2034 | 1 Reference Case | High System Load | Average DTS | 7425.1009
2035 | 1 Reference Case | High System Load | Average DTS | 7425.7083
2036 | 1 Reference Case | High System Load | Average DTS | 7409.1897
2037 | 1 Reference Case | High System Load | Average DTS | 7422.9788
2038 | 1 Reference Case | High System Load | Average DTS | 7418.2478
2039 | 1 Reference Case | High System Load | Average DTS | 7521.3774
2040 | 1 Reference Case | High System Load | Average DTS | 7523.7955
2041 | 1 Reference Case | High System Load | Average DTS | 7530.432
2021 | 1 Reference Case | Low System Load | Average DTS | 6615.3459
2022 | 1 Reference Case | Low System Load | Average DTS | 6703.1825
2023 | 1 Reference Case | Low System Load | Average DTS | 6822.5995
2024 | 1 Reference Case | Low System Load | Average DTS | 6772.0208
2025 | 1 Reference Case | Low System Load | Average DTS | 6709.6005
2026 | 1 Reference Case | Low System Load | Average DTS | 6765.1877
2027 | 1 Reference Case | Low System Load | Average DTS | 6791.5588
2028 | 1 Reference Case | Low System Load | Average DTS | 6857.5598
2029 | 1 Reference Case | Low System Load | Average DTS | 6805.5256
2030 | 1 Reference Case | Low System Load | Average DTS | 6748.5645
2031 | 1 Reference Case | Low System Load | Average DTS | 6751.6557
2032 | 1 Reference Case | Low System Load | Average DTS | 6785.5268
2033 | 1 Reference Case | Low System Load | Average DTS | 6800.399
2034 | 1 Reference Case | Low System Load | Average DTS | 6720.2815
2035 | 1 Reference Case | Low System Load | Average DTS | 6724.6998
2036 | 1 Reference Case | Low System Load | Average DTS | 6707.6633
2037 | 1 Reference Case | Low System Load | Average DTS | 6717.174
2038 | 1 Reference Case | Low System Load | Average DTS | 6717.1425
2039 | 1 Reference Case | Low System Load | Average DTS | 6819.9676
2040 | 1 Reference Case | Low System Load | Average DTS | 6821.7382
2041 | 1 Reference Case | Low System Load | Average DTS | 6824.0676

## Peak AIL
Season Year | Scenario | AIL Peak (MW)
2020 | 1 Reference Case | 11569.0043
2021 | 1 Reference Case | 11771.3412
2022 | 1 Reference Case | 11900.7055
2023 | 1 Reference Case | 11961.1208
2024 | 1 Reference Case | 12064.838
2025 | 1 Reference Case | 12154.3443
2026 | 1 Reference Case | 12256.8751
2027 | 1 Reference Case | 12373.2441
2028 | 1 Reference Case | 12362.0828
2029 | 1 Reference Case | 12413.3696
2030 | 1 Reference Case | 12547.8723
2031 | 1 Reference Case | 12621.9433
2032 | 1 Reference Case | 12689.1263
2033 | 1 Reference Case | 12632.587
2034 | 1 Reference Case | 12666.6883
2035 | 1 Reference Case | 12666.2027
2036 | 1 Reference Case | 12711.3361
2037 | 1 Reference Case | 12765.686
2038 | 1 Reference Case | 12819.7602
2039 | 1 Reference Case | 12832.4521
2040 | 1 Reference Case | 12916.8869
2041 | 1 Reference Case | 13013.6161
2020 | 2 Clean-Tech Scenario | 11592.1021
2021 | 2 Clean-Tech Scenario | 11804.8969
2022 | 2 Clean-Tech Scenario | 11948.7089
2023 | 2 Clean-Tech Scenario | 12068.523
2024 | 2 Clean-Tech Scenario | 12189.0387
2025 | 2 Clean-Tech Scenario | 12287.724
2026 | 2 Clean-Tech Scenario | 12343.8741
2027 | 2 Clean-Tech Scenario | 12454.0967
2028 | 2 Clean-Tech Scenario | 12453.3622
2029 | 2 Clean-Tech Scenario | 12600.457
2030 | 2 Clean-Tech Scenario | 12768.2659
2031 | 2 Clean-Tech Scenario | 12980.5701
2032 | 2 Clean-Tech Scenario | 13158.6122
2033 | 2 Clean-Tech Scenario | 13400.239
2034 | 2 Clean-Tech Scenario | 13660.499
2035 | 2 Clean-Tech Scenario | 13948.5062
2036 | 2 Clean-Tech Scenario | 14274.5378
2037 | 2 Clean-Tech Scenario | 14713.6909
2038 | 2 Clean-Tech Scenario | 15234.3164
2039 | 2 Clean-Tech Scenario | 15857.8465
2040 | 2 Clean-Tech Scenario | 16583.4948
2041 | 2 Clean-Tech Scenario | 17463.8915
2020 | 3 Robust Scenario | 11638.4145
2021 | 3 Robust Scenario | 11888.7619
2022 | 3 Robust Scenario | 12082.9465
2023 | 3 Robust Scenario | 12184.6111
2024 | 3 Robust Scenario | 12296.6139
2025 | 3 Robust Scenario | 12420.5276
2026 | 3 Robust Scenario | 12536.4994
2027 | 3 Robust Scenario | 12748.7512
2028 | 3 Robust Scenario | 12796.3025
2029 | 3 Robust Scenario | 12917.1519
2030 | 3 Robust Scenario | 13079.5212
2031 | 3 Robust Scenario | 13182.0848
2032 | 3 Robust Scenario | 13284.2668
2033 | 3 Robust Scenario | 13282.9653
2034 | 3 Robust Scenario | 13424.0416
2035 | 3 Robust Scenario | 13491.8558
2036 | 3 Robust Scenario | 13531.1155
2037 | 3 Robust Scenario | 13603.8184
2038 | 3 Robust Scenario | 13673.4418
2039 | 3 Robust Scenario | 13722.2814
2040 | 3 Robust Scenario | 13791.0268
2041 | 3 Robust Scenario | 13870.5827
2020 | 4 Stagnant Scenario | 11446.3203
2021 | 4 Stagnant Scenario | 11636.7183
2022 | 4 Stagnant Scenario | 11791.5331
2023 | 4 Stagnant Scenario | 11847.9779
2024 | 4 Stagnant Scenario | 11925.2156
2025 | 4 Stagnant Scenario | 11870.4933
2026 | 4 Stagnant Scenario | 11871.5378
2027 | 4 Stagnant Scenario | 11923.2145
2028 | 4 Stagnant Scenario | 11929.8264
2029 | 4 Stagnant Scenario | 11953.6216
2030 | 4 Stagnant Scenario | 11959.3809
2031 | 4 Stagnant Scenario | 11935.5389
2032 | 4 Stagnant Scenario | 11939.6723
2033 | 4 Stagnant Scenario | 11885.2195
2034 | 4 Stagnant Scenario | 11863.4675
2035 | 4 Stagnant Scenario | 11883.9259
2036 | 4 Stagnant Scenario | 11813.0804
2037 | 4 Stagnant Scenario | 11848.9891
2038 | 4 Stagnant Scenario | 11911.3382
2039 | 4 Stagnant Scenario | 11952.6582
2040 | 4 Stagnant Scenario | 12014.7232
2041 | 4 Stagnant Scenario | 12083.3031

## DER Capacity, Output, EV Load
Calendar Year | Scenario | Load Modifiers | Value (MW)
2021 | 1 Reference Case/Robust/Stagnant | GasDER Capacity | 83.6393
2022 | 1 Reference Case/Robust/Stagnant | GasDER Capacity | 87.5312
2023 | 1 Reference Case/Robust/Stagnant | GasDER Capacity | 91.4231
2024 | 1 Reference Case/Robust/Stagnant | GasDER Capacity | 95.315
2025 | 1 Reference Case/Robust/Stagnant | GasDER Capacity | 99.207
2026 | 1 Reference Case/Robust/Stagnant | GasDER Capacity | 103.0989
2027 | 1 Reference Case/Robust/Stagnant | GasDER Capacity | 106.9908
2028 | 1 Reference Case/Robust/Stagnant | GasDER Capacity | 110.8828
2029 | 1 Reference Case/Robust/Stagnant | GasDER Capacity | 114.7747
2030 | 1 Reference Case/Robust/Stagnant | GasDER Capacity | 118.6666
2031 | 1 Reference Case/Robust/Stagnant | GasDER Capacity | 122.5586
2032 | 1 Reference Case/Robust/Stagnant | GasDER Capacity | 126.4505
2033 | 1 Reference Case/Robust/Stagnant | GasDER Capacity | 130.3424
2034 | 1 Reference Case/Robust/Stagnant | GasDER Capacity | 134.2344
2035 | 1 Reference Case/Robust/Stagnant | GasDER Capacity | 138.1263
2036 | 1 Reference Case/Robust/Stagnant | GasDER Capacity | 142.0182
2037 | 1 Reference Case/Robust/Stagnant | GasDER Capacity | 145.9101
2038 | 1 Reference Case/Robust/Stagnant | GasDER Capacity | 149.8021
2039 | 1 Reference Case/Robust/Stagnant | GasDER Capacity | 153.694
2040 | 1 Reference Case/Robust/Stagnant | GasDER Capacity | 157.5859
2041 | 1 Reference Case/Robust/Stagnant | GasDER Capacity | 161.4779
2021 | 2 Clean-Tech Scenario | GasDER Capacity | 86.8367
2022 | 2 Clean-Tech Scenario | GasDER Capacity | 93.0532
2023 | 2 Clean-Tech Scenario | GasDER Capacity | 99.2697
2024 | 2 Clean-Tech Scenario | GasDER Capacity | 105.4862
2025 | 2 Clean-Tech Scenario | GasDER Capacity | 111.7027
2026 | 2 Clean-Tech Scenario | GasDER Capacity | 117.9192
2027 | 2 Clean-Tech Scenario | GasDER Capacity | 124.1357
2028 | 2 Clean-Tech Scenario | GasDER Capacity | 130.3522
2029 | 2 Clean-Tech Scenario | GasDER Capacity | 136.5687
2030 | 2 Clean-Tech Scenario | GasDER Capacity | 142.7852
2031 | 2 Clean-Tech Scenario | GasDER Capacity | 149.0017
2032 | 2 Clean-Tech Scenario | GasDER Capacity | 155.2182
2033 | 2 Clean-Tech Scenario | GasDER Capacity | 161.4347
2034 | 2 Clean-Tech Scenario | GasDER Capacity | 167.6512
2035 | 2 Clean-Tech Scenario | GasDER Capacity | 173.8678
2036 | 2 Clean-Tech Scenario | GasDER Capacity | 180.0843
2037 | 2 Clean-Tech Scenario | GasDER Capacity | 186.3008
2038 | 2 Clean-Tech Scenario | GasDER Capacity | 192.5173
2039 | 2 Clean-Tech Scenario | GasDER Capacity | 198.7338
2040 | 2 Clean-Tech Scenario | GasDER Capacity | 204.9503
2041 | 2 Clean-Tech Scenario | GasDER Capacity | 211.1668
2021 | 1 Reference Case/Robust/Stagnant | WindDER Capacity | 34.1203
2022 | 1 Reference Case/Robust/Stagnant | WindDER Capacity | 34.8009
2023 | 1 Reference Case/Robust/Stagnant | WindDER Capacity | 35.4815
2024 | 1 Reference Case/Robust/Stagnant | WindDER Capacity | 36.1621
2025 | 1 Reference Case/Robust/Stagnant | WindDER Capacity | 36.8427
2026 | 1 Reference Case/Robust/Stagnant | WindDER Capacity | 37.5233
2027 | 1 Reference Case/Robust/Stagnant | WindDER Capacity | 38.2039
2028 | 1 Reference Case/Robust/Stagnant | WindDER Capacity | 38.8845
2029 | 1 Reference Case/Robust/Stagnant | WindDER Capacity | 39.5651
2030 | 1 Reference Case/Robust/Stagnant | WindDER Capacity | 40.2457
2031 | 1 Reference Case/Robust/Stagnant | WindDER Capacity | 40.9263
2032 | 1 Reference Case/Robust/Stagnant | WindDER Capacity | 41.6069
2033 | 1 Reference Case/Robust/Stagnant | WindDER Capacity | 42.2875
2034 | 1 Reference Case/Robust/Stagnant | WindDER Capacity | 42.9681
2035 | 1 Reference Case/Robust/Stagnant | WindDER Capacity | 43.6487
2036 | 1 Reference Case/Robust/Stagnant | WindDER Capacity | 44.3293
2037 | 1 Reference Case/Robust/Stagnant | WindDER Capacity | 45.0099
2038 | 1 Reference Case/Robust/Stagnant | WindDER Capacity | 45.6905
2039 | 1 Reference Case/Robust/Stagnant | WindDER Capacity | 46.3711
2040 | 1 Reference Case/Robust/Stagnant | WindDER Capacity | 47.0517
2041 | 1 Reference Case/Robust/Stagnant | WindDER Capacity | 47.7323
2021 | 2 Clean-Tech Scenario | WindDER Capacity | 36.9832
2022 | 2 Clean-Tech Scenario | WindDER Capacity | 38.0501
2023 | 2 Clean-Tech Scenario | WindDER Capacity | 39.1171
2024 | 2 Clean-Tech Scenario | WindDER Capacity | 40.1841
2025 | 2 Clean-Tech Scenario | WindDER Capacity | 41.251
2026 | 2 Clean-Tech Scenario | WindDER Capacity | 42.318
2027 | 2 Clean-Tech Scenario | WindDER Capacity | 43.3849
2028 | 2 Clean-Tech Scenario | WindDER Capacity | 44.4519
2029 | 2 Clean-Tech Scenario | WindDER Capacity | 45.5188
2030 | 2 Clean-Tech Scenario | WindDER Capacity | 46.5858
2031 | 2 Clean-Tech Scenario | WindDER Capacity | 47.6527
2032 | 2 Clean-Tech Scenario | WindDER Capacity | 48.7197
2033 | 2 Clean-Tech Scenario | WindDER Capacity | 49.7867
2034 | 2 Clean-Tech Scenario | WindDER Capacity | 50.8536
2035 | 2 Clean-Tech Scenario | WindDER Capacity | 51.9206
2036 | 2 Clean-Tech Scenario | WindDER Capacity | 52.9875
2037 | 2 Clean-Tech Scenario | WindDER Capacity | 54.0545
2038 | 2 Clean-Tech Scenario | WindDER Capacity | 55.1214
2039 | 2 Clean-Tech Scenario | WindDER Capacity | 56.1884
2040 | 2 Clean-Tech Scenario | WindDER Capacity | 57.2553
2041 | 2 Clean-Tech Scenario | WindDER Capacity | 58.3223
2021 | 1 Reference Case/Robust/Stagnant | SolarDER Capacity | 100.8714
2022 | 1 Reference Case/Robust/Stagnant | SolarDER Capacity | 114.5252
2023 | 1 Reference Case/Robust/Stagnant | SolarDER Capacity | 128.179
2024 | 1 Reference Case/Robust/Stagnant | SolarDER Capacity | 141.8327
2025 | 1 Reference Case/Robust/Stagnant | SolarDER Capacity | 155.4865
2026 | 1 Reference Case/Robust/Stagnant | SolarDER Capacity | 191.5248
2027 | 1 Reference Case/Robust/Stagnant | SolarDER Capacity | 227.5632
2028 | 1 Reference Case/Robust/Stagnant | SolarDER Capacity | 263.6015
2029 | 1 Reference Case/Robust/Stagnant | SolarDER Capacity | 299.6398
2030 | 1 Reference Case/Robust/Stagnant | SolarDER Capacity | 335.6781
2031 | 1 Reference Case/Robust/Stagnant | SolarDER Capacity | 396.0648
2032 | 1 Reference Case/Robust/Stagnant | SolarDER Capacity | 456.4515
2033 | 1 Reference Case/Robust/Stagnant | SolarDER Capacity | 516.8381
2034 | 1 Reference Case/Robust/Stagnant | SolarDER Capacity | 577.2248
2035 | 1 Reference Case/Robust/Stagnant | SolarDER Capacity | 637.6115
2036 | 1 Reference Case/Robust/Stagnant | SolarDER Capacity | 652.5873
2037 | 1 Reference Case/Robust/Stagnant | SolarDER Capacity | 667.5632
2038 | 1 Reference Case/Robust/Stagnant | SolarDER Capacity | 682.5391
2039 | 1 Reference Case/Robust/Stagnant | SolarDER Capacity | 697.515
2040 | 1 Reference Case/Robust/Stagnant | SolarDER Capacity | 712.4909
2041 | 1 Reference Case/Robust/Stagnant | SolarDER Capacity | 729.4312
2021 | 2 Clean-Tech Scenario | SolarDER Capacity | 140.3766
2022 | 2 Clean-Tech Scenario | SolarDER Capacity | 176.5989
2023 | 2 Clean-Tech Scenario | SolarDER Capacity | 212.8211
2024 | 2 Clean-Tech Scenario | SolarDER Capacity | 249.0433
2025 | 2 Clean-Tech Scenario | SolarDER Capacity | 285.2655
2026 | 2 Clean-Tech Scenario | SolarDER Capacity | 395.2261
2027 | 2 Clean-Tech Scenario | SolarDER Capacity | 505.1868
2028 | 2 Clean-Tech Scenario | SolarDER Capacity | 615.1474
2029 | 2 Clean-Tech Scenario | SolarDER Capacity | 725.108
2030 | 2 Clean-Tech Scenario | SolarDER Capacity | 835.0686
2031 | 2 Clean-Tech Scenario | SolarDER Capacity | 1024.1258
2032 | 2 Clean-Tech Scenario | SolarDER Capacity | 1213.1829
2033 | 2 Clean-Tech Scenario | SolarDER Capacity | 1402.24
2034 | 2 Clean-Tech Scenario | SolarDER Capacity | 1591.2971
2035 | 2 Clean-Tech Scenario | SolarDER Capacity | 1780.3542
2036 | 2 Clean-Tech Scenario | SolarDER Capacity | 1824.3682
2037 | 2 Clean-Tech Scenario | SolarDER Capacity | 1868.3822
2038 | 2 Clean-Tech Scenario | SolarDER Capacity | 1912.3962
2039 | 2 Clean-Tech Scenario | SolarDER Capacity | 1956.4102
2040 | 2 Clean-Tech Scenario | SolarDER Capacity | 2000.4242
2041 | 2 Clean-Tech Scenario | SolarDER Capacity | 2050.754
2021 | 1 Reference Case/Robust/Stagnant | Maximum GasDER Output | 40.6081
2022 | 1 Reference Case/Robust/Stagnant | Maximum GasDER Output | 42.4977
2023 | 1 Reference Case/Robust/Stagnant | Maximum GasDER Output | 44.3872
2024 | 1 Reference Case/Robust/Stagnant | Maximum GasDER Output | 46.2768
2025 | 1 Reference Case/Robust/Stagnant | Maximum GasDER Output | 48.1664
2026 | 1 Reference Case/Robust/Stagnant | Maximum GasDER Output | 50.056
2027 | 1 Reference Case/Robust/Stagnant | Maximum GasDER Output | 51.9456
2028 | 1 Reference Case/Robust/Stagnant | Maximum GasDER Output | 53.8352
2029 | 1 Reference Case/Robust/Stagnant | Maximum GasDER Output | 55.7248
2030 | 1 Reference Case/Robust/Stagnant | Maximum GasDER Output | 57.6144
2031 | 1 Reference Case/Robust/Stagnant | Maximum GasDER Output | 59.504
2032 | 1 Reference Case/Robust/Stagnant | Maximum GasDER Output | 61.3935
2033 | 1 Reference Case/Robust/Stagnant | Maximum GasDER Output | 63.2831
2034 | 1 Reference Case/Robust/Stagnant | Maximum GasDER Output | 65.1727
2035 | 1 Reference Case/Robust/Stagnant | Maximum GasDER Output | 67.0623
2036 | 1 Reference Case/Robust/Stagnant | Maximum GasDER Output | 68.9519
2037 | 1 Reference Case/Robust/Stagnant | Maximum GasDER Output | 70.8415
2038 | 1 Reference Case/Robust/Stagnant | Maximum GasDER Output | 72.7311
2039 | 1 Reference Case/Robust/Stagnant | Maximum GasDER Output | 74.6207
2040 | 1 Reference Case/Robust/Stagnant | Maximum GasDER Output | 76.5103
2041 | 1 Reference Case/Robust/Stagnant | Maximum GasDER Output | 78.3998
2021 | 2 Clean-Tech Scenario | Maximum GasDER Output | 42.1603
2022 | 2 Clean-Tech Scenario | Maximum GasDER Output | 45.1785
2023 | 2 Clean-Tech Scenario | Maximum GasDER Output | 48.1967
2024 | 2 Clean-Tech Scenario | Maximum GasDER Output | 51.2149
2025 | 2 Clean-Tech Scenario | Maximum GasDER Output | 54.2331
2026 | 2 Clean-Tech Scenario | Maximum GasDER Output | 57.2513
2027 | 2 Clean-Tech Scenario | Maximum GasDER Output | 60.2695
2028 | 2 Clean-Tech Scenario | Maximum GasDER Output | 63.2877
2029 | 2 Clean-Tech Scenario | Maximum GasDER Output | 66.3059
2030 | 2 Clean-Tech Scenario | Maximum GasDER Output | 69.3241
2031 | 2 Clean-Tech Scenario | Maximum GasDER Output | 72.3423
2032 | 2 Clean-Tech Scenario | Maximum GasDER Output | 75.3605
2033 | 2 Clean-Tech Scenario | Maximum GasDER Output | 78.3787
2034 | 2 Clean-Tech Scenario | Maximum GasDER Output | 81.3969
2035 | 2 Clean-Tech Scenario | Maximum GasDER Output | 84.4151
2036 | 2 Clean-Tech Scenario | Maximum GasDER Output | 87.4333
2037 | 2 Clean-Tech Scenario | Maximum GasDER Output | 90.4515
2038 | 2 Clean-Tech Scenario | Maximum GasDER Output | 93.4697
2039 | 2 Clean-Tech Scenario | Maximum GasDER Output | 96.4879
2040 | 2 Clean-Tech Scenario | Maximum GasDER Output | 99.506
2041 | 2 Clean-Tech Scenario | Maximum GasDER Output | 102.5242
2021 | 1 Reference Case/Robust/Stagnant | Maximum WindDER Output | 34.1202
2022 | 1 Reference Case/Robust/Stagnant | Maximum WindDER Output | 34.8008
2023 | 1 Reference Case/Robust/Stagnant | Maximum WindDER Output | 35.4814
2024 | 1 Reference Case/Robust/Stagnant | Maximum WindDER Output | 36.162
2025 | 1 Reference Case/Robust/Stagnant | Maximum WindDER Output | 36.8426
2026 | 1 Reference Case/Robust/Stagnant | Maximum WindDER Output | 37.5232
2027 | 1 Reference Case/Robust/Stagnant | Maximum WindDER Output | 38.2038
2028 | 1 Reference Case/Robust/Stagnant | Maximum WindDER Output | 38.8844
2029 | 1 Reference Case/Robust/Stagnant | Maximum WindDER Output | 39.565
2030 | 1 Reference Case/Robust/Stagnant | Maximum WindDER Output | 40.2456
2031 | 1 Reference Case/Robust/Stagnant | Maximum WindDER Output | 40.9262
2032 | 1 Reference Case/Robust/Stagnant | Maximum WindDER Output | 41.6068
2033 | 1 Reference Case/Robust/Stagnant | Maximum WindDER Output | 42.2874
2034 | 1 Reference Case/Robust/Stagnant | Maximum WindDER Output | 42.968
2035 | 1 Reference Case/Robust/Stagnant | Maximum WindDER Output | 43.6486
2036 | 1 Reference Case/Robust/Stagnant | Maximum WindDER Output | 44.3292
2037 | 1 Reference Case/Robust/Stagnant | Maximum WindDER Output | 45.0098
2038 | 1 Reference Case/Robust/Stagnant | Maximum WindDER Output | 45.6904
2039 | 1 Reference Case/Robust/Stagnant | Maximum WindDER Output | 46.3711
2040 | 1 Reference Case/Robust/Stagnant | Maximum WindDER Output | 47.0517
2041 | 1 Reference Case/Robust/Stagnant | Maximum WindDER Output | 47.7323
2021 | 2 Clean-Tech Scenario | Maximum WindDER Output | 36.9832
2022 | 2 Clean-Tech Scenario | Maximum WindDER Output | 38.0501
2023 | 2 Clean-Tech Scenario | Maximum WindDER Output | 39.1171
2024 | 2 Clean-Tech Scenario | Maximum WindDER Output | 40.1841
2025 | 2 Clean-Tech Scenario | Maximum WindDER Output | 41.251
2026 | 2 Clean-Tech Scenario | Maximum WindDER Output | 42.318
2027 | 2 Clean-Tech Scenario | Maximum WindDER Output | 43.3849
2028 | 2 Clean-Tech Scenario | Maximum WindDER Output | 44.4519
2029 | 2 Clean-Tech Scenario | Maximum WindDER Output | 45.5188
2030 | 2 Clean-Tech Scenario | Maximum WindDER Output | 46.5858
2031 | 2 Clean-Tech Scenario | Maximum WindDER Output | 47.6527
2032 | 2 Clean-Tech Scenario | Maximum WindDER Output | 48.7197
2033 | 2 Clean-Tech Scenario | Maximum WindDER Output | 49.7867
2034 | 2 Clean-Tech Scenario | Maximum WindDER Output | 50.8536
2035 | 2 Clean-Tech Scenario | Maximum WindDER Output | 51.9206
2036 | 2 Clean-Tech Scenario | Maximum WindDER Output | 52.9875
2037 | 2 Clean-Tech Scenario | Maximum WindDER Output | 54.0545
2038 | 2 Clean-Tech Scenario | Maximum WindDER Output | 55.1214
2039 | 2 Clean-Tech Scenario | Maximum WindDER Output | 56.1884
2040 | 2 Clean-Tech Scenario | Maximum WindDER Output | 57.2553
2041 | 2 Clean-Tech Scenario | Maximum WindDER Output | 58.3223
2021 | 1 Reference Case/Robust/Stagnant | Maximum SolarDER Output | 100.8715
2022 | 1 Reference Case/Robust/Stagnant | Maximum SolarDER Output | 114.5253
2023 | 1 Reference Case/Robust/Stagnant | Maximum SolarDER Output | 128.179
2024 | 1 Reference Case/Robust/Stagnant | Maximum SolarDER Output | 141.8328
2025 | 1 Reference Case/Robust/Stagnant | Maximum SolarDER Output | 155.4866
2026 | 1 Reference Case/Robust/Stagnant | Maximum SolarDER Output | 191.525
2027 | 1 Reference Case/Robust/Stagnant | Maximum SolarDER Output | 227.5633
2028 | 1 Reference Case/Robust/Stagnant | Maximum SolarDER Output | 263.6016
2029 | 1 Reference Case/Robust/Stagnant | Maximum SolarDER Output | 299.64
2030 | 1 Reference Case/Robust/Stagnant | Maximum SolarDER Output | 335.6783
2031 | 1 Reference Case/Robust/Stagnant | Maximum SolarDER Output | 396.065
2032 | 1 Reference Case/Robust/Stagnant | Maximum SolarDER Output | 456.4517
2033 | 1 Reference Case/Robust/Stagnant | Maximum SolarDER Output | 516.8384
2034 | 1 Reference Case/Robust/Stagnant | Maximum SolarDER Output | 577.2251
2035 | 1 Reference Case/Robust/Stagnant | Maximum SolarDER Output | 637.6118
2036 | 1 Reference Case/Robust/Stagnant | Maximum SolarDER Output | 652.5877
2037 | 1 Reference Case/Robust/Stagnant | Maximum SolarDER Output | 667.5636
2038 | 1 Reference Case/Robust/Stagnant | Maximum SolarDER Output | 682.5395
2039 | 1 Reference Case/Robust/Stagnant | Maximum SolarDER Output | 697.5154
2040 | 1 Reference Case/Robust/Stagnant | Maximum SolarDER Output | 712.4913
2041 | 1 Reference Case/Robust/Stagnant | Maximum SolarDER Output | 729.4316
2021 | 2 Clean-Tech Scenario | Maximum SolarDER Output | 140.3766
2022 | 2 Clean-Tech Scenario | Maximum SolarDER Output | 176.5989
2023 | 2 Clean-Tech Scenario | Maximum SolarDER Output | 212.8211
2024 | 2 Clean-Tech Scenario | Maximum SolarDER Output | 249.0433
2025 | 2 Clean-Tech Scenario | Maximum SolarDER Output | 285.2655
2026 | 2 Clean-Tech Scenario | Maximum SolarDER Output | 395.2261
2027 | 2 Clean-Tech Scenario | Maximum SolarDER Output | 505.1868
2028 | 2 Clean-Tech Scenario | Maximum SolarDER Output | 615.1474
2029 | 2 Clean-Tech Scenario | Maximum SolarDER Output | 725.108
2030 | 2 Clean-Tech Scenario | Maximum SolarDER Output | 835.0686
2031 | 2 Clean-Tech Scenario | Maximum SolarDER Output | 1024.1258
2032 | 2 Clean-Tech Scenario | Maximum SolarDER Output | 1213.1829
2033 | 2 Clean-Tech Scenario | Maximum SolarDER Output | 1402.24
2034 | 2 Clean-Tech Scenario | Maximum SolarDER Output | 1591.2971
2035 | 2 Clean-Tech Scenario | Maximum SolarDER Output | 1780.3542
2036 | 2 Clean-Tech Scenario | Maximum SolarDER Output | 1824.3682
2037 | 2 Clean-Tech Scenario | Maximum SolarDER Output | 1868.3822
2038 | 2 Clean-Tech Scenario | Maximum SolarDER Output | 1912.3962
2039 | 2 Clean-Tech Scenario | Maximum SolarDER Output | 1956.4102
2040 | 2 Clean-Tech Scenario | Maximum SolarDER Output | 2000.4242
2041 | 2 Clean-Tech Scenario | Maximum SolarDER Output | 2050.754
2021 | 1 Reference Case/Robust/Stagnant | Average EV Load | 9.7475
2022 | 1 Reference Case/Robust/Stagnant | Average EV Load | 10.5304
2023 | 1 Reference Case/Robust/Stagnant | Average EV Load | 11.376
2024 | 1 Reference Case/Robust/Stagnant | Average EV Load | 12.3012
2025 | 1 Reference Case/Robust/Stagnant | Average EV Load | 13.2761
2026 | 1 Reference Case/Robust/Stagnant | Average EV Load | 14.3414
2027 | 1 Reference Case/Robust/Stagnant | Average EV Load | 15.4917
2028 | 1 Reference Case/Robust/Stagnant | Average EV Load | 16.7478
2029 | 1 Reference Case/Robust/Stagnant | Average EV Load | 18.0739
2030 | 1 Reference Case/Robust/Stagnant | Average EV Load | 21.4405
2031 | 1 Reference Case/Robust/Stagnant | Average EV Load | 25.4335
2032 | 1 Reference Case/Robust/Stagnant | Average EV Load | 30.1982
2033 | 1 Reference Case/Robust/Stagnant | Average EV Load | 35.7855
2034 | 1 Reference Case/Robust/Stagnant | Average EV Load | 42.4459
2035 | 1 Reference Case/Robust/Stagnant | Average EV Load | 50.3648
2036 | 1 Reference Case/Robust/Stagnant | Average EV Load | 59.8945
2037 | 1 Reference Case/Robust/Stagnant | Average EV Load | 70.9719
2038 | 1 Reference Case/Robust/Stagnant | Average EV Load | 84.1736
2039 | 1 Reference Case/Robust/Stagnant | Average EV Load | 99.8284
2040 | 1 Reference Case/Robust/Stagnant | Average EV Load | 118.5011
2041 | 1 Reference Case/Robust/Stagnant | Average EV Load | 140.4033
2021 | 2 Clean-Tech Scenario | Average EV Load | 9.7444
2022 | 2 Clean-Tech Scenario | Average EV Load | 15.7962
2023 | 2 Clean-Tech Scenario | Average EV Load | 22.7527
2024 | 2 Clean-Tech Scenario | Average EV Load | 49.205
2025 | 2 Clean-Tech Scenario | Average EV Load | 66.3798
2026 | 2 Clean-Tech Scenario | Average EV Load | 86.0458
2027 | 2 Clean-Tech Scenario | Average EV Load | 92.9458
2028 | 2 Clean-Tech Scenario | Average EV Load | 117.227
2029 | 2 Clean-Tech Scenario | Average EV Load | 126.5077
2030 | 2 Clean-Tech Scenario | Average EV Load | 171.508
2031 | 2 Clean-Tech Scenario | Average EV Load | 203.4455
2032 | 2 Clean-Tech Scenario | Average EV Load | 271.8577
2033 | 2 Clean-Tech Scenario | Average EV Load | 322.151
2034 | 2 Clean-Tech Scenario | Average EV Load | 424.5594
2035 | 2 Clean-Tech Scenario | Average EV Load | 503.7577
2036 | 2 Clean-Tech Scenario | Average EV Load | 599.0608
2037 | 2 Clean-Tech Scenario | Average EV Load | 709.8441
2038 | 2 Clean-Tech Scenario | Average EV Load | 841.8695
2039 | 2 Clean-Tech Scenario | Average EV Load | 998.4251
2040 | 2 Clean-Tech Scenario | Average EV Load | 1185.1586
2041 | 2 Clean-Tech Scenario | Average EV Load | 1404.1842
2021 | 1 Reference Case/Robust/Stagnant | Maximum EV Load | 32.1745
2022 | 1 Reference Case/Robust/Stagnant | Maximum EV Load | 34.7618
2023 | 1 Reference Case/Robust/Stagnant | Maximum EV Load | 37.5561
2024 | 1 Reference Case/Robust/Stagnant | Maximum EV Load | 40.5736
2025 | 1 Reference Case/Robust/Stagnant | Maximum EV Load | 43.8323
2026 | 1 Reference Case/Robust/Stagnant | Maximum EV Load | 47.3513
2027 | 1 Reference Case/Robust/Stagnant | Maximum EV Load | 51.1513
2028 | 1 Reference Case/Robust/Stagnant | Maximum EV Load | 55.2547
2029 | 1 Reference Case/Robust/Stagnant | Maximum EV Load | 59.6854
2030 | 1 Reference Case/Robust/Stagnant | Maximum EV Load | 70.8065
2031 | 1 Reference Case/Robust/Stagnant | Maximum EV Load | 83.9974
2032 | 1 Reference Case/Robust/Stagnant | Maximum EV Load | 99.6429
2033 | 1 Reference Case/Robust/Stagnant | Maximum EV Load | 118.1993
2034 | 1 Reference Case/Robust/Stagnant | Maximum EV Load | 140.2075
2035 | 1 Reference Case/Robust/Stagnant | Maximum EV Load | 166.3089
2036 | 1 Reference Case/Robust/Stagnant | Maximum EV Load | 197.2643
2037 | 1 Reference Case/Robust/Stagnant | Maximum EV Load | 233.9751
2038 | 1 Reference Case/Robust/Stagnant | Maximum EV Load | 277.5104
2039 | 1 Reference Case/Robust/Stagnant | Maximum EV Load | 329.1377
2040 | 1 Reference Case/Robust/Stagnant | Maximum EV Load | 390.3594
2041 | 1 Reference Case/Robust/Stagnant | Maximum EV Load | 462.957
2021 | 2 Clean-Tech Scenario | Maximum EV Load | 32.1739
2022 | 2 Clean-Tech Scenario | Maximum EV Load | 52.1408
2023 | 2 Clean-Tech Scenario | Maximum EV Load | 75.1079
2024 | 2 Clean-Tech Scenario | Maximum EV Load | 162.2825
2025 | 2 Clean-Tech Scenario | Maximum EV Load | 219.1415
2026 | 2 Clean-Tech Scenario | Maximum EV Load | 284.0769
2027 | 2 Clean-Tech Scenario | Maximum EV Load | 306.869
2028 | 2 Clean-Tech Scenario | Maximum EV Load | 386.7268
2029 | 2 Clean-Tech Scenario | Maximum EV Load | 417.7305
2030 | 2 Clean-Tech Scenario | Maximum EV Load | 566.3512
2031 | 2 Clean-Tech Scenario | Maximum EV Load | 671.8482
2032 | 2 Clean-Tech Scenario | Maximum EV Load | 896.9592
2033 | 2 Clean-Tech Scenario | Maximum EV Load | 1063.9788
2034 | 2 Clean-Tech Scenario | Maximum EV Load | 1402.2934
2035 | 2 Clean-Tech Scenario | Maximum EV Load | 1663.3189
2036 | 2 Clean-Tech Scenario | Maximum EV Load | 1972.8793
2037 | 2 Clean-Tech Scenario | Maximum EV Load | 2339.9899
2038 | 2 Clean-Tech Scenario | Maximum EV Load | 2775.3391
2039 | 2 Clean-Tech Scenario | Maximum EV Load | 3291.5983
2040 | 2 Clean-Tech Scenario | Maximum EV Load | 3903.7898
2041 | 2 Clean-Tech Scenario | Maximum EV Load | 4629.7224

## Electric Vehicle Forecast
Calendar Year | Scenario | Number of Electric Vehicles
2021 | 1 Reference Case/Robust/Stagnant | 15130.6995
2022 | 1 Reference Case/Robust/Stagnant | 16256.3421
2023 | 1 Reference Case/Robust/Stagnant | 17465.7266
2024 | 1 Reference Case/Robust/Stagnant | 18765.0827
2025 | 1 Reference Case/Robust/Stagnant | 20161.1039
2026 | 1 Reference Case/Robust/Stagnant | 21660.9816
2027 | 1 Reference Case/Robust/Stagnant | 23272.4421
2028 | 1 Reference Case/Robust/Stagnant | 25003.7867
2029 | 1 Reference Case/Robust/Stagnant | 26863.9339
2030 | 1 Reference Case/Robust/Stagnant | 31699.442
2031 | 1 Reference Case/Robust/Stagnant | 37405.3416
2032 | 1 Reference Case/Robust/Stagnant | 44138.3031
2033 | 1 Reference Case/Robust/Stagnant | 52083.1976
2034 | 1 Reference Case/Robust/Stagnant | 61458.1732
2035 | 1 Reference Case/Robust/Stagnant | 72520.6444
2036 | 1 Reference Case/Robust/Stagnant | 85574.3604
2037 | 1 Reference Case/Robust/Stagnant | 100977.7453
2038 | 1 Reference Case/Robust/Stagnant | 119153.7394
2039 | 1 Reference Case/Robust/Stagnant | 140601.4125
2040 | 1 Reference Case/Robust/Stagnant | 165909.6668
2041 | 1 Reference Case/Robust/Stagnant | 195773.4068
2021 | 2 Clean-Tech Scenario | 15130.6995
2022 | 2 Clean-Tech Scenario | 24384.5132
2023 | 2 Clean-Tech Scenario | 34931.4531
2024 | 2 Clean-Tech Scenario | 75060.3307
2025 | 2 Clean-Tech Scenario | 100805.5195
2026 | 2 Clean-Tech Scenario | 129965.8896
2027 | 2 Clean-Tech Scenario | 139634.6528
2028 | 2 Clean-Tech Scenario | 175026.5067
2029 | 2 Clean-Tech Scenario | 188047.5375
2030 | 2 Clean-Tech Scenario | 253595.5363
2031 | 2 Clean-Tech Scenario | 299242.7328
2032 | 2 Clean-Tech Scenario | 397244.7278
2033 | 2 Clean-Tech Scenario | 468748.7788
2034 | 2 Clean-Tech Scenario | 614581.7323
2035 | 2 Clean-Tech Scenario | 725206.4441
2036 | 2 Clean-Tech Scenario | 855743.604
2037 | 2 Clean-Tech Scenario | 1009777.4527
2038 | 2 Clean-Tech Scenario | 1191537.3942
2039 | 2 Clean-Tech Scenario | 1406014.1252
2040 | 2 Clean-Tech Scenario | 1659096.6677
2041 | 2 Clean-Tech Scenario | 1957734.0679

## Generation data by fuel type
Calendar Year | Scenario | Fuel Type | Category | Value
2021 | 1 Reference Case | Combined Cycle | Output (GWh) | 10628.278
2021 | 1 Reference Case | Coal | Output (GWh) | 9545.7056
2021 | 1 Reference Case | Cogeneration | Output (GWh) | 32955.5606
2021 | 1 Reference Case | Coal to Gas - Steam Boiler | Output (GWh) | 11275.252
2021 | 1 Reference Case | Solar/Storage | Output (GWh) | 7.3402
2021 | 1 Reference Case | Hydro | Output (GWh) | 1923.4571
2021 | 1 Reference Case | Net Imports | Output (GWh) | 4772.04
2021 | 1 Reference Case | Other | Output (GWh) | 2136.6953
2021 | 1 Reference Case | Simple Cycle | Output (GWh) | 4234.9295
2021 | 1 Reference Case | Solar | Output (GWh) | 859.5746
2021 | 1 Reference Case | Storage | Output (GWh) | -3.9948
2021 | 1 Reference Case | Wind | Output (GWh) | 6274.9986
2022 | 1 Reference Case | Combined Cycle | Output (GWh) | 10947.2607
2022 | 1 Reference Case | Coal | Output (GWh) | 50.184
2022 | 1 Reference Case | Cogeneration | Output (GWh) | 33597.9853
2022 | 1 Reference Case | Coal to Gas - Steam Boiler | Output (GWh) | 18359.1487
2022 | 1 Reference Case | Solar/Storage | Output (GWh) | 64.1892
2022 | 1 Reference Case | Hydro | Output (GWh) | 1911.0621
2022 | 1 Reference Case | Net Imports | Output (GWh) | 4665.496
2022 | 1 Reference Case | Other | Output (GWh) | 2122.2515
2022 | 1 Reference Case | Simple Cycle | Output (GWh) | 3604.3306
2022 | 1 Reference Case | Solar | Output (GWh) | 1717.7745
2022 | 1 Reference Case | Storage | Output (GWh) | -2.9336
2022 | 1 Reference Case | Wind | Output (GWh) | 9118.437
2023 | 1 Reference Case | Combined Cycle | Output (GWh) | 15712.6239
2023 | 1 Reference Case | Coal | Output (GWh) | 29.779
2023 | 1 Reference Case | Cogeneration | Output (GWh) | 33416.004
2023 | 1 Reference Case | Coal to Gas - Steam Boiler | Output (GWh) | 14205.9299
2023 | 1 Reference Case | Solar/Storage | Output (GWh) | 64.1892
2023 | 1 Reference Case | Hydro | Output (GWh) | 1911.4691
2023 | 1 Reference Case | Net Imports | Output (GWh) | 3870.7475
2023 | 1 Reference Case | Other | Output (GWh) | 2124.3921
2023 | 1 Reference Case | Simple Cycle | Output (GWh) | 3332.8965
2023 | 1 Reference Case | Solar | Output (GWh) | 1751.6527
2023 | 1 Reference Case | Storage | Output (GWh) | -5.3864
2023 | 1 Reference Case | Wind | Output (GWh) | 10723.5081
2024 | 1 Reference Case | Combined Cycle | Output (GWh) | 17184.3192
2024 | 1 Reference Case | Coal | Output (GWh) | 0
2024 | 1 Reference Case | Cogeneration | Output (GWh) | 36554.1556
2024 | 1 Reference Case | Coal to Gas - Steam Boiler | Output (GWh) | 11254.8009
2024 | 1 Reference Case | Solar/Storage | Output (GWh) | 64.386
2024 | 1 Reference Case | Hydro | Output (GWh) | 1916.6911
2024 | 1 Reference Case | Net Imports | Output (GWh) | 3244.7407
2024 | 1 Reference Case | Other | Output (GWh) | 2137.7089
2024 | 1 Reference Case | Simple Cycle | Output (GWh) | 2947.4159
2024 | 1 Reference Case | Solar | Output (GWh) | 1846.0382
2024 | 1 Reference Case | Storage | Output (GWh) | -5.9713
2024 | 1 Reference Case | Wind | Output (GWh) | 10738.2708
2025 | 1 Reference Case | Combined Cycle | Output (GWh) | 16694.6974
2025 | 1 Reference Case | Coal | Output (GWh) | 6.8409
2025 | 1 Reference Case | Cogeneration | Output (GWh) | 39920.2545
2025 | 1 Reference Case | Coal to Gas - Steam Boiler | Output (GWh) | 9779.6119
2025 | 1 Reference Case | Solar/Storage | Output (GWh) | 64.1892
2025 | 1 Reference Case | Hydro | Output (GWh) | 1910.8004
2025 | 1 Reference Case | Net Imports | Output (GWh) | 2619.6555
2025 | 1 Reference Case | Other | Output (GWh) | 2122.9318
2025 | 1 Reference Case | Simple Cycle | Output (GWh) | 2680.8219
2025 | 1 Reference Case | Solar | Output (GWh) | 1843.444
2025 | 1 Reference Case | Storage | Output (GWh) | -6.7836
2025 | 1 Reference Case | Wind | Output (GWh) | 10723.5081
2026 | 1 Reference Case | Combined Cycle | Output (GWh) | 16452.2471
2026 | 1 Reference Case | Coal | Output (GWh) | 0
2026 | 1 Reference Case | Cogeneration | Output (GWh) | 40063.8497
2026 | 1 Reference Case | Coal to Gas - Steam Boiler | Output (GWh) | 9146.5799
2026 | 1 Reference Case | Solar/Storage | Output (GWh) | 64.1892
2026 | 1 Reference Case | Hydro | Output (GWh) | 1910.0631
2026 | 1 Reference Case | Net Imports | Output (GWh) | 1922.1574
2026 | 1 Reference Case | Other | Output (GWh) | 2129.4326
2026 | 1 Reference Case | Simple Cycle | Output (GWh) | 2522.594
2026 | 1 Reference Case | Solar | Output (GWh) | 1843.444
2026 | 1 Reference Case | Storage | Output (GWh) | -6.9327
2026 | 1 Reference Case | Wind | Output (GWh) | 13040.1511
2027 | 1 Reference Case | Combined Cycle | Output (GWh) | 15883.2232
2027 | 1 Reference Case | Coal | Output (GWh) | 0
2027 | 1 Reference Case | Cogeneration | Output (GWh) | 40445.05
2027 | 1 Reference Case | Coal to Gas - Steam Boiler | Output (GWh) | 9048.9496
2027 | 1 Reference Case | Solar/Storage | Output (GWh) | 64.1892
2027 | 1 Reference Case | Hydro | Output (GWh) | 1910.3631
2027 | 1 Reference Case | Net Imports | Output (GWh) | 1452.2003
2027 | 1 Reference Case | Other | Output (GWh) | 2117.0184
2027 | 1 Reference Case | Simple Cycle | Output (GWh) | 2531.462
2027 | 1 Reference Case | Solar | Output (GWh) | 1843.2465
2027 | 1 Reference Case | Storage | Output (GWh) | -8.174
2027 | 1 Reference Case | Wind | Output (GWh) | 14571.8006
2028 | 1 Reference Case | Combined Cycle | Output (GWh) | 16223.0307
2028 | 1 Reference Case | Coal | Output (GWh) | 0
2028 | 1 Reference Case | Cogeneration | Output (GWh) | 41073.3787
2028 | 1 Reference Case | Coal to Gas - Steam Boiler | Output (GWh) | 8627.9105
2028 | 1 Reference Case | Solar/Storage | Output (GWh) | 64.386
2028 | 1 Reference Case | Hydro | Output (GWh) | 1912.2887
2028 | 1 Reference Case | Net Imports | Output (GWh) | 1398.127
2028 | 1 Reference Case | Other | Output (GWh) | 2129.345
2028 | 1 Reference Case | Simple Cycle | Output (GWh) | 2527.8595
2028 | 1 Reference Case | Solar | Output (GWh) | 1846.0382
2028 | 1 Reference Case | Storage | Output (GWh) | -8.901
2028 | 1 Reference Case | Wind | Output (GWh) | 15108.6289
2029 | 1 Reference Case | Combined Cycle | Output (GWh) | 15858.2302
2029 | 1 Reference Case | Coal | Output (GWh) | 0
2029 | 1 Reference Case | Cogeneration | Output (GWh) | 41455.1191
2029 | 1 Reference Case | Coal to Gas - Steam Boiler | Output (GWh) | 8819.9512
2029 | 1 Reference Case | Solar/Storage | Output (GWh) | 64.1892
2029 | 1 Reference Case | Hydro | Output (GWh) | 1907.903
2029 | 1 Reference Case | Net Imports | Output (GWh) | 1098.5634
2029 | 1 Reference Case | Other | Output (GWh) | 2132.5282
2029 | 1 Reference Case | Simple Cycle | Output (GWh) | 2554.8384
2029 | 1 Reference Case | Solar | Output (GWh) | 1843.444
2029 | 1 Reference Case | Storage | Output (GWh) | -11.6034
2029 | 1 Reference Case | Wind | Output (GWh) | 15082.8993
2030 | 1 Reference Case | Combined Cycle | Output (GWh) | 15906.0715
2030 | 1 Reference Case | Coal | Output (GWh) | 0
2030 | 1 Reference Case | Cogeneration | Output (GWh) | 42191.9176
2030 | 1 Reference Case | Coal to Gas - Steam Boiler | Output (GWh) | 8430.2536
2030 | 1 Reference Case | Solar/Storage | Output (GWh) | 64.1892
2030 | 1 Reference Case | Hydro | Output (GWh) | 1908.4287
2030 | 1 Reference Case | Net Imports | Output (GWh) | 898.2431
2030 | 1 Reference Case | Other | Output (GWh) | 2132.7023
2030 | 1 Reference Case | Simple Cycle | Output (GWh) | 2596.0132
2030 | 1 Reference Case | Solar | Output (GWh) | 1843.444
2030 | 1 Reference Case | Storage | Output (GWh) | -12.0323
2030 | 1 Reference Case | Wind | Output (GWh) | 15082.0905
2031 | 1 Reference Case | Combined Cycle | Output (GWh) | 15865.6278
2031 | 1 Reference Case | Coal | Output (GWh) | 0
2031 | 1 Reference Case | Cogeneration | Output (GWh) | 42949.1463
2031 | 1 Reference Case | Coal to Gas - Steam Boiler | Output (GWh) | 8394.5153
2031 | 1 Reference Case | Solar/Storage | Output (GWh) | 64.1892
2031 | 1 Reference Case | Hydro | Output (GWh) | 1902.4679
2031 | 1 Reference Case | Net Imports | Output (GWh) | 885.5906
2031 | 1 Reference Case | Other | Output (GWh) | 2148.3264
2031 | 1 Reference Case | Simple Cycle | Output (GWh) | 2582.3893
2031 | 1 Reference Case | Solar | Output (GWh) | 1935.257
2031 | 1 Reference Case | Storage | Output (GWh) | -12.017
2031 | 1 Reference Case | Wind | Output (GWh) | 15115.7053
2032 | 1 Reference Case | Combined Cycle | Output (GWh) | 15965.7198
2032 | 1 Reference Case | Coal | Output (GWh) | 0
2032 | 1 Reference Case | Cogeneration | Output (GWh) | 43516.6163
2032 | 1 Reference Case | Coal to Gas - Steam Boiler | Output (GWh) | 8492.7751
2032 | 1 Reference Case | Solar/Storage | Output (GWh) | 64.386
2032 | 1 Reference Case | Hydro | Output (GWh) | 1912.6633
2032 | 1 Reference Case | Net Imports | Output (GWh) | 889.7932
2032 | 1 Reference Case | Other | Output (GWh) | 2147.2056
2032 | 1 Reference Case | Simple Cycle | Output (GWh) | 2605.9704
2032 | 1 Reference Case | Solar | Output (GWh) | 1937.9581
2032 | 1 Reference Case | Storage | Output (GWh) | -13.3429
2032 | 1 Reference Case | Wind | Output (GWh) | 15184.5684
2033 | 1 Reference Case | Combined Cycle | Output (GWh) | 16033.425
2033 | 1 Reference Case | Coal | Output (GWh) | 0
2033 | 1 Reference Case | Cogeneration | Output (GWh) | 43405.118
2033 | 1 Reference Case | Coal to Gas - Steam Boiler | Output (GWh) | 7982.9369
2033 | 1 Reference Case | Solar/Storage | Output (GWh) | 64.1892
2033 | 1 Reference Case | Hydro | Output (GWh) | 1905.9378
2033 | 1 Reference Case | Net Imports | Output (GWh) | 937.5477
2033 | 1 Reference Case | Other | Output (GWh) | 2142.8225
2033 | 1 Reference Case | Simple Cycle | Output (GWh) | 2792.3412
2033 | 1 Reference Case | Solar | Output (GWh) | 2027.0321
2033 | 1 Reference Case | Storage | Output (GWh) | -13.664
2033 | 1 Reference Case | Wind | Output (GWh) | 15326.2518
2034 | 1 Reference Case | Combined Cycle | Output (GWh) | 15785.6335
2034 | 1 Reference Case | Coal | Output (GWh) | 0
2034 | 1 Reference Case | Cogeneration | Output (GWh) | 43866.5846
2034 | 1 Reference Case | Coal to Gas - Steam Boiler | Output (GWh) | 6843.6556
2034 | 1 Reference Case | Solar/Storage | Output (GWh) | 64.1892
2034 | 1 Reference Case | Hydro | Output (GWh) | 1905.7853
2034 | 1 Reference Case | Net Imports | Output (GWh) | 1301.7438
2034 | 1 Reference Case | Other | Output (GWh) | 2152.9521
2034 | 1 Reference Case | Simple Cycle | Output (GWh) | 2912.0147
2034 | 1 Reference Case | Solar | Output (GWh) | 2027.128
2034 | 1 Reference Case | Storage | Output (GWh) | -16.7076
2034 | 1 Reference Case | Wind | Output (GWh) | 15391.7315
2035 | 1 Reference Case | Combined Cycle | Output (GWh) | 15855.7039
2035 | 1 Reference Case | Coal | Output (GWh) | 0
2035 | 1 Reference Case | Cogeneration | Output (GWh) | 43940.66
2035 | 1 Reference Case | Coal to Gas - Steam Boiler | Output (GWh) | 6341.6648
2035 | 1 Reference Case | Solar/Storage | Output (GWh) | 64.1892
2035 | 1 Reference Case | Hydro | Output (GWh) | 1904.2846
2035 | 1 Reference Case | Net Imports | Output (GWh) | 1427.2375
2035 | 1 Reference Case | Other | Output (GWh) | 2153.7875
2035 | 1 Reference Case | Simple Cycle | Output (GWh) | 2943.1162
2035 | 1 Reference Case | Solar | Output (GWh) | 2118.7408
2035 | 1 Reference Case | Storage | Output (GWh) | -18.8608
2035 | 1 Reference Case | Wind | Output (GWh) | 15722.048
2036 | 1 Reference Case | Combined Cycle | Output (GWh) | 16077.9352
2036 | 1 Reference Case | Coal | Output (GWh) | 0
2036 | 1 Reference Case | Cogeneration | Output (GWh) | 44047.5726
2036 | 1 Reference Case | Coal to Gas - Steam Boiler | Output (GWh) | 4727.3456
2036 | 1 Reference Case | Solar/Storage | Output (GWh) | 64.386
2036 | 1 Reference Case | Hydro | Output (GWh) | 1920.346
2036 | 1 Reference Case | Net Imports | Output (GWh) | 2052.7349
2036 | 1 Reference Case | Other | Output (GWh) | 2166.0168
2036 | 1 Reference Case | Simple Cycle | Output (GWh) | 3539.4701
2036 | 1 Reference Case | Solar | Output (GWh) | 2121.7212
2036 | 1 Reference Case | Storage | Output (GWh) | -24.0507
2036 | 1 Reference Case | Wind | Output (GWh) | 15806.7066
2037 | 1 Reference Case | Combined Cycle | Output (GWh) | 18912.4072
2037 | 1 Reference Case | Coal | Output (GWh) | 0
2037 | 1 Reference Case | Cogeneration | Output (GWh) | 43883.3284
2037 | 1 Reference Case | Coal to Gas - Steam Boiler | Output (GWh) | 2178.7919
2037 | 1 Reference Case | Solar/Storage | Output (GWh) | 64.1892
2037 | 1 Reference Case | Hydro | Output (GWh) | 1911.1706
2037 | 1 Reference Case | Net Imports | Output (GWh) | 1613.6939
2037 | 1 Reference Case | Other | Output (GWh) | 2169.6747
2037 | 1 Reference Case | Simple Cycle | Output (GWh) | 3392.3646
2037 | 1 Reference Case | Solar | Output (GWh) | 2210.3942
2037 | 1 Reference Case | Storage | Output (GWh) | -23.9288
2037 | 1 Reference Case | Wind | Output (GWh) | 15921.7073
2038 | 1 Reference Case | Combined Cycle | Output (GWh) | 19022.6578
2038 | 1 Reference Case | Coal | Output (GWh) | 0
2038 | 1 Reference Case | Cogeneration | Output (GWh) | 43834.5494
2038 | 1 Reference Case | Coal to Gas - Steam Boiler | Output (GWh) | 0
2038 | 1 Reference Case | Solar/Storage | Output (GWh) | 64.1892
2038 | 1 Reference Case | Hydro | Output (GWh) | 2005.054
2038 | 1 Reference Case | Net Imports | Output (GWh) | 3554.4025
2038 | 1 Reference Case | Other | Output (GWh) | 2185.959
2038 | 1 Reference Case | Simple Cycle | Output (GWh) | 3436.1966
2038 | 1 Reference Case | Solar | Output (GWh) | 2210.5406
2038 | 1 Reference Case | Storage | Output (GWh) | -29.1324
2038 | 1 Reference Case | Wind | Output (GWh) | 16073.679
2039 | 1 Reference Case | Combined Cycle | Output (GWh) | 23492.112
2039 | 1 Reference Case | Coal | Output (GWh) | 0
2039 | 1 Reference Case | Cogeneration | Output (GWh) | 43245.3399
2039 | 1 Reference Case | Coal to Gas - Steam Boiler | Output (GWh) | 0
2039 | 1 Reference Case | Solar/Storage | Output (GWh) | 64.1892
2039 | 1 Reference Case | Hydro | Output (GWh) | 1926.0756
2039 | 1 Reference Case | Net Imports | Output (GWh) | 905.6318
2039 | 1 Reference Case | Other | Output (GWh) | 2169.9896
2039 | 1 Reference Case | Simple Cycle | Output (GWh) | 2265.9407
2039 | 1 Reference Case | Solar | Output (GWh) | 2301.2408
2039 | 1 Reference Case | Storage | Output (GWh) | -29.4918
2039 | 1 Reference Case | Wind | Output (GWh) | 16197.8094
2040 | 1 Reference Case | Combined Cycle | Output (GWh) | 23601.9881
2040 | 1 Reference Case | Coal | Output (GWh) | 0
2040 | 1 Reference Case | Cogeneration | Output (GWh) | 43774.7175
2040 | 1 Reference Case | Coal to Gas - Steam Boiler | Output (GWh) | 0
2040 | 1 Reference Case | Solar/Storage | Output (GWh) | 64.386
2040 | 1 Reference Case | Hydro | Output (GWh) | 1907.6358
2040 | 1 Reference Case | Net Imports | Output (GWh) | 702.0253
2040 | 1 Reference Case | Other | Output (GWh) | 2217.6939
2040 | 1 Reference Case | Simple Cycle | Output (GWh) | 2152.9645
2040 | 1 Reference Case | Solar | Output (GWh) | 2304.6403
2040 | 1 Reference Case | Storage | Output (GWh) | -34.8068
2040 | 1 Reference Case | Wind | Output (GWh) | 16288.9294
2041 | 1 Reference Case | Combined Cycle | Output (GWh) | 23035.8272
2041 | 1 Reference Case | Coal | Output (GWh) | 0
2041 | 1 Reference Case | Cogeneration | Output (GWh) | 43805.8898
2041 | 1 Reference Case | Coal to Gas - Steam Boiler | Output (GWh) | 0
2041 | 1 Reference Case | Solar/Storage | Output (GWh) | 64.1892
2041 | 1 Reference Case | Hydro | Output (GWh) | 1902.2174
2041 | 1 Reference Case | Net Imports | Output (GWh) | 842.0589
2041 | 1 Reference Case | Other | Output (GWh) | 2204.3528
2041 | 1 Reference Case | Simple Cycle | Output (GWh) | 2224.7115
2041 | 1 Reference Case | Solar | Output (GWh) | 2300.8511
2041 | 1 Reference Case | Storage | Output (GWh) | -31.4387
2041 | 1 Reference Case | Wind | Output (GWh) | 16490.1182
2021 | 2 Clean-Tech Scenario | Combined Cycle | Output (GWh) | 10599.3744
2021 | 2 Clean-Tech Scenario | Coal | Output (GWh) | 11746.1859
2021 | 2 Clean-Tech Scenario | Cogeneration | Output (GWh) | 32964.8041
2021 | 2 Clean-Tech Scenario | Coal to Gas - Steam Boiler | Output (GWh) | 9251.9907
2021 | 2 Clean-Tech Scenario | Solar/Storage | Output (GWh) | 7.392
2021 | 2 Clean-Tech Scenario | Hydro | Output (GWh) | 1930.6813
2021 | 2 Clean-Tech Scenario | Net Imports | Output (GWh) | 4622.0335
2021 | 2 Clean-Tech Scenario | Other | Output (GWh) | 2135.4758
2021 | 2 Clean-Tech Scenario | Simple Cycle | Output (GWh) | 4156.0369
2021 | 2 Clean-Tech Scenario | Solar | Output (GWh) | 862.377
2021 | 2 Clean-Tech Scenario | Storage | Output (GWh) | -12.6728
2021 | 2 Clean-Tech Scenario | Wind | Output (GWh) | 6274.9986
2022 | 2 Clean-Tech Scenario | Combined Cycle | Output (GWh) | 10981.0506
2022 | 2 Clean-Tech Scenario | Coal | Output (GWh) | 4653.928
2022 | 2 Clean-Tech Scenario | Cogeneration | Output (GWh) | 33592.5812
2022 | 2 Clean-Tech Scenario | Coal to Gas - Steam Boiler | Output (GWh) | 13107.2486
2022 | 2 Clean-Tech Scenario | Solar/Storage | Output (GWh) | 88.9894
2022 | 2 Clean-Tech Scenario | Hydro | Output (GWh) | 1910.7459
2022 | 2 Clean-Tech Scenario | Net Imports | Output (GWh) | 4602.1545
2022 | 2 Clean-Tech Scenario | Other | Output (GWh) | 2120.7951
2022 | 2 Clean-Tech Scenario | Simple Cycle | Output (GWh) | 3872.3455
2022 | 2 Clean-Tech Scenario | Solar | Output (GWh) | 1725.2238
2022 | 2 Clean-Tech Scenario | Storage | Output (GWh) | -10.772
2022 | 2 Clean-Tech Scenario | Wind | Output (GWh) | 9431.7202
2023 | 2 Clean-Tech Scenario | Combined Cycle | Output (GWh) | 20532.5239
2023 | 2 Clean-Tech Scenario | Coal | Output (GWh) | 1898.6247
2023 | 2 Clean-Tech Scenario | Cogeneration | Output (GWh) | 33187.9465
2023 | 2 Clean-Tech Scenario | Coal to Gas - Steam Boiler | Output (GWh) | 7557.9822
2023 | 2 Clean-Tech Scenario | Solar/Storage | Output (GWh) | 245.1868
2023 | 2 Clean-Tech Scenario | Hydro | Output (GWh) | 1910.8201
2023 | 2 Clean-Tech Scenario | Net Imports | Output (GWh) | 3475.225
2023 | 2 Clean-Tech Scenario | Other | Output (GWh) | 2118.1257
2023 | 2 Clean-Tech Scenario | Simple Cycle | Output (GWh) | 2703.9951
2023 | 2 Clean-Tech Scenario | Solar | Output (GWh) | 2052.746
2023 | 2 Clean-Tech Scenario | Storage | Output (GWh) | -42.4991
2023 | 2 Clean-Tech Scenario | Wind | Output (GWh) | 11428.3953
2024 | 2 Clean-Tech Scenario | Combined Cycle | Output (GWh) | 29231.1697
2024 | 2 Clean-Tech Scenario | Coal | Output (GWh) | 3.6004
2024 | 2 Clean-Tech Scenario | Cogeneration | Output (GWh) | 35752.227
2024 | 2 Clean-Tech Scenario | Coal to Gas - Steam Boiler | Output (GWh) | 2120.9209
2024 | 2 Clean-Tech Scenario | Solar/Storage | Output (GWh) | 367.7789
2024 | 2 Clean-Tech Scenario | Hydro | Output (GWh) | 1917.7955
2024 | 2 Clean-Tech Scenario | Net Imports | Output (GWh) | 870.0543
2024 | 2 Clean-Tech Scenario | Other | Output (GWh) | 2120.8585
2024 | 2 Clean-Tech Scenario | Simple Cycle | Output (GWh) | 1369.3029
2024 | 2 Clean-Tech Scenario | Solar | Output (GWh) | 2055.4483
2024 | 2 Clean-Tech Scenario | Storage | Output (GWh) | -74.2175
2024 | 2 Clean-Tech Scenario | Wind | Output (GWh) | 12232.2484
2025 | 2 Clean-Tech Scenario | Combined Cycle | Output (GWh) | 27503.6397
2025 | 2 Clean-Tech Scenario | Coal | Output (GWh) | 0
2025 | 2 Clean-Tech Scenario | Cogeneration | Output (GWh) | 39037.9755
2025 | 2 Clean-Tech Scenario | Coal to Gas - Steam Boiler | Output (GWh) | 1110.772
2025 | 2 Clean-Tech Scenario | Solar/Storage | Output (GWh) | 367.2684
2025 | 2 Clean-Tech Scenario | Hydro | Output (GWh) | 1909.2856
2025 | 2 Clean-Tech Scenario | Net Imports | Output (GWh) | 151.4629
2025 | 2 Clean-Tech Scenario | Other | Output (GWh) | 2111.1543
2025 | 2 Clean-Tech Scenario | Simple Cycle | Output (GWh) | 1218.8674
2025 | 2 Clean-Tech Scenario | Solar | Output (GWh) | 2052.746
2025 | 2 Clean-Tech Scenario | Storage | Output (GWh) | -80.8927
2025 | 2 Clean-Tech Scenario | Wind | Output (GWh) | 12994.3195
2026 | 2 Clean-Tech Scenario | Combined Cycle | Output (GWh) | 26857.5714
2026 | 2 Clean-Tech Scenario | Coal | Output (GWh) | 0
2026 | 2 Clean-Tech Scenario | Cogeneration | Output (GWh) | 39406.173
2026 | 2 Clean-Tech Scenario | Coal to Gas - Steam Boiler | Output (GWh) | 780.133
2026 | 2 Clean-Tech Scenario | Solar/Storage | Output (GWh) | 367.2684
2026 | 2 Clean-Tech Scenario | Hydro | Output (GWh) | 1907.9765
2026 | 2 Clean-Tech Scenario | Net Imports | Output (GWh) | 5.6193
2026 | 2 Clean-Tech Scenario | Other | Output (GWh) | 2120.4759
2026 | 2 Clean-Tech Scenario | Simple Cycle | Output (GWh) | 1248.3938
2026 | 2 Clean-Tech Scenario | Solar | Output (GWh) | 2254.3173
2026 | 2 Clean-Tech Scenario | Storage | Output (GWh) | -77.7354
2026 | 2 Clean-Tech Scenario | Wind | Output (GWh) | 13981.701
2027 | 2 Clean-Tech Scenario | Combined Cycle | Output (GWh) | 26203.3357
2027 | 2 Clean-Tech Scenario | Coal | Output (GWh) | 0
2027 | 2 Clean-Tech Scenario | Cogeneration | Output (GWh) | 39916.0015
2027 | 2 Clean-Tech Scenario | Coal to Gas - Steam Boiler | Output (GWh) | 598.5656
2027 | 2 Clean-Tech Scenario | Solar/Storage | Output (GWh) | 367.2684
2027 | 2 Clean-Tech Scenario | Hydro | Output (GWh) | 1905.8001
2027 | 2 Clean-Tech Scenario | Net Imports | Output (GWh) | 20.9445
2027 | 2 Clean-Tech Scenario | Other | Output (GWh) | 2106.4214
2027 | 2 Clean-Tech Scenario | Simple Cycle | Output (GWh) | 1303.4093
2027 | 2 Clean-Tech Scenario | Solar | Output (GWh) | 2556.8273
2027 | 2 Clean-Tech Scenario | Storage | Output (GWh) | -82.57
2027 | 2 Clean-Tech Scenario | Wind | Output (GWh) | 14116.9983
2028 | 2 Clean-Tech Scenario | Combined Cycle | Output (GWh) | 25567.5984
2028 | 2 Clean-Tech Scenario | Coal | Output (GWh) | 0
2028 | 2 Clean-Tech Scenario | Cogeneration | Output (GWh) | 40356.3662
2028 | 2 Clean-Tech Scenario | Coal to Gas - Steam Boiler | Output (GWh) | 442.0023
2028 | 2 Clean-Tech Scenario | Solar/Storage | Output (GWh) | 367.7789
2028 | 2 Clean-Tech Scenario | Hydro | Output (GWh) | 1909.2839
2028 | 2 Clean-Tech Scenario | Net Imports | Output (GWh) | -461.1748
2028 | 2 Clean-Tech Scenario | Other | Output (GWh) | 2117.6648
2028 | 2 Clean-Tech Scenario | Simple Cycle | Output (GWh) | 1374.4808
2028 | 2 Clean-Tech Scenario | Solar | Output (GWh) | 2903.6455
2028 | 2 Clean-Tech Scenario | Storage | Output (GWh) | -82.8395
2028 | 2 Clean-Tech Scenario | Wind | Output (GWh) | 15032.7813
2029 | 2 Clean-Tech Scenario | Combined Cycle | Output (GWh) | 24583.8029
2029 | 2 Clean-Tech Scenario | Coal | Output (GWh) | 0
2029 | 2 Clean-Tech Scenario | Cogeneration | Output (GWh) | 40837.4553
2029 | 2 Clean-Tech Scenario | Coal to Gas - Steam Boiler | Output (GWh) | 448.5303
2029 | 2 Clean-Tech Scenario | Solar/Storage | Output (GWh) | 367.2684
2029 | 2 Clean-Tech Scenario | Hydro | Output (GWh) | 1901.4974
2029 | 2 Clean-Tech Scenario | Net Imports | Output (GWh) | -726.0807
2029 | 2 Clean-Tech Scenario | Other | Output (GWh) | 2120.4989
2029 | 2 Clean-Tech Scenario | Simple Cycle | Output (GWh) | 1418.1703
2029 | 2 Clean-Tech Scenario | Solar | Output (GWh) | 3263.0359
2029 | 2 Clean-Tech Scenario | Storage | Output (GWh) | -88.3399
2029 | 2 Clean-Tech Scenario | Wind | Output (GWh) | 15098.8887
2030 | 2 Clean-Tech Scenario | Combined Cycle | Output (GWh) | 24066.9884
2030 | 2 Clean-Tech Scenario | Coal | Output (GWh) | 0
2030 | 2 Clean-Tech Scenario | Cogeneration | Output (GWh) | 41567.7215
2030 | 2 Clean-Tech Scenario | Coal to Gas - Steam Boiler | Output (GWh) | 427.6366
2030 | 2 Clean-Tech Scenario | Solar/Storage | Output (GWh) | 367.2684
2030 | 2 Clean-Tech Scenario | Hydro | Output (GWh) | 1899.8909
2030 | 2 Clean-Tech Scenario | Net Imports | Output (GWh) | -987.3167
2030 | 2 Clean-Tech Scenario | Other | Output (GWh) | 2203.6362
2030 | 2 Clean-Tech Scenario | Simple Cycle | Output (GWh) | 1498.7244
2030 | 2 Clean-Tech Scenario | Solar | Output (GWh) | 3424.4073
2030 | 2 Clean-Tech Scenario | Storage | Output (GWh) | -100.1541
2030 | 2 Clean-Tech Scenario | Wind | Output (GWh) | 15096.1515
2031 | 2 Clean-Tech Scenario | Combined Cycle | Output (GWh) | 23429.3147
2031 | 2 Clean-Tech Scenario | Coal | Output (GWh) | 0
2031 | 2 Clean-Tech Scenario | Cogeneration | Output (GWh) | 42195.8181
2031 | 2 Clean-Tech Scenario | Coal to Gas - Steam Boiler | Output (GWh) | 465.1456
2031 | 2 Clean-Tech Scenario | Solar/Storage | Output (GWh) | 367.2684
2031 | 2 Clean-Tech Scenario | Hydro | Output (GWh) | 1893.7954
2031 | 2 Clean-Tech Scenario | Net Imports | Output (GWh) | -1200.606
2031 | 2 Clean-Tech Scenario | Other | Output (GWh) | 2304.9447
2031 | 2 Clean-Tech Scenario | Simple Cycle | Output (GWh) | 1593.5323
2031 | 2 Clean-Tech Scenario | Solar | Output (GWh) | 3778.18
2031 | 2 Clean-Tech Scenario | Storage | Output (GWh) | -108.1825
2031 | 2 Clean-Tech Scenario | Wind | Output (GWh) | 15084.2058
2032 | 2 Clean-Tech Scenario | Combined Cycle | Output (GWh) | 23389.384
2032 | 2 Clean-Tech Scenario | Coal | Output (GWh) | 0
2032 | 2 Clean-Tech Scenario | Cogeneration | Output (GWh) | 42728.4679
2032 | 2 Clean-Tech Scenario | Coal to Gas - Steam Boiler | Output (GWh) | 563.1086
2032 | 2 Clean-Tech Scenario | Solar/Storage | Output (GWh) | 367.7789
2032 | 2 Clean-Tech Scenario | Hydro | Output (GWh) | 1897.9151
2032 | 2 Clean-Tech Scenario | Net Imports | Output (GWh) | -1362.55
2032 | 2 Clean-Tech Scenario | Other | Output (GWh) | 2389.6336
2032 | 2 Clean-Tech Scenario | Simple Cycle | Output (GWh) | 1670.3357
2032 | 2 Clean-Tech Scenario | Solar | Output (GWh) | 3781.1
2032 | 2 Clean-Tech Scenario | Storage | Output (GWh) | -117.7266
2032 | 2 Clean-Tech Scenario | Wind | Output (GWh) | 15191.2919
2033 | 2 Clean-Tech Scenario | Combined Cycle | Output (GWh) | 22701.1111
2033 | 2 Clean-Tech Scenario | Coal | Output (GWh) | 0
2033 | 2 Clean-Tech Scenario | Cogeneration | Output (GWh) | 42515.719
2033 | 2 Clean-Tech Scenario | Coal to Gas - Steam Boiler | Output (GWh) | 738.2129
2033 | 2 Clean-Tech Scenario | Solar/Storage | Output (GWh) | 367.2684
2033 | 2 Clean-Tech Scenario | Hydro | Output (GWh) | 1880.193
2033 | 2 Clean-Tech Scenario | Net Imports | Output (GWh) | -1602.3408
2033 | 2 Clean-Tech Scenario | Other | Output (GWh) | 2461.7566
2033 | 2 Clean-Tech Scenario | Simple Cycle | Output (GWh) | 1766.4945
2033 | 2 Clean-Tech Scenario | Solar | Output (GWh) | 4062.8536
2033 | 2 Clean-Tech Scenario | Storage | Output (GWh) | -131.0609
2033 | 2 Clean-Tech Scenario | Wind | Output (GWh) | 15662.6211
2034 | 2 Clean-Tech Scenario | Combined Cycle | Output (GWh) | 22277.9491
2034 | 2 Clean-Tech Scenario | Coal | Output (GWh) | 0
2034 | 2 Clean-Tech Scenario | Cogeneration | Output (GWh) | 42756.7347
2034 | 2 Clean-Tech Scenario | Coal to Gas - Steam Boiler | Output (GWh) | 777.7484
2034 | 2 Clean-Tech Scenario | Solar/Storage | Output (GWh) | 367.2684
2034 | 2 Clean-Tech Scenario | Hydro | Output (GWh) | 1878.3511
2034 | 2 Clean-Tech Scenario | Net Imports | Output (GWh) | -1747.0514
2034 | 2 Clean-Tech Scenario | Other | Output (GWh) | 2560.0256
2034 | 2 Clean-Tech Scenario | Simple Cycle | Output (GWh) | 1863.7528
2034 | 2 Clean-Tech Scenario | Solar | Output (GWh) | 4059.6909
2034 | 2 Clean-Tech Scenario | Storage | Output (GWh) | -152.5081
2034 | 2 Clean-Tech Scenario | Wind | Output (GWh) | 15756.9802
2035 | 2 Clean-Tech Scenario | Combined Cycle | Output (GWh) | 21103.247
2035 | 2 Clean-Tech Scenario | Coal | Output (GWh) | 0
2035 | 2 Clean-Tech Scenario | Cogeneration | Output (GWh) | 42750.5999
2035 | 2 Clean-Tech Scenario | Coal to Gas - Steam Boiler | Output (GWh) | 1002.9042
2035 | 2 Clean-Tech Scenario | Solar/Storage | Output (GWh) | 367.1684
2035 | 2 Clean-Tech Scenario | Hydro | Output (GWh) | 1853.1834
2035 | 2 Clean-Tech Scenario | Net Imports | Output (GWh) | -2349.211
2035 | 2 Clean-Tech Scenario | Other | Output (GWh) | 2646.8139
2035 | 2 Clean-Tech Scenario | Simple Cycle | Output (GWh) | 1984.263
2035 | 2 Clean-Tech Scenario | Solar | Output (GWh) | 4493.5186
2035 | 2 Clean-Tech Scenario | Storage | Output (GWh) | -173.2566
2035 | 2 Clean-Tech Scenario | Wind | Output (GWh) | 16943.6086
2036 | 2 Clean-Tech Scenario | Combined Cycle | Output (GWh) | 20977.7009
2036 | 2 Clean-Tech Scenario | Coal | Output (GWh) | 0
2036 | 2 Clean-Tech Scenario | Cogeneration | Output (GWh) | 42921.3643
2036 | 2 Clean-Tech Scenario | Coal to Gas - Steam Boiler | Output (GWh) | 1230.3974
2036 | 2 Clean-Tech Scenario | Solar/Storage | Output (GWh) | 367.7289
2036 | 2 Clean-Tech Scenario | Hydro | Output (GWh) | 1848.2588
2036 | 2 Clean-Tech Scenario | Net Imports | Output (GWh) | -2461.7722
2036 | 2 Clean-Tech Scenario | Other | Output (GWh) | 2739.3971
2036 | 2 Clean-Tech Scenario | Simple Cycle | Output (GWh) | 2113.8011
2036 | 2 Clean-Tech Scenario | Solar | Output (GWh) | 4643.2825
2036 | 2 Clean-Tech Scenario | Storage | Output (GWh) | -198.9582
2036 | 2 Clean-Tech Scenario | Wind | Output (GWh) | 16976.9815
2037 | 2 Clean-Tech Scenario | Combined Cycle | Output (GWh) | 20463.0834
2037 | 2 Clean-Tech Scenario | Coal | Output (GWh) | 0
2037 | 2 Clean-Tech Scenario | Cogeneration | Output (GWh) | 42847.6592
2037 | 2 Clean-Tech Scenario | Coal to Gas - Steam Boiler | Output (GWh) | 1320.0039
2037 | 2 Clean-Tech Scenario | Solar/Storage | Output (GWh) | 367.0184
2037 | 2 Clean-Tech Scenario | Hydro | Output (GWh) | 1823.6454
2037 | 2 Clean-Tech Scenario | Net Imports | Output (GWh) | -2548.0583
2037 | 2 Clean-Tech Scenario | Other | Output (GWh) | 2825.1384
2037 | 2 Clean-Tech Scenario | Simple Cycle | Output (GWh) | 2235.5573
2037 | 2 Clean-Tech Scenario | Solar | Output (GWh) | 5068.1372
2037 | 2 Clean-Tech Scenario | Storage | Output (GWh) | -217.4111
2037 | 2 Clean-Tech Scenario | Wind | Output (GWh) | 17356.082
2038 | 2 Clean-Tech Scenario | Combined Cycle | Output (GWh) | 20620.3013
2038 | 2 Clean-Tech Scenario | Coal | Output (GWh) | 0
2038 | 2 Clean-Tech Scenario | Cogeneration | Output (GWh) | 43273.8079
2038 | 2 Clean-Tech Scenario | Coal to Gas - Steam Boiler | Output (GWh) | 1311.2484
2038 | 2 Clean-Tech Scenario | Solar/Storage | Output (GWh) | 366.5808
2038 | 2 Clean-Tech Scenario | Hydro | Output (GWh) | 1822.9141
2038 | 2 Clean-Tech Scenario | Net Imports | Output (GWh) | -2547.5273
2038 | 2 Clean-Tech Scenario | Other | Output (GWh) | 2906.1051
2038 | 2 Clean-Tech Scenario | Simple Cycle | Output (GWh) | 2383.0009
2038 | 2 Clean-Tech Scenario | Solar | Output (GWh) | 5168.7907
2038 | 2 Clean-Tech Scenario | Storage | Output (GWh) | -240.8745
2038 | 2 Clean-Tech Scenario | Wind | Output (GWh) | 17549.3361
2039 | 2 Clean-Tech Scenario | Combined Cycle | Output (GWh) | 20405.6725
2039 | 2 Clean-Tech Scenario | Coal | Output (GWh) | 0
2039 | 2 Clean-Tech Scenario | Cogeneration | Output (GWh) | 43124.1493
2039 | 2 Clean-Tech Scenario | Coal to Gas - Steam Boiler | Output (GWh) | 1304.4409
2039 | 2 Clean-Tech Scenario | Solar/Storage | Output (GWh) | 366.47
2039 | 2 Clean-Tech Scenario | Hydro | Output (GWh) | 1810.1158
2039 | 2 Clean-Tech Scenario | Net Imports | Output (GWh) | -2128.575
2039 | 2 Clean-Tech Scenario | Other | Output (GWh) | 2999.7454
2039 | 2 Clean-Tech Scenario | Simple Cycle | Output (GWh) | 2748.2406
2039 | 2 Clean-Tech Scenario | Solar | Output (GWh) | 5600.2092
2039 | 2 Clean-Tech Scenario | Storage | Output (GWh) | -274.8051
2039 | 2 Clean-Tech Scenario | Wind | Output (GWh) | 17956.9405
2040 | 2 Clean-Tech Scenario | Combined Cycle | Output (GWh) | 21468.3412
2040 | 2 Clean-Tech Scenario | Coal | Output (GWh) | 0
2040 | 2 Clean-Tech Scenario | Cogeneration | Output (GWh) | 44103.9041
2040 | 2 Clean-Tech Scenario | Coal to Gas - Steam Boiler | Output (GWh) | 0
2040 | 2 Clean-Tech Scenario | Solar/Storage | Output (GWh) | 367.2789
2040 | 2 Clean-Tech Scenario | Hydro | Output (GWh) | 1837.6461
2040 | 2 Clean-Tech Scenario | Net Imports | Output (GWh) | -1375.7867
2040 | 2 Clean-Tech Scenario | Other | Output (GWh) | 3051.9385
2040 | 2 Clean-Tech Scenario | Simple Cycle | Output (GWh) | 2886.2808
2040 | 2 Clean-Tech Scenario | Solar | Output (GWh) | 5601.9184
2040 | 2 Clean-Tech Scenario | Storage | Output (GWh) | -316.5502
2040 | 2 Clean-Tech Scenario | Wind | Output (GWh) | 18095.9782
2041 | 2 Clean-Tech Scenario | Combined Cycle | Output (GWh) | 21842.6986
2041 | 2 Clean-Tech Scenario | Coal | Output (GWh) | 0
2041 | 2 Clean-Tech Scenario | Cogeneration | Output (GWh) | 44134.9944
2041 | 2 Clean-Tech Scenario | Coal to Gas - Steam Boiler | Output (GWh) | 0
2041 | 2 Clean-Tech Scenario | Solar/Storage | Output (GWh) | 366.8216
2041 | 2 Clean-Tech Scenario | Hydro | Output (GWh) | 1859.405
2041 | 2 Clean-Tech Scenario | Net Imports | Output (GWh) | -972.3911
2041 | 2 Clean-Tech Scenario | Other | Output (GWh) | 3034.2924
2041 | 2 Clean-Tech Scenario | Simple Cycle | Output (GWh) | 3068.1459
2041 | 2 Clean-Tech Scenario | Solar | Output (GWh) | 5603.1846
2041 | 2 Clean-Tech Scenario | Storage | Output (GWh) | -378.8585
2041 | 2 Clean-Tech Scenario | Wind | Output (GWh) | 18675.7411
2021 | 3 Robust Scenario | Combined Cycle | Output (GWh) | 10649.7909
2021 | 3 Robust Scenario | Coal | Output (GWh) | 9736.0134
2021 | 3 Robust Scenario | Cogeneration | Output (GWh) | 32957.9387
2021 | 3 Robust Scenario | Coal to Gas - Steam Boiler | Output (GWh) | 11564.9059
2021 | 3 Robust Scenario | Solar/Storage | Output (GWh) | 7.3402
2021 | 3 Robust Scenario | Hydro | Output (GWh) | 1925.6568
2021 | 3 Robust Scenario | Net Imports | Output (GWh) | 4880.846
2021 | 3 Robust Scenario | Other | Output (GWh) | 2137.3835
2021 | 3 Robust Scenario | Simple Cycle | Output (GWh) | 4367.2076
2021 | 3 Robust Scenario | Solar | Output (GWh) | 859.5746
2021 | 3 Robust Scenario | Storage | Output (GWh) | -4.1361
2021 | 3 Robust Scenario | Wind | Output (GWh) | 6274.9986
2022 | 3 Robust Scenario | Combined Cycle | Output (GWh) | 11231.2035
2022 | 3 Robust Scenario | Coal | Output (GWh) | 197.0001
2022 | 3 Robust Scenario | Cogeneration | Output (GWh) | 33525.4817
2022 | 3 Robust Scenario | Coal to Gas - Steam Boiler | Output (GWh) | 19246.2785
2022 | 3 Robust Scenario | Solar/Storage | Output (GWh) | 64.1892
2022 | 3 Robust Scenario | Hydro | Output (GWh) | 1913.521
2022 | 3 Robust Scenario | Net Imports | Output (GWh) | 4345.6575
2022 | 3 Robust Scenario | Other | Output (GWh) | 2124.683
2022 | 3 Robust Scenario | Simple Cycle | Output (GWh) | 3667.1484
2022 | 3 Robust Scenario | Solar | Output (GWh) | 1717.7745
2022 | 3 Robust Scenario | Storage | Output (GWh) | -4.0716
2022 | 3 Robust Scenario | Wind | Output (GWh) | 9220.6662
2023 | 3 Robust Scenario | Combined Cycle | Output (GWh) | 16036.2037
2023 | 3 Robust Scenario | Coal | Output (GWh) | 91.46
2023 | 3 Robust Scenario | Cogeneration | Output (GWh) | 33364.2105
2023 | 3 Robust Scenario | Coal to Gas - Steam Boiler | Output (GWh) | 15233.0771
2023 | 3 Robust Scenario | Solar/Storage | Output (GWh) | 64.1892
2023 | 3 Robust Scenario | Hydro | Output (GWh) | 1912.2848
2023 | 3 Robust Scenario | Net Imports | Output (GWh) | 3624.1197
2023 | 3 Robust Scenario | Other | Output (GWh) | 2126.4423
2023 | 3 Robust Scenario | Simple Cycle | Output (GWh) | 3442.198
2023 | 3 Robust Scenario | Solar | Output (GWh) | 1843.5057
2023 | 3 Robust Scenario | Storage | Output (GWh) | -5.1555
2023 | 3 Robust Scenario | Wind | Output (GWh) | 10825.7373
2024 | 3 Robust Scenario | Combined Cycle | Output (GWh) | 17628.4825
2024 | 3 Robust Scenario | Coal | Output (GWh) | 72.1654
2024 | 3 Robust Scenario | Cogeneration | Output (GWh) | 36547.3333
2024 | 3 Robust Scenario | Coal to Gas - Steam Boiler | Output (GWh) | 12524.3003
2024 | 3 Robust Scenario | Solar/Storage | Output (GWh) | 64.386
2024 | 3 Robust Scenario | Hydro | Output (GWh) | 1916.4341
2024 | 3 Robust Scenario | Net Imports | Output (GWh) | 2983.709
2024 | 3 Robust Scenario | Other | Output (GWh) | 2143.2756
2024 | 3 Robust Scenario | Simple Cycle | Output (GWh) | 3096.0533
2024 | 3 Robust Scenario | Solar | Output (GWh) | 1846.0381
2024 | 3 Robust Scenario | Storage | Output (GWh) | -5.4593
2024 | 3 Robust Scenario | Wind | Output (GWh) | 10840.7566
2025 | 3 Robust Scenario | Combined Cycle | Output (GWh) | 17186.9787
2025 | 3 Robust Scenario | Coal | Output (GWh) | 93.8213
2025 | 3 Robust Scenario | Cogeneration | Output (GWh) | 40287.9064
2025 | 3 Robust Scenario | Coal to Gas - Steam Boiler | Output (GWh) | 10732.8709
2025 | 3 Robust Scenario | Solar/Storage | Output (GWh) | 64.1892
2025 | 3 Robust Scenario | Hydro | Output (GWh) | 1911.6671
2025 | 3 Robust Scenario | Net Imports | Output (GWh) | 2317.0943
2025 | 3 Robust Scenario | Other | Output (GWh) | 2128.035
2025 | 3 Robust Scenario | Simple Cycle | Output (GWh) | 2863.2171
2025 | 3 Robust Scenario | Solar | Output (GWh) | 1843.5057
2025 | 3 Robust Scenario | Storage | Output (GWh) | -7.0361
2025 | 3 Robust Scenario | Wind | Output (GWh) | 10825.7373
2026 | 3 Robust Scenario | Combined Cycle | Output (GWh) | 16959.8579
2026 | 3 Robust Scenario | Coal | Output (GWh) | 0
2026 | 3 Robust Scenario | Cogeneration | Output (GWh) | 41821.4887
2026 | 3 Robust Scenario | Coal to Gas - Steam Boiler | Output (GWh) | 9687.3064
2026 | 3 Robust Scenario | Solar/Storage | Output (GWh) | 64.1892
2026 | 3 Robust Scenario | Hydro | Output (GWh) | 1911.6717
2026 | 3 Robust Scenario | Net Imports | Output (GWh) | 1430.3488
2026 | 3 Robust Scenario | Other | Output (GWh) | 2135.2898
2026 | 3 Robust Scenario | Simple Cycle | Output (GWh) | 2649.0152
2026 | 3 Robust Scenario | Solar | Output (GWh) | 1953.5442
2026 | 3 Robust Scenario | Storage | Output (GWh) | -6.7727
2026 | 3 Robust Scenario | Wind | Output (GWh) | 12972.5421
2027 | 3 Robust Scenario | Combined Cycle | Output (GWh) | 16484.4134
2027 | 3 Robust Scenario | Coal | Output (GWh) | 0
2027 | 3 Robust Scenario | Cogeneration | Output (GWh) | 42850.5144
2027 | 3 Robust Scenario | Coal to Gas - Steam Boiler | Output (GWh) | 9435.8026
2027 | 3 Robust Scenario | Solar/Storage | Output (GWh) | 64.1892
2027 | 3 Robust Scenario | Hydro | Output (GWh) | 1909.2944
2027 | 3 Robust Scenario | Net Imports | Output (GWh) | 829.9752
2027 | 3 Robust Scenario | Other | Output (GWh) | 2121.9112
2027 | 3 Robust Scenario | Simple Cycle | Output (GWh) | 2598.5112
2027 | 3 Robust Scenario | Solar | Output (GWh) | 1953.5442
2027 | 3 Robust Scenario | Storage | Output (GWh) | -8.5487
2027 | 3 Robust Scenario | Wind | Output (GWh) | 14265.956
2028 | 3 Robust Scenario | Combined Cycle | Output (GWh) | 16667.5598
2028 | 3 Robust Scenario | Coal | Output (GWh) | 0
2028 | 3 Robust Scenario | Cogeneration | Output (GWh) | 44786.725
2028 | 3 Robust Scenario | Coal to Gas - Steam Boiler | Output (GWh) | 8895.5032
2028 | 3 Robust Scenario | Solar/Storage | Output (GWh) | 64.386
2028 | 3 Robust Scenario | Hydro | Output (GWh) | 1914.0957
2028 | 3 Robust Scenario | Net Imports | Output (GWh) | 571.6244
2028 | 3 Robust Scenario | Other | Output (GWh) | 2134.4069
2028 | 3 Robust Scenario | Simple Cycle | Output (GWh) | 2567.8444
2028 | 3 Robust Scenario | Solar | Output (GWh) | 1993.2061
2028 | 3 Robust Scenario | Storage | Output (GWh) | -8.9479
2028 | 3 Robust Scenario | Wind | Output (GWh) | 14802.5517
2029 | 3 Robust Scenario | Combined Cycle | Output (GWh) | 16248.0008
2029 | 3 Robust Scenario | Coal | Output (GWh) | 0
2029 | 3 Robust Scenario | Cogeneration | Output (GWh) | 45926.1554
2029 | 3 Robust Scenario | Coal to Gas - Steam Boiler | Output (GWh) | 8708.0374
2029 | 3 Robust Scenario | Solar/Storage | Output (GWh) | 64.1892
2029 | 3 Robust Scenario | Hydro | Output (GWh) | 1908.1354
2029 | 3 Robust Scenario | Net Imports | Output (GWh) | 220.3517
2029 | 3 Robust Scenario | Other | Output (GWh) | 2137.8228
2029 | 3 Robust Scenario | Simple Cycle | Output (GWh) | 2526.9344
2029 | 3 Robust Scenario | Solar | Output (GWh) | 1989.9898
2029 | 3 Robust Scenario | Storage | Output (GWh) | -11.5329
2029 | 3 Robust Scenario | Wind | Output (GWh) | 14776.2873
2030 | 3 Robust Scenario | Combined Cycle | Output (GWh) | 16273.2563
2030 | 3 Robust Scenario | Coal | Output (GWh) | 0
2030 | 3 Robust Scenario | Cogeneration | Output (GWh) | 47568.2785
2030 | 3 Robust Scenario | Coal to Gas - Steam Boiler | Output (GWh) | 8263.2725
2030 | 3 Robust Scenario | Solar/Storage | Output (GWh) | 64.1892
2030 | 3 Robust Scenario | Hydro | Output (GWh) | 1907.8674
2030 | 3 Robust Scenario | Net Imports | Output (GWh) | -129.8765
2030 | 3 Robust Scenario | Other | Output (GWh) | 2136.5986
2030 | 3 Robust Scenario | Simple Cycle | Output (GWh) | 2515.7562
2030 | 3 Robust Scenario | Solar | Output (GWh) | 1989.9103
2030 | 3 Robust Scenario | Storage | Output (GWh) | -11.7725
2030 | 3 Robust Scenario | Wind | Output (GWh) | 14776.9008
2031 | 3 Robust Scenario | Combined Cycle | Output (GWh) | 16274.7867
2031 | 3 Robust Scenario | Coal | Output (GWh) | 0
2031 | 3 Robust Scenario | Cogeneration | Output (GWh) | 48445.4192
2031 | 3 Robust Scenario | Coal to Gas - Steam Boiler | Output (GWh) | 8255.3644
2031 | 3 Robust Scenario | Solar/Storage | Output (GWh) | 64.1892
2031 | 3 Robust Scenario | Hydro | Output (GWh) | 1907.6457
2031 | 3 Robust Scenario | Net Imports | Output (GWh) | -58.6972
2031 | 3 Robust Scenario | Other | Output (GWh) | 2152.7646
2031 | 3 Robust Scenario | Simple Cycle | Output (GWh) | 2515.4859
2031 | 3 Robust Scenario | Solar | Output (GWh) | 2228.7548
2031 | 3 Robust Scenario | Storage | Output (GWh) | -12.1611
2031 | 3 Robust Scenario | Wind | Output (GWh) | 14810.9371
2032 | 3 Robust Scenario | Combined Cycle | Output (GWh) | 16422.1677
2032 | 3 Robust Scenario | Coal | Output (GWh) | 0
2032 | 3 Robust Scenario | Cogeneration | Output (GWh) | 49004.7531
2032 | 3 Robust Scenario | Coal to Gas - Steam Boiler | Output (GWh) | 8307.389
2032 | 3 Robust Scenario | Solar/Storage | Output (GWh) | 64.386
2032 | 3 Robust Scenario | Hydro | Output (GWh) | 1912.2853
2032 | 3 Robust Scenario | Net Imports | Output (GWh) | 60.915
2032 | 3 Robust Scenario | Other | Output (GWh) | 2152.5527
2032 | 3 Robust Scenario | Simple Cycle | Output (GWh) | 2755.6913
2032 | 3 Robust Scenario | Solar | Output (GWh) | 2379.0424
2032 | 3 Robust Scenario | Storage | Output (GWh) | -12.8725
2032 | 3 Robust Scenario | Wind | Output (GWh) | 14880.1324
2033 | 3 Robust Scenario | Combined Cycle | Output (GWh) | 16237.621
2033 | 3 Robust Scenario | Coal | Output (GWh) | 0
2033 | 3 Robust Scenario | Cogeneration | Output (GWh) | 49791.7906
2033 | 3 Robust Scenario | Coal to Gas - Steam Boiler | Output (GWh) | 7852.979
2033 | 3 Robust Scenario | Solar/Storage | Output (GWh) | 64.1892
2033 | 3 Robust Scenario | Hydro | Output (GWh) | 1907.3117
2033 | 3 Robust Scenario | Net Imports | Output (GWh) | -163.1611
2033 | 3 Robust Scenario | Other | Output (GWh) | 2147.247
2033 | 3 Robust Scenario | Simple Cycle | Output (GWh) | 2706.9674
2033 | 3 Robust Scenario | Solar | Output (GWh) | 2613.9562
2033 | 3 Robust Scenario | Storage | Output (GWh) | -13.2263
2033 | 3 Robust Scenario | Wind | Output (GWh) | 15020.1048
2034 | 3 Robust Scenario | Combined Cycle | Output (GWh) | 16075.7117
2034 | 3 Robust Scenario | Coal | Output (GWh) | 0
2034 | 3 Robust Scenario | Cogeneration | Output (GWh) | 50214.4692
2034 | 3 Robust Scenario | Coal to Gas - Steam Boiler | Output (GWh) | 6699.3174
2034 | 3 Robust Scenario | Solar/Storage | Output (GWh) | 64.1892
2034 | 3 Robust Scenario | Hydro | Output (GWh) | 1907.2924
2034 | 3 Robust Scenario | Net Imports | Output (GWh) | 389.7299
2034 | 3 Robust Scenario | Other | Output (GWh) | 2159.9896
2034 | 3 Robust Scenario | Simple Cycle | Output (GWh) | 2800.6809
2034 | 3 Robust Scenario | Solar | Output (GWh) | 2613.7085
2034 | 3 Robust Scenario | Storage | Output (GWh) | -16.3038
2034 | 3 Robust Scenario | Wind | Output (GWh) | 15086.6116
2035 | 3 Robust Scenario | Combined Cycle | Output (GWh) | 16025.3937
2035 | 3 Robust Scenario | Coal | Output (GWh) | 0
2035 | 3 Robust Scenario | Cogeneration | Output (GWh) | 51563.3773
2035 | 3 Robust Scenario | Coal to Gas - Steam Boiler | Output (GWh) | 6037.7406
2035 | 3 Robust Scenario | Solar/Storage | Output (GWh) | 64.1892
2035 | 3 Robust Scenario | Hydro | Output (GWh) | 1908.0207
2035 | 3 Robust Scenario | Net Imports | Output (GWh) | 480.2058
2035 | 3 Robust Scenario | Other | Output (GWh) | 2159.0323
2035 | 3 Robust Scenario | Simple Cycle | Output (GWh) | 2763.3323
2035 | 3 Robust Scenario | Solar | Output (GWh) | 2705.9149
2035 | 3 Robust Scenario | Storage | Output (GWh) | -18.5233
2035 | 3 Robust Scenario | Wind | Output (GWh) | 15346.6343
2036 | 3 Robust Scenario | Combined Cycle | Output (GWh) | 16395.8346
2036 | 3 Robust Scenario | Coal | Output (GWh) | 0
2036 | 3 Robust Scenario | Cogeneration | Output (GWh) | 51486.4807
2036 | 3 Robust Scenario | Coal to Gas - Steam Boiler | Output (GWh) | 4747.3623
2036 | 3 Robust Scenario | Solar/Storage | Output (GWh) | 64.386
2036 | 3 Robust Scenario | Hydro | Output (GWh) | 1921.1474
2036 | 3 Robust Scenario | Net Imports | Output (GWh) | 1633.1291
2036 | 3 Robust Scenario | Other | Output (GWh) | 2166.4132
2036 | 3 Robust Scenario | Simple Cycle | Output (GWh) | 3177.1756
2036 | 3 Robust Scenario | Solar | Output (GWh) | 2710.65
2036 | 3 Robust Scenario | Storage | Output (GWh) | -24.0737
2036 | 3 Robust Scenario | Wind | Output (GWh) | 15394.5114
2037 | 3 Robust Scenario | Combined Cycle | Output (GWh) | 21314.412
2037 | 3 Robust Scenario | Coal | Output (GWh) | 0
2037 | 3 Robust Scenario | Cogeneration | Output (GWh) | 51185.1058
2037 | 3 Robust Scenario | Coal to Gas - Steam Boiler | Output (GWh) | 1863.8202
2037 | 3 Robust Scenario | Solar/Storage | Output (GWh) | 64.1892
2037 | 3 Robust Scenario | Hydro | Output (GWh) | 1909.0954
2037 | 3 Robust Scenario | Net Imports | Output (GWh) | 339.2443
2037 | 3 Robust Scenario | Other | Output (GWh) | 2174.657
2037 | 3 Robust Scenario | Simple Cycle | Output (GWh) | 2576.5586
2037 | 3 Robust Scenario | Solar | Output (GWh) | 2797.6125
2037 | 3 Robust Scenario | Storage | Output (GWh) | -23.6845
2037 | 3 Robust Scenario | Wind | Output (GWh) | 15510.1238
2038 | 3 Robust Scenario | Combined Cycle | Output (GWh) | 21067.0949
2038 | 3 Robust Scenario | Coal | Output (GWh) | 0
2038 | 3 Robust Scenario | Cogeneration | Output (GWh) | 51177.9743
2038 | 3 Robust Scenario | Coal to Gas - Steam Boiler | Output (GWh) | 0
2038 | 3 Robust Scenario | Solar/Storage | Output (GWh) | 64.1892
2038 | 3 Robust Scenario | Hydro | Output (GWh) | 1964.1019
2038 | 3 Robust Scenario | Net Imports | Output (GWh) | 2683.3057
2038 | 3 Robust Scenario | Other | Output (GWh) | 2184.7999
2038 | 3 Robust Scenario | Simple Cycle | Output (GWh) | 2710.3137
2038 | 3 Robust Scenario | Solar | Output (GWh) | 2797.3688
2038 | 3 Robust Scenario | Storage | Output (GWh) | -28.7638
2038 | 3 Robust Scenario | Wind | Output (GWh) | 15661.0882
2039 | 3 Robust Scenario | Combined Cycle | Output (GWh) | 22839.334
2039 | 3 Robust Scenario | Coal | Output (GWh) | 0
2039 | 3 Robust Scenario | Cogeneration | Output (GWh) | 50756.269
2039 | 3 Robust Scenario | Coal to Gas - Steam Boiler | Output (GWh) | 0
2039 | 3 Robust Scenario | Solar/Storage | Output (GWh) | 64.1892
2039 | 3 Robust Scenario | Hydro | Output (GWh) | 1951.0022
2039 | 3 Robust Scenario | Net Imports | Output (GWh) | 1673.0373
2039 | 3 Robust Scenario | Other | Output (GWh) | 2184.0333
2039 | 3 Robust Scenario | Simple Cycle | Output (GWh) | 2351.4039
2039 | 3 Robust Scenario | Solar | Output (GWh) | 2888.9086
2039 | 3 Robust Scenario | Storage | Output (GWh) | -29.2768
2039 | 3 Robust Scenario | Wind | Output (GWh) | 15794.2127
2040 | 3 Robust Scenario | Combined Cycle | Output (GWh) | 23020.49
2040 | 3 Robust Scenario | Coal | Output (GWh) | 0
2040 | 3 Robust Scenario | Cogeneration | Output (GWh) | 51354.1785
2040 | 3 Robust Scenario | Coal to Gas - Steam Boiler | Output (GWh) | 0
2040 | 3 Robust Scenario | Solar/Storage | Output (GWh) | 64.386
2040 | 3 Robust Scenario | Hydro | Output (GWh) | 1927.6925
2040 | 3 Robust Scenario | Net Imports | Output (GWh) | 1342.6584
2040 | 3 Robust Scenario | Other | Output (GWh) | 2232.2821
2040 | 3 Robust Scenario | Simple Cycle | Output (GWh) | 2279.7791
2040 | 3 Robust Scenario | Solar | Output (GWh) | 2893.4561
2040 | 3 Robust Scenario | Storage | Output (GWh) | -34.4774
2040 | 3 Robust Scenario | Wind | Output (GWh) | 15875.0994
2041 | 3 Robust Scenario | Combined Cycle | Output (GWh) | 22504.5466
2041 | 3 Robust Scenario | Coal | Output (GWh) | 0
2041 | 3 Robust Scenario | Cogeneration | Output (GWh) | 51361.0338
2041 | 3 Robust Scenario | Coal to Gas - Steam Boiler | Output (GWh) | 0
2041 | 3 Robust Scenario | Solar/Storage | Output (GWh) | 64.1892
2041 | 3 Robust Scenario | Hydro | Output (GWh) | 1934.3487
2041 | 3 Robust Scenario | Net Imports | Output (GWh) | 1446.7319
2041 | 3 Robust Scenario | Other | Output (GWh) | 2222.3852
2041 | 3 Robust Scenario | Simple Cycle | Output (GWh) | 2374.846
2041 | 3 Robust Scenario | Solar | Output (GWh) | 2887.9555
2041 | 3 Robust Scenario | Storage | Output (GWh) | -31.0361
2041 | 3 Robust Scenario | Wind | Output (GWh) | 16076.9772
2021 | 4 Stagnant Scenario | Combined Cycle | Output (GWh) | 10589.9075
2021 | 4 Stagnant Scenario | Coal | Output (GWh) | 9158.2529
2021 | 4 Stagnant Scenario | Cogeneration | Output (GWh) | 32958.7702
2021 | 4 Stagnant Scenario | Coal to Gas - Steam Boiler | Output (GWh) | 10888.1032
2021 | 4 Stagnant Scenario | Solar/Storage | Output (GWh) | 7.3402
2021 | 4 Stagnant Scenario | Hydro | Output (GWh) | 1930.745
2021 | 4 Stagnant Scenario | Net Imports | Output (GWh) | 4593.41
2021 | 4 Stagnant Scenario | Other | Output (GWh) | 2135.7433
2021 | 4 Stagnant Scenario | Simple Cycle | Output (GWh) | 4140.1276
2021 | 4 Stagnant Scenario | Solar | Output (GWh) | 859.5746
2021 | 4 Stagnant Scenario | Storage | Output (GWh) | -3.2401
2021 | 4 Stagnant Scenario | Wind | Output (GWh) | 6274.9986
2022 | 4 Stagnant Scenario | Combined Cycle | Output (GWh) | 10655.0988
2022 | 4 Stagnant Scenario | Coal | Output (GWh) | 34.1494
2022 | 4 Stagnant Scenario | Cogeneration | Output (GWh) | 33692.0856
2022 | 4 Stagnant Scenario | Coal to Gas - Steam Boiler | Output (GWh) | 16619.6405
2022 | 4 Stagnant Scenario | Solar/Storage | Output (GWh) | 64.1892
2022 | 4 Stagnant Scenario | Hydro | Output (GWh) | 1919.5955
2022 | 4 Stagnant Scenario | Net Imports | Output (GWh) | 5391.431
2022 | 4 Stagnant Scenario | Other | Output (GWh) | 2096.3089
2022 | 4 Stagnant Scenario | Simple Cycle | Output (GWh) | 3703.162
2022 | 4 Stagnant Scenario | Solar | Output (GWh) | 1717.7745
2022 | 4 Stagnant Scenario | Storage | Output (GWh) | -3.6074
2022 | 4 Stagnant Scenario | Wind | Output (GWh) | 9118.437
2023 | 4 Stagnant Scenario | Combined Cycle | Output (GWh) | 15377.2621
2023 | 4 Stagnant Scenario | Coal | Output (GWh) | 29.333
2023 | 4 Stagnant Scenario | Cogeneration | Output (GWh) | 33496.3818
2023 | 4 Stagnant Scenario | Coal to Gas - Steam Boiler | Output (GWh) | 12593.9867
2023 | 4 Stagnant Scenario | Solar/Storage | Output (GWh) | 64.1892
2023 | 4 Stagnant Scenario | Hydro | Output (GWh) | 1911.1276
2023 | 4 Stagnant Scenario | Net Imports | Output (GWh) | 4474.211
2023 | 4 Stagnant Scenario | Other | Output (GWh) | 2101.0116
2023 | 4 Stagnant Scenario | Simple Cycle | Output (GWh) | 3358.8351
2023 | 4 Stagnant Scenario | Solar | Output (GWh) | 1843.5057
2023 | 4 Stagnant Scenario | Storage | Output (GWh) | -5.9086
2023 | 4 Stagnant Scenario | Wind | Output (GWh) | 10723.5081
2024 | 4 Stagnant Scenario | Combined Cycle | Output (GWh) | 16740.8933
2024 | 4 Stagnant Scenario | Coal | Output (GWh) | 0
2024 | 4 Stagnant Scenario | Cogeneration | Output (GWh) | 36353.6176
2024 | 4 Stagnant Scenario | Coal to Gas - Steam Boiler | Output (GWh) | 10010.578
2024 | 4 Stagnant Scenario | Solar/Storage | Output (GWh) | 64.386
2024 | 4 Stagnant Scenario | Hydro | Output (GWh) | 1916.4594
2024 | 4 Stagnant Scenario | Net Imports | Output (GWh) | 3976.1528
2024 | 4 Stagnant Scenario | Other | Output (GWh) | 2115.1204
2024 | 4 Stagnant Scenario | Simple Cycle | Output (GWh) | 2903.2961
2024 | 4 Stagnant Scenario | Solar | Output (GWh) | 1846.0381
2024 | 4 Stagnant Scenario | Storage | Output (GWh) | -5.8143
2024 | 4 Stagnant Scenario | Wind | Output (GWh) | 10738.2708
2025 | 4 Stagnant Scenario | Combined Cycle | Output (GWh) | 16305.4343
2025 | 4 Stagnant Scenario | Coal | Output (GWh) | 0
2025 | 4 Stagnant Scenario | Cogeneration | Output (GWh) | 39036.4246
2025 | 4 Stagnant Scenario | Coal to Gas - Steam Boiler | Output (GWh) | 8769.8561
2025 | 4 Stagnant Scenario | Solar/Storage | Output (GWh) | 64.1892
2025 | 4 Stagnant Scenario | Hydro | Output (GWh) | 1910.8208
2025 | 4 Stagnant Scenario | Net Imports | Output (GWh) | 3463.7663
2025 | 4 Stagnant Scenario | Other | Output (GWh) | 2107.8752
2025 | 4 Stagnant Scenario | Simple Cycle | Output (GWh) | 2724.2402
2025 | 4 Stagnant Scenario | Solar | Output (GWh) | 1843.5057
2025 | 4 Stagnant Scenario | Storage | Output (GWh) | -7.3772
2025 | 4 Stagnant Scenario | Wind | Output (GWh) | 10723.5081
2026 | 4 Stagnant Scenario | Combined Cycle | Output (GWh) | 16141.1767
2026 | 4 Stagnant Scenario | Coal | Output (GWh) | 0
2026 | 4 Stagnant Scenario | Cogeneration | Output (GWh) | 39064.9811
2026 | 4 Stagnant Scenario | Coal to Gas - Steam Boiler | Output (GWh) | 7025.3694
2026 | 4 Stagnant Scenario | Solar/Storage | Output (GWh) | 64.1892
2026 | 4 Stagnant Scenario | Hydro | Output (GWh) | 1912.5233
2026 | 4 Stagnant Scenario | Net Imports | Output (GWh) | 3774.8747
2026 | 4 Stagnant Scenario | Other | Output (GWh) | 2117.0075
2026 | 4 Stagnant Scenario | Simple Cycle | Output (GWh) | 2840.877
2026 | 4 Stagnant Scenario | Solar | Output (GWh) | 1843.5057
2026 | 4 Stagnant Scenario | Storage | Output (GWh) | -7.6441
2026 | 4 Stagnant Scenario | Wind | Output (GWh) | 11916.094
2027 | 4 Stagnant Scenario | Combined Cycle | Output (GWh) | 15935.2874
2027 | 4 Stagnant Scenario | Coal | Output (GWh) | 0
2027 | 4 Stagnant Scenario | Cogeneration | Output (GWh) | 38915.5518
2027 | 4 Stagnant Scenario | Coal to Gas - Steam Boiler | Output (GWh) | 5616.1256
2027 | 4 Stagnant Scenario | Solar/Storage | Output (GWh) | 64.1892
2027 | 4 Stagnant Scenario | Hydro | Output (GWh) | 1915.7243
2027 | 4 Stagnant Scenario | Net Imports | Output (GWh) | 4460.0495
2027 | 4 Stagnant Scenario | Other | Output (GWh) | 2105.0622
2027 | 4 Stagnant Scenario | Simple Cycle | Output (GWh) | 3321.7617
2027 | 4 Stagnant Scenario | Solar | Output (GWh) | 1843.5057
2027 | 4 Stagnant Scenario | Storage | Output (GWh) | -10.2734
2027 | 4 Stagnant Scenario | Wind | Output (GWh) | 12426.477
2028 | 4 Stagnant Scenario | Combined Cycle | Output (GWh) | 16150.1848
2028 | 4 Stagnant Scenario | Coal | Output (GWh) | 0
2028 | 4 Stagnant Scenario | Cogeneration | Output (GWh) | 39217.2206
2028 | 4 Stagnant Scenario | Coal to Gas - Steam Boiler | Output (GWh) | 5492.4243
2028 | 4 Stagnant Scenario | Solar/Storage | Output (GWh) | 64.386
2028 | 4 Stagnant Scenario | Hydro | Output (GWh) | 1928.1291
2028 | 4 Stagnant Scenario | Net Imports | Output (GWh) | 4291.7145
2028 | 4 Stagnant Scenario | Other | Output (GWh) | 2117.1672
2028 | 4 Stagnant Scenario | Simple Cycle | Output (GWh) | 3325.1017
2028 | 4 Stagnant Scenario | Solar | Output (GWh) | 1846.0381
2028 | 4 Stagnant Scenario | Storage | Output (GWh) | -10.4999
2028 | 4 Stagnant Scenario | Wind | Output (GWh) | 12615.995
2029 | 4 Stagnant Scenario | Combined Cycle | Output (GWh) | 16052.0333
2029 | 4 Stagnant Scenario | Coal | Output (GWh) | 0
2029 | 4 Stagnant Scenario | Cogeneration | Output (GWh) | 39024.2956
2029 | 4 Stagnant Scenario | Coal to Gas - Steam Boiler | Output (GWh) | 5498.4766
2029 | 4 Stagnant Scenario | Solar/Storage | Output (GWh) | 64.1892
2029 | 4 Stagnant Scenario | Hydro | Output (GWh) | 1917.9091
2029 | 4 Stagnant Scenario | Net Imports | Output (GWh) | 4203.642
2029 | 4 Stagnant Scenario | Other | Output (GWh) | 2120.0997
2029 | 4 Stagnant Scenario | Simple Cycle | Output (GWh) | 3381.5491
2029 | 4 Stagnant Scenario | Solar | Output (GWh) | 1843.3717
2029 | 4 Stagnant Scenario | Storage | Output (GWh) | -12.9292
2029 | 4 Stagnant Scenario | Wind | Output (GWh) | 12698.9096
2030 | 4 Stagnant Scenario | Combined Cycle | Output (GWh) | 16198.5935
2030 | 4 Stagnant Scenario | Coal | Output (GWh) | 0
2030 | 4 Stagnant Scenario | Cogeneration | Output (GWh) | 39029.0504
2030 | 4 Stagnant Scenario | Coal to Gas - Steam Boiler | Output (GWh) | 5355.2278
2030 | 4 Stagnant Scenario | Solar/Storage | Output (GWh) | 64.1892
2030 | 4 Stagnant Scenario | Hydro | Output (GWh) | 1915.9486
2030 | 4 Stagnant Scenario | Net Imports | Output (GWh) | 4095.5597
2030 | 4 Stagnant Scenario | Other | Output (GWh) | 2125.3699
2030 | 4 Stagnant Scenario | Simple Cycle | Output (GWh) | 3478.6958
2030 | 4 Stagnant Scenario | Solar | Output (GWh) | 1843.3503
2030 | 4 Stagnant Scenario | Storage | Output (GWh) | -13.3093
2030 | 4 Stagnant Scenario | Wind | Output (GWh) | 12698.7726
2031 | 4 Stagnant Scenario | Combined Cycle | Output (GWh) | 16106.5717
2031 | 4 Stagnant Scenario | Coal | Output (GWh) | 0
2031 | 4 Stagnant Scenario | Cogeneration | Output (GWh) | 39104.7885
2031 | 4 Stagnant Scenario | Coal to Gas - Steam Boiler | Output (GWh) | 5324.4838
2031 | 4 Stagnant Scenario | Solar/Storage | Output (GWh) | 64.1892
2031 | 4 Stagnant Scenario | Hydro | Output (GWh) | 1911.7446
2031 | 4 Stagnant Scenario | Net Imports | Output (GWh) | 3959.4282
2031 | 4 Stagnant Scenario | Other | Output (GWh) | 2145.6978
2031 | 4 Stagnant Scenario | Simple Cycle | Output (GWh) | 3397.5768
2031 | 4 Stagnant Scenario | Solar | Output (GWh) | 1935.3186
2031 | 4 Stagnant Scenario | Storage | Output (GWh) | -13.7231
2031 | 4 Stagnant Scenario | Wind | Output (GWh) | 12699.4389
2032 | 4 Stagnant Scenario | Combined Cycle | Output (GWh) | 16236.5632
2032 | 4 Stagnant Scenario | Coal | Output (GWh) | 0
2032 | 4 Stagnant Scenario | Cogeneration | Output (GWh) | 39251.7777
2032 | 4 Stagnant Scenario | Coal to Gas - Steam Boiler | Output (GWh) | 5166.3281
2032 | 4 Stagnant Scenario | Solar/Storage | Output (GWh) | 64.386
2032 | 4 Stagnant Scenario | Hydro | Output (GWh) | 1917.2364
2032 | 4 Stagnant Scenario | Net Imports | Output (GWh) | 3961.7958
2032 | 4 Stagnant Scenario | Other | Output (GWh) | 2144.8639
2032 | 4 Stagnant Scenario | Simple Cycle | Output (GWh) | 3394.1894
2032 | 4 Stagnant Scenario | Solar | Output (GWh) | 1937.7588
2032 | 4 Stagnant Scenario | Storage | Output (GWh) | -16.2249
2032 | 4 Stagnant Scenario | Wind | Output (GWh) | 12763.0176
2033 | 4 Stagnant Scenario | Combined Cycle | Output (GWh) | 16120.1041
2033 | 4 Stagnant Scenario | Coal | Output (GWh) | 0
2033 | 4 Stagnant Scenario | Cogeneration | Output (GWh) | 39174.5331
2033 | 4 Stagnant Scenario | Coal to Gas - Steam Boiler | Output (GWh) | 4976.6876
2033 | 4 Stagnant Scenario | Solar/Storage | Output (GWh) | 64.1892
2033 | 4 Stagnant Scenario | Hydro | Output (GWh) | 1911.2167
2033 | 4 Stagnant Scenario | Net Imports | Output (GWh) | 3680.519
2033 | 4 Stagnant Scenario | Other | Output (GWh) | 2138.3765
2033 | 4 Stagnant Scenario | Simple Cycle | Output (GWh) | 3236.106
2033 | 4 Stagnant Scenario | Solar | Output (GWh) | 2026.8255
2033 | 4 Stagnant Scenario | Storage | Output (GWh) | -16.5343
2033 | 4 Stagnant Scenario | Wind | Output (GWh) | 12908.9829
2034 | 4 Stagnant Scenario | Combined Cycle | Output (GWh) | 15752.0649
2034 | 4 Stagnant Scenario | Coal | Output (GWh) | 0
2034 | 4 Stagnant Scenario | Cogeneration | Output (GWh) | 39063.0577
2034 | 4 Stagnant Scenario | Coal to Gas - Steam Boiler | Output (GWh) | 4948.4441
2034 | 4 Stagnant Scenario | Solar/Storage | Output (GWh) | 64.1892
2034 | 4 Stagnant Scenario | Hydro | Output (GWh) | 1911.6155
2034 | 4 Stagnant Scenario | Net Imports | Output (GWh) | 3482.198
2034 | 4 Stagnant Scenario | Other | Output (GWh) | 2152.5818
2034 | 4 Stagnant Scenario | Simple Cycle | Output (GWh) | 3212.6686
2034 | 4 Stagnant Scenario | Solar | Output (GWh) | 2026.7791
2034 | 4 Stagnant Scenario | Storage | Output (GWh) | -19.0117
2034 | 4 Stagnant Scenario | Wind | Output (GWh) | 12976.3912
2035 | 4 Stagnant Scenario | Combined Cycle | Output (GWh) | 15650.9724
2035 | 4 Stagnant Scenario | Coal | Output (GWh) | 0
2035 | 4 Stagnant Scenario | Cogeneration | Output (GWh) | 39284.2913
2035 | 4 Stagnant Scenario | Coal to Gas - Steam Boiler | Output (GWh) | 4603.81
2035 | 4 Stagnant Scenario | Solar/Storage | Output (GWh) | 64.1892
2035 | 4 Stagnant Scenario | Hydro | Output (GWh) | 1906.2565
2035 | 4 Stagnant Scenario | Net Imports | Output (GWh) | 3137.604
2035 | 4 Stagnant Scenario | Other | Output (GWh) | 2150.2864
2035 | 4 Stagnant Scenario | Simple Cycle | Output (GWh) | 3074.6858
2035 | 4 Stagnant Scenario | Solar | Output (GWh) | 2118.7363
2035 | 4 Stagnant Scenario | Storage | Output (GWh) | -19.9363
2035 | 4 Stagnant Scenario | Wind | Output (GWh) | 13202.102
2036 | 4 Stagnant Scenario | Combined Cycle | Output (GWh) | 15777.1338
2036 | 4 Stagnant Scenario | Coal | Output (GWh) | 0
2036 | 4 Stagnant Scenario | Cogeneration | Output (GWh) | 39145.5252
2036 | 4 Stagnant Scenario | Coal to Gas - Steam Boiler | Output (GWh) | 4486.7383
2036 | 4 Stagnant Scenario | Solar/Storage | Output (GWh) | 64.386
2036 | 4 Stagnant Scenario | Hydro | Output (GWh) | 1911.598
2036 | 4 Stagnant Scenario | Net Imports | Output (GWh) | 3003.13
2036 | 4 Stagnant Scenario | Other | Output (GWh) | 2156.4822
2036 | 4 Stagnant Scenario | Simple Cycle | Output (GWh) | 3458.2233
2036 | 4 Stagnant Scenario | Solar | Output (GWh) | 2121.9027
2036 | 4 Stagnant Scenario | Storage | Output (GWh) | -24.3829
2036 | 4 Stagnant Scenario | Wind | Output (GWh) | 13244.3148
2037 | 4 Stagnant Scenario | Combined Cycle | Output (GWh) | 15787.6926
2037 | 4 Stagnant Scenario | Coal | Output (GWh) | 0
2037 | 4 Stagnant Scenario | Cogeneration | Output (GWh) | 39204.2431
2037 | 4 Stagnant Scenario | Coal to Gas - Steam Boiler | Output (GWh) | 2642.3451
2037 | 4 Stagnant Scenario | Solar/Storage | Output (GWh) | 64.1892
2037 | 4 Stagnant Scenario | Hydro | Output (GWh) | 1922.6692
2037 | 4 Stagnant Scenario | Net Imports | Output (GWh) | 3476.1635
2037 | 4 Stagnant Scenario | Other | Output (GWh) | 2168.6472
2037 | 4 Stagnant Scenario | Simple Cycle | Output (GWh) | 3781.0379
2037 | 4 Stagnant Scenario | Solar | Output (GWh) | 2210.7414
2037 | 4 Stagnant Scenario | Storage | Output (GWh) | -24.4745
2037 | 4 Stagnant Scenario | Wind | Output (GWh) | 13367.4404
2038 | 4 Stagnant Scenario | Combined Cycle | Output (GWh) | 18448.9336
2038 | 4 Stagnant Scenario | Coal | Output (GWh) | 0
2038 | 4 Stagnant Scenario | Cogeneration | Output (GWh) | 39095.2843
2038 | 4 Stagnant Scenario | Coal to Gas - Steam Boiler | Output (GWh) | 0
2038 | 4 Stagnant Scenario | Solar/Storage | Output (GWh) | 64.1892
2038 | 4 Stagnant Scenario | Hydro | Output (GWh) | 1984.2298
2038 | 4 Stagnant Scenario | Net Imports | Output (GWh) | 3726.515
2038 | 4 Stagnant Scenario | Other | Output (GWh) | 2172.2301
2038 | 4 Stagnant Scenario | Simple Cycle | Output (GWh) | 3497.746
2038 | 4 Stagnant Scenario | Solar | Output (GWh) | 2210.6825
2038 | 4 Stagnant Scenario | Storage | Output (GWh) | -29.764
2038 | 4 Stagnant Scenario | Wind | Output (GWh) | 13515.5554
2039 | 4 Stagnant Scenario | Combined Cycle | Output (GWh) | 20264.7379
2039 | 4 Stagnant Scenario | Coal | Output (GWh) | 0
2039 | 4 Stagnant Scenario | Cogeneration | Output (GWh) | 38815.6073
2039 | 4 Stagnant Scenario | Coal to Gas - Steam Boiler | Output (GWh) | 0
2039 | 4 Stagnant Scenario | Solar/Storage | Output (GWh) | 64.1892
2039 | 4 Stagnant Scenario | Hydro | Output (GWh) | 1942.826
2039 | 4 Stagnant Scenario | Net Imports | Output (GWh) | 2664.9163
2039 | 4 Stagnant Scenario | Other | Output (GWh) | 2163.5729
2039 | 4 Stagnant Scenario | Simple Cycle | Output (GWh) | 2980.6936
2039 | 4 Stagnant Scenario | Solar | Output (GWh) | 2302.6307
2039 | 4 Stagnant Scenario | Storage | Output (GWh) | -29.8762
2039 | 4 Stagnant Scenario | Wind | Output (GWh) | 13643.7468
2040 | 4 Stagnant Scenario | Combined Cycle | Output (GWh) | 20342.87
2040 | 4 Stagnant Scenario | Coal | Output (GWh) | 0
2040 | 4 Stagnant Scenario | Cogeneration | Output (GWh) | 39307.4869
2040 | 4 Stagnant Scenario | Coal to Gas - Steam Boiler | Output (GWh) | 0
2040 | 4 Stagnant Scenario | Solar/Storage | Output (GWh) | 64.386
2040 | 4 Stagnant Scenario | Hydro | Output (GWh) | 1919.6764
2040 | 4 Stagnant Scenario | Net Imports | Output (GWh) | 2251.4172
2040 | 4 Stagnant Scenario | Other | Output (GWh) | 2210.7151
2040 | 4 Stagnant Scenario | Simple Cycle | Output (GWh) | 3094.7292
2040 | 4 Stagnant Scenario | Solar | Output (GWh) | 2305.805
2040 | 4 Stagnant Scenario | Storage | Output (GWh) | -35.0373
2040 | 4 Stagnant Scenario | Wind | Output (GWh) | 13725.4479
2041 | 4 Stagnant Scenario | Combined Cycle | Output (GWh) | 19892.6581
2041 | 4 Stagnant Scenario | Coal | Output (GWh) | 0
2041 | 4 Stagnant Scenario | Cogeneration | Output (GWh) | 39298.5079
2041 | 4 Stagnant Scenario | Coal to Gas - Steam Boiler | Output (GWh) | 0
2041 | 4 Stagnant Scenario | Solar/Storage | Output (GWh) | 64.1892
2041 | 4 Stagnant Scenario | Hydro | Output (GWh) | 1904.2713
2041 | 4 Stagnant Scenario | Net Imports | Output (GWh) | 2286.5968
2041 | 4 Stagnant Scenario | Other | Output (GWh) | 2195.9966
2041 | 4 Stagnant Scenario | Simple Cycle | Output (GWh) | 3235.0141
2041 | 4 Stagnant Scenario | Solar | Output (GWh) | 2301.3728
2041 | 4 Stagnant Scenario | Storage | Output (GWh) | -31.5489
2041 | 4 Stagnant Scenario | Wind | Output (GWh) | 13933.1768
2021 | 1 Reference Case | Combined Cycle | Capacity Begin Year (MW) | 1748
2021 | 1 Reference Case | Coal | Capacity Begin Year (MW) | 3886
2021 | 1 Reference Case | Cogeneration | Capacity Begin Year (MW) | 5085
2021 | 1 Reference Case | Coal to Gas - Steam Boiler | Capacity Begin Year (MW) | 1186
2021 | 1 Reference Case | Solar/Storage | Capacity Begin Year (MW)
2021 | 1 Reference Case | Hydro | Capacity Begin Year (MW) | 894
2021 | 1 Reference Case | Net Imports | Capacity Begin Year (MW) | 0
2021 | 1 Reference Case | Other | Capacity Begin Year (MW) | 423
2021 | 1 Reference Case | Simple Cycle | Capacity Begin Year (MW) | 1126
2021 | 1 Reference Case | Solar | Capacity Begin Year (MW) | 236
2021 | 1 Reference Case | Storage | Capacity Begin Year (MW) | 30
2021 | 1 Reference Case | Wind | Capacity Begin Year (MW) | 1780.6
2022 | 1 Reference Case | Combined Cycle | Capacity Begin Year (MW) | 1748
2022 | 1 Reference Case | Coal | Capacity Begin Year (MW) | 155
2022 | 1 Reference Case | Cogeneration | Capacity Begin Year (MW) | 5188
2022 | 1 Reference Case | Coal to Gas - Steam Boiler | Capacity Begin Year (MW) | 3716
2022 | 1 Reference Case | Solar/Storage | Capacity Begin Year (MW) | 35
2022 | 1 Reference Case | Hydro | Capacity Begin Year (MW) | 894
2022 | 1 Reference Case | Net Imports | Capacity Begin Year (MW) | 0
2022 | 1 Reference Case | Other | Capacity Begin Year (MW) | 423
2022 | 1 Reference Case | Simple Cycle | Capacity Begin Year (MW) | 1206.5
2022 | 1 Reference Case | Solar | Capacity Begin Year (MW) | 796.5
2022 | 1 Reference Case | Storage | Capacity Begin Year (MW) | 30
2022 | 1 Reference Case | Wind | Capacity Begin Year (MW) | 2450.5
2023 | 1 Reference Case | Combined Cycle | Capacity Begin Year (MW) | 1748
2023 | 1 Reference Case | Coal | Capacity Begin Year (MW) | 155
2023 | 1 Reference Case | Cogeneration | Capacity Begin Year (MW) | 5188
2023 | 1 Reference Case | Coal to Gas - Steam Boiler | Capacity Begin Year (MW) | 4305
2023 | 1 Reference Case | Solar/Storage | Capacity Begin Year (MW) | 35
2023 | 1 Reference Case | Hydro | Capacity Begin Year (MW) | 894
2023 | 1 Reference Case | Net Imports | Capacity Begin Year (MW) | 0
2023 | 1 Reference Case | Other | Capacity Begin Year (MW) | 423
2023 | 1 Reference Case | Simple Cycle | Capacity Begin Year (MW) | 1223.2
2023 | 1 Reference Case | Solar | Capacity Begin Year (MW) | 953.5
2023 | 1 Reference Case | Storage | Capacity Begin Year (MW) | 35
2023 | 1 Reference Case | Wind | Capacity Begin Year (MW) | 3327.3
2024 | 1 Reference Case | Combined Cycle | Capacity Begin Year (MW) | 2648
2024 | 1 Reference Case | Coal | Capacity Begin Year (MW) | 155
2024 | 1 Reference Case | Cogeneration | Capacity Begin Year (MW) | 5188
2024 | 1 Reference Case | Coal to Gas - Steam Boiler | Capacity Begin Year (MW) | 4305
2024 | 1 Reference Case | Solar/Storage | Capacity Begin Year (MW) | 35
2024 | 1 Reference Case | Hydro | Capacity Begin Year (MW) | 894
2024 | 1 Reference Case | Net Imports | Capacity Begin Year (MW) | 0
2024 | 1 Reference Case | Other | Capacity Begin Year (MW) | 423
2024 | 1 Reference Case | Simple Cycle | Capacity Begin Year (MW) | 1239.9
2024 | 1 Reference Case | Solar | Capacity Begin Year (MW) | 953.5
2024 | 1 Reference Case | Storage | Capacity Begin Year (MW) | 40
2024 | 1 Reference Case | Wind | Capacity Begin Year (MW) | 3327.3
2025 | 1 Reference Case | Combined Cycle | Capacity Begin Year (MW) | 2648
2025 | 1 Reference Case | Coal | Capacity Begin Year (MW) | 155
2025 | 1 Reference Case | Cogeneration | Capacity Begin Year (MW) | 6039
2025 | 1 Reference Case | Coal to Gas - Steam Boiler | Capacity Begin Year (MW) | 4305
2025 | 1 Reference Case | Solar/Storage | Capacity Begin Year (MW) | 35
2025 | 1 Reference Case | Hydro | Capacity Begin Year (MW) | 894
2025 | 1 Reference Case | Net Imports | Capacity Begin Year (MW) | 0
2025 | 1 Reference Case | Other | Capacity Begin Year (MW) | 423
2025 | 1 Reference Case | Simple Cycle | Capacity Begin Year (MW) | 1256.6
2025 | 1 Reference Case | Solar | Capacity Begin Year (MW) | 1003.5
2025 | 1 Reference Case | Storage | Capacity Begin Year (MW) | 45
2025 | 1 Reference Case | Wind | Capacity Begin Year (MW) | 3327.3
2026 | 1 Reference Case | Combined Cycle | Capacity Begin Year (MW) | 2648
2026 | 1 Reference Case | Coal | Capacity Begin Year (MW)
2026 | 1 Reference Case | Cogeneration | Capacity Begin Year (MW) | 6129
2026 | 1 Reference Case | Coal to Gas - Steam Boiler | Capacity Begin Year (MW) | 4305
2026 | 1 Reference Case | Solar/Storage | Capacity Begin Year (MW) | 35
2026 | 1 Reference Case | Hydro | Capacity Begin Year (MW) | 894
2026 | 1 Reference Case | Net Imports | Capacity Begin Year (MW) | 0
2026 | 1 Reference Case | Other | Capacity Begin Year (MW) | 423
2026 | 1 Reference Case | Simple Cycle | Capacity Begin Year (MW) | 1273.3
2026 | 1 Reference Case | Solar | Capacity Begin Year (MW) | 1003.5
2026 | 1 Reference Case | Storage | Capacity Begin Year (MW) | 45
2026 | 1 Reference Case | Wind | Capacity Begin Year (MW) | 3327.3
2027 | 1 Reference Case | Combined Cycle | Capacity Begin Year (MW) | 2648
2027 | 1 Reference Case | Coal | Capacity Begin Year (MW)
2027 | 1 Reference Case | Cogeneration | Capacity Begin Year (MW) | 6174
2027 | 1 Reference Case | Coal to Gas - Steam Boiler | Capacity Begin Year (MW) | 4305
2027 | 1 Reference Case | Solar/Storage | Capacity Begin Year (MW) | 35
2027 | 1 Reference Case | Hydro | Capacity Begin Year (MW) | 894
2027 | 1 Reference Case | Net Imports | Capacity Begin Year (MW) | 0
2027 | 1 Reference Case | Other | Capacity Begin Year (MW) | 423
2027 | 1 Reference Case | Simple Cycle | Capacity Begin Year (MW) | 1290
2027 | 1 Reference Case | Solar | Capacity Begin Year (MW) | 1003.5
2027 | 1 Reference Case | Storage | Capacity Begin Year (MW) | 45
2027 | 1 Reference Case | Wind | Capacity Begin Year (MW) | 4007.3
2028 | 1 Reference Case | Combined Cycle | Capacity Begin Year (MW) | 2648
2028 | 1 Reference Case | Coal | Capacity Begin Year (MW)
2028 | 1 Reference Case | Cogeneration | Capacity Begin Year (MW) | 6264
2028 | 1 Reference Case | Coal to Gas - Steam Boiler | Capacity Begin Year (MW) | 4192
2028 | 1 Reference Case | Solar/Storage | Capacity Begin Year (MW) | 35
2028 | 1 Reference Case | Hydro | Capacity Begin Year (MW) | 894
2028 | 1 Reference Case | Net Imports | Capacity Begin Year (MW) | 0
2028 | 1 Reference Case | Other | Capacity Begin Year (MW) | 423
2028 | 1 Reference Case | Simple Cycle | Capacity Begin Year (MW) | 1306.7
2028 | 1 Reference Case | Solar | Capacity Begin Year (MW) | 1003.5
2028 | 1 Reference Case | Storage | Capacity Begin Year (MW) | 55
2028 | 1 Reference Case | Wind | Capacity Begin Year (MW) | 4457.3
2029 | 1 Reference Case | Combined Cycle | Capacity Begin Year (MW) | 2648
2029 | 1 Reference Case | Coal | Capacity Begin Year (MW)
2029 | 1 Reference Case | Cogeneration | Capacity Begin Year (MW) | 6309
2029 | 1 Reference Case | Coal to Gas - Steam Boiler | Capacity Begin Year (MW) | 4192
2029 | 1 Reference Case | Solar/Storage | Capacity Begin Year (MW) | 35
2029 | 1 Reference Case | Hydro | Capacity Begin Year (MW) | 894
2029 | 1 Reference Case | Net Imports | Capacity Begin Year (MW) | 0
2029 | 1 Reference Case | Other | Capacity Begin Year (MW) | 423
2029 | 1 Reference Case | Simple Cycle | Capacity Begin Year (MW) | 1323.4
2029 | 1 Reference Case | Solar | Capacity Begin Year (MW) | 1003.5
2029 | 1 Reference Case | Storage | Capacity Begin Year (MW) | 55
2029 | 1 Reference Case | Wind | Capacity Begin Year (MW) | 4607.3
2030 | 1 Reference Case | Combined Cycle | Capacity Begin Year (MW) | 2648
2030 | 1 Reference Case | Coal | Capacity Begin Year (MW)
2030 | 1 Reference Case | Cogeneration | Capacity Begin Year (MW) | 6399
2030 | 1 Reference Case | Coal to Gas - Steam Boiler | Capacity Begin Year (MW) | 4122
2030 | 1 Reference Case | Solar/Storage | Capacity Begin Year (MW) | 35
2030 | 1 Reference Case | Hydro | Capacity Begin Year (MW) | 894
2030 | 1 Reference Case | Net Imports | Capacity Begin Year (MW) | 0
2030 | 1 Reference Case | Other | Capacity Begin Year (MW) | 423
2030 | 1 Reference Case | Simple Cycle | Capacity Begin Year (MW) | 1340.1
2030 | 1 Reference Case | Solar | Capacity Begin Year (MW) | 1003.5
2030 | 1 Reference Case | Storage | Capacity Begin Year (MW) | 65
2030 | 1 Reference Case | Wind | Capacity Begin Year (MW) | 4607.3
2031 | 1 Reference Case | Combined Cycle | Capacity Begin Year (MW) | 2648
2031 | 1 Reference Case | Coal | Capacity Begin Year (MW)
2031 | 1 Reference Case | Cogeneration | Capacity Begin Year (MW) | 6489
2031 | 1 Reference Case | Coal to Gas - Steam Boiler | Capacity Begin Year (MW) | 4122
2031 | 1 Reference Case | Solar/Storage | Capacity Begin Year (MW) | 35
2031 | 1 Reference Case | Hydro | Capacity Begin Year (MW) | 894
2031 | 1 Reference Case | Net Imports | Capacity Begin Year (MW) | 0
2031 | 1 Reference Case | Other | Capacity Begin Year (MW) | 423
2031 | 1 Reference Case | Simple Cycle | Capacity Begin Year (MW) | 1350.8
2031 | 1 Reference Case | Solar | Capacity Begin Year (MW) | 1003.5
2031 | 1 Reference Case | Storage | Capacity Begin Year (MW) | 65
2031 | 1 Reference Case | Wind | Capacity Begin Year (MW) | 4607.3
2032 | 1 Reference Case | Combined Cycle | Capacity Begin Year (MW) | 2648
2032 | 1 Reference Case | Coal | Capacity Begin Year (MW)
2032 | 1 Reference Case | Cogeneration | Capacity Begin Year (MW) | 6579
2032 | 1 Reference Case | Coal to Gas - Steam Boiler | Capacity Begin Year (MW) | 4122
2032 | 1 Reference Case | Solar/Storage | Capacity Begin Year (MW) | 35
2032 | 1 Reference Case | Hydro | Capacity Begin Year (MW) | 894
2032 | 1 Reference Case | Net Imports | Capacity Begin Year (MW) | 0
2032 | 1 Reference Case | Other | Capacity Begin Year (MW) | 423
2032 | 1 Reference Case | Simple Cycle | Capacity Begin Year (MW) | 1350.8
2032 | 1 Reference Case | Solar | Capacity Begin Year (MW) | 1053.5
2032 | 1 Reference Case | Storage | Capacity Begin Year (MW) | 65
2032 | 1 Reference Case | Wind | Capacity Begin Year (MW) | 4617.3
2033 | 1 Reference Case | Combined Cycle | Capacity Begin Year (MW) | 2648
2033 | 1 Reference Case | Coal | Capacity Begin Year (MW)
2033 | 1 Reference Case | Cogeneration | Capacity Begin Year (MW) | 6624
2033 | 1 Reference Case | Coal to Gas - Steam Boiler | Capacity Begin Year (MW) | 3737
2033 | 1 Reference Case | Solar/Storage | Capacity Begin Year (MW) | 35
2033 | 1 Reference Case | Hydro | Capacity Begin Year (MW) | 894
2033 | 1 Reference Case | Net Imports | Capacity Begin Year (MW) | 0
2033 | 1 Reference Case | Other | Capacity Begin Year (MW) | 423
2033 | 1 Reference Case | Simple Cycle | Capacity Begin Year (MW) | 1350.8
2033 | 1 Reference Case | Solar | Capacity Begin Year (MW) | 1053.5
2033 | 1 Reference Case | Storage | Capacity Begin Year (MW) | 75
2033 | 1 Reference Case | Wind | Capacity Begin Year (MW) | 4667.3
2034 | 1 Reference Case | Combined Cycle | Capacity Begin Year (MW) | 2648
2034 | 1 Reference Case | Coal | Capacity Begin Year (MW)
2034 | 1 Reference Case | Cogeneration | Capacity Begin Year (MW) | 6624
2034 | 1 Reference Case | Coal to Gas - Steam Boiler | Capacity Begin Year (MW) | 2930
2034 | 1 Reference Case | Solar/Storage | Capacity Begin Year (MW) | 35
2034 | 1 Reference Case | Hydro | Capacity Begin Year (MW) | 894
2034 | 1 Reference Case | Net Imports | Capacity Begin Year (MW) | 0
2034 | 1 Reference Case | Other | Capacity Begin Year (MW) | 423
2034 | 1 Reference Case | Simple Cycle | Capacity Begin Year (MW) | 1397.3
2034 | 1 Reference Case | Solar | Capacity Begin Year (MW) | 1103.5
2034 | 1 Reference Case | Storage | Capacity Begin Year (MW) | 75
2034 | 1 Reference Case | Wind | Capacity Begin Year (MW) | 4667.3
2035 | 1 Reference Case | Combined Cycle | Capacity Begin Year (MW) | 2648
2035 | 1 Reference Case | Coal | Capacity Begin Year (MW)
2035 | 1 Reference Case | Cogeneration | Capacity Begin Year (MW) | 6669
2035 | 1 Reference Case | Coal to Gas - Steam Boiler | Capacity Begin Year (MW) | 2535
2035 | 1 Reference Case | Solar/Storage | Capacity Begin Year (MW) | 35
2035 | 1 Reference Case | Hydro | Capacity Begin Year (MW) | 894
2035 | 1 Reference Case | Net Imports | Capacity Begin Year (MW) | 0
2035 | 1 Reference Case | Other | Capacity Begin Year (MW) | 423
2035 | 1 Reference Case | Simple Cycle | Capacity Begin Year (MW) | 1397.3
2035 | 1 Reference Case | Solar | Capacity Begin Year (MW) | 1103.5
2035 | 1 Reference Case | Storage | Capacity Begin Year (MW) | 85
2035 | 1 Reference Case | Wind | Capacity Begin Year (MW) | 4717.3
2036 | 1 Reference Case | Combined Cycle | Capacity Begin Year (MW) | 2648
2036 | 1 Reference Case | Coal | Capacity Begin Year (MW)
2036 | 1 Reference Case | Cogeneration | Capacity Begin Year (MW) | 6669
2036 | 1 Reference Case | Coal to Gas - Steam Boiler | Capacity Begin Year (MW) | 1735
2036 | 1 Reference Case | Solar/Storage | Capacity Begin Year (MW) | 35
2036 | 1 Reference Case | Hydro | Capacity Begin Year (MW) | 894
2036 | 1 Reference Case | Net Imports | Capacity Begin Year (MW) | 0
2036 | 1 Reference Case | Other | Capacity Begin Year (MW) | 423
2036 | 1 Reference Case | Simple Cycle | Capacity Begin Year (MW) | 1397.3
2036 | 1 Reference Case | Solar | Capacity Begin Year (MW) | 1153.5
2036 | 1 Reference Case | Storage | Capacity Begin Year (MW) | 85
2036 | 1 Reference Case | Wind | Capacity Begin Year (MW) | 4747.3
2037 | 1 Reference Case | Combined Cycle | Capacity Begin Year (MW) | 2648
2037 | 1 Reference Case | Coal | Capacity Begin Year (MW)
2037 | 1 Reference Case | Cogeneration | Capacity Begin Year (MW) | 6669
2037 | 1 Reference Case | Coal to Gas - Steam Boiler | Capacity Begin Year (MW) | 935
2037 | 1 Reference Case | Solar/Storage | Capacity Begin Year (MW) | 35
2037 | 1 Reference Case | Hydro | Capacity Begin Year (MW) | 894
2037 | 1 Reference Case | Net Imports | Capacity Begin Year (MW) | 0
2037 | 1 Reference Case | Other | Capacity Begin Year (MW) | 423
2037 | 1 Reference Case | Simple Cycle | Capacity Begin Year (MW) | 1490.3
2037 | 1 Reference Case | Solar | Capacity Begin Year (MW) | 1153.5
2037 | 1 Reference Case | Storage | Capacity Begin Year (MW) | 100
2037 | 1 Reference Case | Wind | Capacity Begin Year (MW) | 4807.3
2038 | 1 Reference Case | Combined Cycle | Capacity Begin Year (MW) | 3127
2038 | 1 Reference Case | Coal | Capacity Begin Year (MW)
2038 | 1 Reference Case | Cogeneration | Capacity Begin Year (MW) | 6669
2038 | 1 Reference Case | Coal to Gas - Steam Boiler | Capacity Begin Year (MW)
2038 | 1 Reference Case | Solar/Storage | Capacity Begin Year (MW) | 35
2038 | 1 Reference Case | Hydro | Capacity Begin Year (MW) | 894
2038 | 1 Reference Case | Net Imports | Capacity Begin Year (MW) | 0
2038 | 1 Reference Case | Other | Capacity Begin Year (MW) | 423
2038 | 1 Reference Case | Simple Cycle | Capacity Begin Year (MW) | 1583.3
2038 | 1 Reference Case | Solar | Capacity Begin Year (MW) | 1203.5
2038 | 1 Reference Case | Storage | Capacity Begin Year (MW) | 100
2038 | 1 Reference Case | Wind | Capacity Begin Year (MW) | 4726.3
2039 | 1 Reference Case | Combined Cycle | Capacity Begin Year (MW) | 3127
2039 | 1 Reference Case | Coal | Capacity Begin Year (MW)
2039 | 1 Reference Case | Cogeneration | Capacity Begin Year (MW) | 6669
2039 | 1 Reference Case | Coal to Gas - Steam Boiler | Capacity Begin Year (MW)
2039 | 1 Reference Case | Solar/Storage | Capacity Begin Year (MW) | 35
2039 | 1 Reference Case | Hydro | Capacity Begin Year (MW) | 894
2039 | 1 Reference Case | Net Imports | Capacity Begin Year (MW) | 0
2039 | 1 Reference Case | Other | Capacity Begin Year (MW) | 423
2039 | 1 Reference Case | Simple Cycle | Capacity Begin Year (MW) | 1535.3
2039 | 1 Reference Case | Solar | Capacity Begin Year (MW) | 1203.5
2039 | 1 Reference Case | Storage | Capacity Begin Year (MW) | 120
2039 | 1 Reference Case | Wind | Capacity Begin Year (MW) | 4857.3
2040 | 1 Reference Case | Combined Cycle | Capacity Begin Year (MW) | 4012
2040 | 1 Reference Case | Coal | Capacity Begin Year (MW)
2040 | 1 Reference Case | Cogeneration | Capacity Begin Year (MW) | 6669
2040 | 1 Reference Case | Coal to Gas - Steam Boiler | Capacity Begin Year (MW)
2040 | 1 Reference Case | Solar/Storage | Capacity Begin Year (MW) | 35
2040 | 1 Reference Case | Hydro | Capacity Begin Year (MW) | 894
2040 | 1 Reference Case | Net Imports | Capacity Begin Year (MW) | 0
2040 | 1 Reference Case | Other | Capacity Begin Year (MW) | 423
2040 | 1 Reference Case | Simple Cycle | Capacity Begin Year (MW) | 1531.8
2040 | 1 Reference Case | Solar | Capacity Begin Year (MW) | 1253.5
2040 | 1 Reference Case | Storage | Capacity Begin Year (MW) | 120
2040 | 1 Reference Case | Wind | Capacity Begin Year (MW) | 4857.3
2041 | 1 Reference Case | Combined Cycle | Capacity Begin Year (MW) | 4012
2041 | 1 Reference Case | Coal | Capacity Begin Year (MW)
2041 | 1 Reference Case | Cogeneration | Capacity Begin Year (MW) | 6669
2041 | 1 Reference Case | Coal to Gas - Steam Boiler | Capacity Begin Year (MW)
2041 | 1 Reference Case | Solar/Storage | Capacity Begin Year (MW) | 35
2041 | 1 Reference Case | Hydro | Capacity Begin Year (MW) | 894
2041 | 1 Reference Case | Net Imports | Capacity Begin Year (MW) | 0
2041 | 1 Reference Case | Other | Capacity Begin Year (MW) | 423
2041 | 1 Reference Case | Simple Cycle | Capacity Begin Year (MW) | 1531.8
2041 | 1 Reference Case | Solar | Capacity Begin Year (MW) | 1253.5
2041 | 1 Reference Case | Storage | Capacity Begin Year (MW) | 115
2041 | 1 Reference Case | Wind | Capacity Begin Year (MW) | 4907.3
2021 | 2 Clean-Tech Scenario | Combined Cycle | Capacity Begin Year (MW) | 1748
2021 | 2 Clean-Tech Scenario | Coal | Capacity Begin Year (MW) | 3886
2021 | 2 Clean-Tech Scenario | Cogeneration | Capacity Begin Year (MW) | 5085
2021 | 2 Clean-Tech Scenario | Coal to Gas - Steam Boiler | Capacity Begin Year (MW) | 1186
2021 | 2 Clean-Tech Scenario | Solar/Storage | Capacity Begin Year (MW)
2021 | 2 Clean-Tech Scenario | Hydro | Capacity Begin Year (MW) | 894
2021 | 2 Clean-Tech Scenario | Net Imports | Capacity Begin Year (MW) | 0
2021 | 2 Clean-Tech Scenario | Other | Capacity Begin Year (MW) | 423
2021 | 2 Clean-Tech Scenario | Simple Cycle | Capacity Begin Year (MW) | 1126
2021 | 2 Clean-Tech Scenario | Solar | Capacity Begin Year (MW) | 236
2021 | 2 Clean-Tech Scenario | Storage | Capacity Begin Year (MW) | 30
2021 | 2 Clean-Tech Scenario | Wind | Capacity Begin Year (MW) | 1780.6
2022 | 2 Clean-Tech Scenario | Combined Cycle | Capacity Begin Year (MW) | 1748
2022 | 2 Clean-Tech Scenario | Coal | Capacity Begin Year (MW) | 1361
2022 | 2 Clean-Tech Scenario | Cogeneration | Capacity Begin Year (MW) | 5188
2022 | 2 Clean-Tech Scenario | Coal to Gas - Steam Boiler | Capacity Begin Year (MW) | 2916
2022 | 2 Clean-Tech Scenario | Solar/Storage | Capacity Begin Year (MW) | 35
2022 | 2 Clean-Tech Scenario | Hydro | Capacity Begin Year (MW) | 894
2022 | 2 Clean-Tech Scenario | Net Imports | Capacity Begin Year (MW) | 0
2022 | 2 Clean-Tech Scenario | Other | Capacity Begin Year (MW) | 423
2022 | 2 Clean-Tech Scenario | Simple Cycle | Capacity Begin Year (MW) | 1213.4
2022 | 2 Clean-Tech Scenario | Solar | Capacity Begin Year (MW) | 819.5
2022 | 2 Clean-Tech Scenario | Storage | Capacity Begin Year (MW) | 80
2022 | 2 Clean-Tech Scenario | Wind | Capacity Begin Year (MW) | 2450.5
2023 | 2 Clean-Tech Scenario | Combined Cycle | Capacity Begin Year (MW) | 1748
2023 | 2 Clean-Tech Scenario | Coal | Capacity Begin Year (MW) | 961
2023 | 2 Clean-Tech Scenario | Cogeneration | Capacity Begin Year (MW) | 5188
2023 | 2 Clean-Tech Scenario | Coal to Gas - Steam Boiler | Capacity Begin Year (MW) | 3099
2023 | 2 Clean-Tech Scenario | Solar/Storage | Capacity Begin Year (MW) | 45
2023 | 2 Clean-Tech Scenario | Hydro | Capacity Begin Year (MW) | 894
2023 | 2 Clean-Tech Scenario | Net Imports | Capacity Begin Year (MW) | 0
2023 | 2 Clean-Tech Scenario | Other | Capacity Begin Year (MW) | 423
2023 | 2 Clean-Tech Scenario | Simple Cycle | Capacity Begin Year (MW) | 1237
2023 | 2 Clean-Tech Scenario | Solar | Capacity Begin Year (MW) | 953.5
2023 | 2 Clean-Tech Scenario | Storage | Capacity Begin Year (MW) | 135
2023 | 2 Clean-Tech Scenario | Wind | Capacity Begin Year (MW) | 3407.3
2024 | 2 Clean-Tech Scenario | Combined Cycle | Capacity Begin Year (MW) | 3364
2024 | 2 Clean-Tech Scenario | Coal | Capacity Begin Year (MW) | 406
2024 | 2 Clean-Tech Scenario | Cogeneration | Capacity Begin Year (MW) | 5188
2024 | 2 Clean-Tech Scenario | Coal to Gas - Steam Boiler | Capacity Begin Year (MW) | 3099
2024 | 2 Clean-Tech Scenario | Solar/Storage | Capacity Begin Year (MW) | 130
2024 | 2 Clean-Tech Scenario | Hydro | Capacity Begin Year (MW) | 894
2024 | 2 Clean-Tech Scenario | Net Imports | Capacity Begin Year (MW) | 0
2024 | 2 Clean-Tech Scenario | Other | Capacity Begin Year (MW) | 423
2024 | 2 Clean-Tech Scenario | Simple Cycle | Capacity Begin Year (MW) | 1260.6
2024 | 2 Clean-Tech Scenario | Solar | Capacity Begin Year (MW) | 1103.5
2024 | 2 Clean-Tech Scenario | Storage | Capacity Begin Year (MW) | 210
2024 | 2 Clean-Tech Scenario | Wind | Capacity Begin Year (MW) | 3507.3
2025 | 2 Clean-Tech Scenario | Combined Cycle | Capacity Begin Year (MW) | 4822
2025 | 2 Clean-Tech Scenario | Coal | Capacity Begin Year (MW)
2025 | 2 Clean-Tech Scenario | Cogeneration | Capacity Begin Year (MW) | 6039
2025 | 2 Clean-Tech Scenario | Coal to Gas - Steam Boiler | Capacity Begin Year (MW) | 2916
2025 | 2 Clean-Tech Scenario | Solar/Storage | Capacity Begin Year (MW) | 195
2025 | 2 Clean-Tech Scenario | Hydro | Capacity Begin Year (MW) | 894
2025 | 2 Clean-Tech Scenario | Net Imports | Capacity Begin Year (MW) | 0
2025 | 2 Clean-Tech Scenario | Other | Capacity Begin Year (MW) | 423
2025 | 2 Clean-Tech Scenario | Simple Cycle | Capacity Begin Year (MW) | 1284.2
2025 | 2 Clean-Tech Scenario | Solar | Capacity Begin Year (MW) | 1103.5
2025 | 2 Clean-Tech Scenario | Storage | Capacity Begin Year (MW) | 460
2025 | 2 Clean-Tech Scenario | Wind | Capacity Begin Year (MW) | 3707.3
2026 | 2 Clean-Tech Scenario | Combined Cycle | Capacity Begin Year (MW) | 4822
2026 | 2 Clean-Tech Scenario | Coal | Capacity Begin Year (MW)
2026 | 2 Clean-Tech Scenario | Cogeneration | Capacity Begin Year (MW) | 6129
2026 | 2 Clean-Tech Scenario | Coal to Gas - Steam Boiler | Capacity Begin Year (MW) | 1735
2026 | 2 Clean-Tech Scenario | Solar/Storage | Capacity Begin Year (MW) | 195
2026 | 2 Clean-Tech Scenario | Hydro | Capacity Begin Year (MW) | 894
2026 | 2 Clean-Tech Scenario | Net Imports | Capacity Begin Year (MW) | 0
2026 | 2 Clean-Tech Scenario | Other | Capacity Begin Year (MW) | 423
2026 | 2 Clean-Tech Scenario | Simple Cycle | Capacity Begin Year (MW) | 1307.8
2026 | 2 Clean-Tech Scenario | Solar | Capacity Begin Year (MW) | 1103.5
2026 | 2 Clean-Tech Scenario | Storage | Capacity Begin Year (MW) | 785
2026 | 2 Clean-Tech Scenario | Wind | Capacity Begin Year (MW) | 3907.3
2027 | 2 Clean-Tech Scenario | Combined Cycle | Capacity Begin Year (MW) | 4822
2027 | 2 Clean-Tech Scenario | Coal | Capacity Begin Year (MW)
2027 | 2 Clean-Tech Scenario | Cogeneration | Capacity Begin Year (MW) | 6174
2027 | 2 Clean-Tech Scenario | Coal to Gas - Steam Boiler | Capacity Begin Year (MW) | 935
2027 | 2 Clean-Tech Scenario | Solar/Storage | Capacity Begin Year (MW) | 195
2027 | 2 Clean-Tech Scenario | Hydro | Capacity Begin Year (MW) | 894
2027 | 2 Clean-Tech Scenario | Net Imports | Capacity Begin Year (MW) | 0
2027 | 2 Clean-Tech Scenario | Other | Capacity Begin Year (MW) | 423
2027 | 2 Clean-Tech Scenario | Simple Cycle | Capacity Begin Year (MW) | 1331.4
2027 | 2 Clean-Tech Scenario | Solar | Capacity Begin Year (MW) | 1203.5
2027 | 2 Clean-Tech Scenario | Storage | Capacity Begin Year (MW) | 785
2027 | 2 Clean-Tech Scenario | Wind | Capacity Begin Year (MW) | 4167.3
2028 | 2 Clean-Tech Scenario | Combined Cycle | Capacity Begin Year (MW) | 4822
2028 | 2 Clean-Tech Scenario | Coal | Capacity Begin Year (MW)
2028 | 2 Clean-Tech Scenario | Cogeneration | Capacity Begin Year (MW) | 6264
2028 | 2 Clean-Tech Scenario | Coal to Gas - Steam Boiler | Capacity Begin Year (MW) | 935
2028 | 2 Clean-Tech Scenario | Solar/Storage | Capacity Begin Year (MW) | 195
2028 | 2 Clean-Tech Scenario | Hydro | Capacity Begin Year (MW) | 894
2028 | 2 Clean-Tech Scenario | Net Imports | Capacity Begin Year (MW) | 0
2028 | 2 Clean-Tech Scenario | Other | Capacity Begin Year (MW) | 423
2028 | 2 Clean-Tech Scenario | Simple Cycle | Capacity Begin Year (MW) | 1355
2028 | 2 Clean-Tech Scenario | Solar | Capacity Begin Year (MW) | 1353.5
2028 | 2 Clean-Tech Scenario | Storage | Capacity Begin Year (MW) | 835
2028 | 2 Clean-Tech Scenario | Wind | Capacity Begin Year (MW) | 4207.3
2029 | 2 Clean-Tech Scenario | Combined Cycle | Capacity Begin Year (MW) | 4822
2029 | 2 Clean-Tech Scenario | Coal | Capacity Begin Year (MW)
2029 | 2 Clean-Tech Scenario | Cogeneration | Capacity Begin Year (MW) | 6309
2029 | 2 Clean-Tech Scenario | Coal to Gas - Steam Boiler | Capacity Begin Year (MW) | 935
2029 | 2 Clean-Tech Scenario | Solar/Storage | Capacity Begin Year (MW) | 195
2029 | 2 Clean-Tech Scenario | Hydro | Capacity Begin Year (MW) | 894
2029 | 2 Clean-Tech Scenario | Net Imports | Capacity Begin Year (MW) | 0
2029 | 2 Clean-Tech Scenario | Other | Capacity Begin Year (MW) | 423
2029 | 2 Clean-Tech Scenario | Simple Cycle | Capacity Begin Year (MW) | 1378.6
2029 | 2 Clean-Tech Scenario | Solar | Capacity Begin Year (MW) | 1523.5
2029 | 2 Clean-Tech Scenario | Storage | Capacity Begin Year (MW) | 835
2029 | 2 Clean-Tech Scenario | Wind | Capacity Begin Year (MW) | 4467.3
2030 | 2 Clean-Tech Scenario | Combined Cycle | Capacity Begin Year (MW) | 4822
2030 | 2 Clean-Tech Scenario | Coal | Capacity Begin Year (MW)
2030 | 2 Clean-Tech Scenario | Cogeneration | Capacity Begin Year (MW) | 6399
2030 | 2 Clean-Tech Scenario | Coal to Gas - Steam Boiler | Capacity Begin Year (MW) | 935
2030 | 2 Clean-Tech Scenario | Solar/Storage | Capacity Begin Year (MW) | 195
2030 | 2 Clean-Tech Scenario | Hydro | Capacity Begin Year (MW) | 894
2030 | 2 Clean-Tech Scenario | Net Imports | Capacity Begin Year (MW) | 0
2030 | 2 Clean-Tech Scenario | Other | Capacity Begin Year (MW) | 423
2030 | 2 Clean-Tech Scenario | Simple Cycle | Capacity Begin Year (MW) | 1402.2
2030 | 2 Clean-Tech Scenario | Solar | Capacity Begin Year (MW) | 1703.5
2030 | 2 Clean-Tech Scenario | Storage | Capacity Begin Year (MW) | 885
2030 | 2 Clean-Tech Scenario | Wind | Capacity Begin Year (MW) | 4497.3
2031 | 2 Clean-Tech Scenario | Combined Cycle | Capacity Begin Year (MW) | 4822
2031 | 2 Clean-Tech Scenario | Coal | Capacity Begin Year (MW)
2031 | 2 Clean-Tech Scenario | Cogeneration | Capacity Begin Year (MW) | 6489
2031 | 2 Clean-Tech Scenario | Coal to Gas - Steam Boiler | Capacity Begin Year (MW) | 935
2031 | 2 Clean-Tech Scenario | Solar/Storage | Capacity Begin Year (MW) | 195
2031 | 2 Clean-Tech Scenario | Hydro | Capacity Begin Year (MW) | 894
2031 | 2 Clean-Tech Scenario | Net Imports | Capacity Begin Year (MW) | 0
2031 | 2 Clean-Tech Scenario | Other | Capacity Begin Year (MW) | 433
2031 | 2 Clean-Tech Scenario | Simple Cycle | Capacity Begin Year (MW) | 1425.8
2031 | 2 Clean-Tech Scenario | Solar | Capacity Begin Year (MW) | 1783.5
2031 | 2 Clean-Tech Scenario | Storage | Capacity Begin Year (MW) | 885
2031 | 2 Clean-Tech Scenario | Wind | Capacity Begin Year (MW) | 4497.3
2032 | 2 Clean-Tech Scenario | Combined Cycle | Capacity Begin Year (MW) | 4822
2032 | 2 Clean-Tech Scenario | Coal | Capacity Begin Year (MW)
2032 | 2 Clean-Tech Scenario | Cogeneration | Capacity Begin Year (MW) | 6579
2032 | 2 Clean-Tech Scenario | Coal to Gas - Steam Boiler | Capacity Begin Year (MW) | 935
2032 | 2 Clean-Tech Scenario | Solar/Storage | Capacity Begin Year (MW) | 195
2032 | 2 Clean-Tech Scenario | Hydro | Capacity Begin Year (MW) | 894
2032 | 2 Clean-Tech Scenario | Net Imports | Capacity Begin Year (MW) | 0
2032 | 2 Clean-Tech Scenario | Other | Capacity Begin Year (MW) | 443
2032 | 2 Clean-Tech Scenario | Simple Cycle | Capacity Begin Year (MW) | 1449.4
2032 | 2 Clean-Tech Scenario | Solar | Capacity Begin Year (MW) | 1963.5
2032 | 2 Clean-Tech Scenario | Storage | Capacity Begin Year (MW) | 935
2032 | 2 Clean-Tech Scenario | Wind | Capacity Begin Year (MW) | 4497.3
2033 | 2 Clean-Tech Scenario | Combined Cycle | Capacity Begin Year (MW) | 4822
2033 | 2 Clean-Tech Scenario | Coal | Capacity Begin Year (MW)
2033 | 2 Clean-Tech Scenario | Cogeneration | Capacity Begin Year (MW) | 6624
2033 | 2 Clean-Tech Scenario | Coal to Gas - Steam Boiler | Capacity Begin Year (MW) | 935
2033 | 2 Clean-Tech Scenario | Solar/Storage | Capacity Begin Year (MW) | 195
2033 | 2 Clean-Tech Scenario | Hydro | Capacity Begin Year (MW) | 894
2033 | 2 Clean-Tech Scenario | Net Imports | Capacity Begin Year (MW) | 0
2033 | 2 Clean-Tech Scenario | Other | Capacity Begin Year (MW) | 453
2033 | 2 Clean-Tech Scenario | Simple Cycle | Capacity Begin Year (MW) | 1473
2033 | 2 Clean-Tech Scenario | Solar | Capacity Begin Year (MW) | 1963.5
2033 | 2 Clean-Tech Scenario | Storage | Capacity Begin Year (MW) | 935
2033 | 2 Clean-Tech Scenario | Wind | Capacity Begin Year (MW) | 4647.3
2034 | 2 Clean-Tech Scenario | Combined Cycle | Capacity Begin Year (MW) | 4822
2034 | 2 Clean-Tech Scenario | Coal | Capacity Begin Year (MW)
2034 | 2 Clean-Tech Scenario | Cogeneration | Capacity Begin Year (MW) | 6624
2034 | 2 Clean-Tech Scenario | Coal to Gas - Steam Boiler | Capacity Begin Year (MW) | 935
2034 | 2 Clean-Tech Scenario | Solar/Storage | Capacity Begin Year (MW) | 195
2034 | 2 Clean-Tech Scenario | Hydro | Capacity Begin Year (MW) | 894
2034 | 2 Clean-Tech Scenario | Net Imports | Capacity Begin Year (MW) | 0
2034 | 2 Clean-Tech Scenario | Other | Capacity Begin Year (MW) | 463
2034 | 2 Clean-Tech Scenario | Simple Cycle | Capacity Begin Year (MW) | 1496.6
2034 | 2 Clean-Tech Scenario | Solar | Capacity Begin Year (MW) | 2113.5
2034 | 2 Clean-Tech Scenario | Storage | Capacity Begin Year (MW) | 1005
2034 | 2 Clean-Tech Scenario | Wind | Capacity Begin Year (MW) | 4647.3
2035 | 2 Clean-Tech Scenario | Combined Cycle | Capacity Begin Year (MW) | 4822
2035 | 2 Clean-Tech Scenario | Coal | Capacity Begin Year (MW)
2035 | 2 Clean-Tech Scenario | Cogeneration | Capacity Begin Year (MW) | 6669
2035 | 2 Clean-Tech Scenario | Coal to Gas - Steam Boiler | Capacity Begin Year (MW) | 935
2035 | 2 Clean-Tech Scenario | Solar/Storage | Capacity Begin Year (MW) | 195
2035 | 2 Clean-Tech Scenario | Hydro | Capacity Begin Year (MW) | 894
2035 | 2 Clean-Tech Scenario | Net Imports | Capacity Begin Year (MW) | 0
2035 | 2 Clean-Tech Scenario | Other | Capacity Begin Year (MW) | 473
2035 | 2 Clean-Tech Scenario | Simple Cycle | Capacity Begin Year (MW) | 1520.2
2035 | 2 Clean-Tech Scenario | Solar | Capacity Begin Year (MW) | 2113.5
2035 | 2 Clean-Tech Scenario | Storage | Capacity Begin Year (MW) | 1005
2035 | 2 Clean-Tech Scenario | Wind | Capacity Begin Year (MW) | 4797.3
2036 | 2 Clean-Tech Scenario | Combined Cycle | Capacity Begin Year (MW) | 4822
2036 | 2 Clean-Tech Scenario | Coal | Capacity Begin Year (MW)
2036 | 2 Clean-Tech Scenario | Cogeneration | Capacity Begin Year (MW) | 6669
2036 | 2 Clean-Tech Scenario | Coal to Gas - Steam Boiler | Capacity Begin Year (MW) | 935
2036 | 2 Clean-Tech Scenario | Solar/Storage | Capacity Begin Year (MW) | 195
2036 | 2 Clean-Tech Scenario | Hydro | Capacity Begin Year (MW) | 894
2036 | 2 Clean-Tech Scenario | Net Imports | Capacity Begin Year (MW) | 0
2036 | 2 Clean-Tech Scenario | Other | Capacity Begin Year (MW) | 483
2036 | 2 Clean-Tech Scenario | Simple Cycle | Capacity Begin Year (MW) | 1543.8
2036 | 2 Clean-Tech Scenario | Solar | Capacity Begin Year (MW) | 2343.5
2036 | 2 Clean-Tech Scenario | Storage | Capacity Begin Year (MW) | 1095
2036 | 2 Clean-Tech Scenario | Wind | Capacity Begin Year (MW) | 4997.3
2037 | 2 Clean-Tech Scenario | Combined Cycle | Capacity Begin Year (MW) | 4822
2037 | 2 Clean-Tech Scenario | Coal | Capacity Begin Year (MW)
2037 | 2 Clean-Tech Scenario | Cogeneration | Capacity Begin Year (MW) | 6714
2037 | 2 Clean-Tech Scenario | Coal to Gas - Steam Boiler | Capacity Begin Year (MW) | 935
2037 | 2 Clean-Tech Scenario | Solar/Storage | Capacity Begin Year (MW) | 195
2037 | 2 Clean-Tech Scenario | Hydro | Capacity Begin Year (MW) | 894
2037 | 2 Clean-Tech Scenario | Net Imports | Capacity Begin Year (MW) | 0
2037 | 2 Clean-Tech Scenario | Other | Capacity Begin Year (MW) | 493
2037 | 2 Clean-Tech Scenario | Simple Cycle | Capacity Begin Year (MW) | 1567.4
2037 | 2 Clean-Tech Scenario | Solar | Capacity Begin Year (MW) | 2423.5
2037 | 2 Clean-Tech Scenario | Storage | Capacity Begin Year (MW) | 1095
2037 | 2 Clean-Tech Scenario | Wind | Capacity Begin Year (MW) | 5147.3
2038 | 2 Clean-Tech Scenario | Combined Cycle | Capacity Begin Year (MW) | 4822
2038 | 2 Clean-Tech Scenario | Coal | Capacity Begin Year (MW)
2038 | 2 Clean-Tech Scenario | Cogeneration | Capacity Begin Year (MW) | 6714
2038 | 2 Clean-Tech Scenario | Coal to Gas - Steam Boiler | Capacity Begin Year (MW) | 935
2038 | 2 Clean-Tech Scenario | Solar/Storage | Capacity Begin Year (MW) | 195
2038 | 2 Clean-Tech Scenario | Hydro | Capacity Begin Year (MW) | 894
2038 | 2 Clean-Tech Scenario | Net Imports | Capacity Begin Year (MW) | 0
2038 | 2 Clean-Tech Scenario | Other | Capacity Begin Year (MW) | 503
2038 | 2 Clean-Tech Scenario | Simple Cycle | Capacity Begin Year (MW) | 1591
2038 | 2 Clean-Tech Scenario | Solar | Capacity Begin Year (MW) | 2653.5
2038 | 2 Clean-Tech Scenario | Storage | Capacity Begin Year (MW) | 1185
2038 | 2 Clean-Tech Scenario | Wind | Capacity Begin Year (MW) | 5066.3
2039 | 2 Clean-Tech Scenario | Combined Cycle | Capacity Begin Year (MW) | 4822
2039 | 2 Clean-Tech Scenario | Coal | Capacity Begin Year (MW)
2039 | 2 Clean-Tech Scenario | Cogeneration | Capacity Begin Year (MW) | 6759
2039 | 2 Clean-Tech Scenario | Coal to Gas - Steam Boiler | Capacity Begin Year (MW) | 935
2039 | 2 Clean-Tech Scenario | Solar/Storage | Capacity Begin Year (MW) | 195
2039 | 2 Clean-Tech Scenario | Hydro | Capacity Begin Year (MW) | 894
2039 | 2 Clean-Tech Scenario | Net Imports | Capacity Begin Year (MW) | 0
2039 | 2 Clean-Tech Scenario | Other | Capacity Begin Year (MW) | 513
2039 | 2 Clean-Tech Scenario | Simple Cycle | Capacity Begin Year (MW) | 1613.1
2039 | 2 Clean-Tech Scenario | Solar | Capacity Begin Year (MW) | 2703.5
2039 | 2 Clean-Tech Scenario | Storage | Capacity Begin Year (MW) | 1185
2039 | 2 Clean-Tech Scenario | Wind | Capacity Begin Year (MW) | 5297.3
2040 | 2 Clean-Tech Scenario | Combined Cycle | Capacity Begin Year (MW) | 4749
2040 | 2 Clean-Tech Scenario | Coal | Capacity Begin Year (MW)
2040 | 2 Clean-Tech Scenario | Cogeneration | Capacity Begin Year (MW) | 6759
2040 | 2 Clean-Tech Scenario | Coal to Gas - Steam Boiler | Capacity Begin Year (MW)
2040 | 2 Clean-Tech Scenario | Solar/Storage | Capacity Begin Year (MW) | 195
2040 | 2 Clean-Tech Scenario | Hydro | Capacity Begin Year (MW) | 894
2040 | 2 Clean-Tech Scenario | Net Imports | Capacity Begin Year (MW) | 0
2040 | 2 Clean-Tech Scenario | Other | Capacity Begin Year (MW) | 523
2040 | 2 Clean-Tech Scenario | Simple Cycle | Capacity Begin Year (MW) | 2005.2
2040 | 2 Clean-Tech Scenario | Solar | Capacity Begin Year (MW) | 2933.5
2040 | 2 Clean-Tech Scenario | Storage | Capacity Begin Year (MW) | 1295
2040 | 2 Clean-Tech Scenario | Wind | Capacity Begin Year (MW) | 5297.3
2041 | 2 Clean-Tech Scenario | Combined Cycle | Capacity Begin Year (MW) | 4749
2041 | 2 Clean-Tech Scenario | Coal | Capacity Begin Year (MW)
2041 | 2 Clean-Tech Scenario | Cogeneration | Capacity Begin Year (MW) | 6804
2041 | 2 Clean-Tech Scenario | Coal to Gas - Steam Boiler | Capacity Begin Year (MW)
2041 | 2 Clean-Tech Scenario | Solar/Storage | Capacity Begin Year (MW) | 195
2041 | 2 Clean-Tech Scenario | Hydro | Capacity Begin Year (MW) | 894
2041 | 2 Clean-Tech Scenario | Net Imports | Capacity Begin Year (MW) | 0
2041 | 2 Clean-Tech Scenario | Other | Capacity Begin Year (MW) | 523
2041 | 2 Clean-Tech Scenario | Simple Cycle | Capacity Begin Year (MW) | 2028.8
2041 | 2 Clean-Tech Scenario | Solar | Capacity Begin Year (MW) | 2933.5
2041 | 2 Clean-Tech Scenario | Storage | Capacity Begin Year (MW) | 1265
2041 | 2 Clean-Tech Scenario | Wind | Capacity Begin Year (MW) | 5447.3
2021 | 3 Robust Scenario | Combined Cycle | Capacity Begin Year (MW) | 1748
2021 | 3 Robust Scenario | Coal | Capacity Begin Year (MW) | 3886
2021 | 3 Robust Scenario | Cogeneration | Capacity Begin Year (MW) | 5085
2021 | 3 Robust Scenario | Coal to Gas - Steam Boiler | Capacity Begin Year (MW) | 1186
2021 | 3 Robust Scenario | Solar/Storage | Capacity Begin Year (MW)
2021 | 3 Robust Scenario | Hydro | Capacity Begin Year (MW) | 894
2021 | 3 Robust Scenario | Net Imports | Capacity Begin Year (MW) | 0
2021 | 3 Robust Scenario | Other | Capacity Begin Year (MW) | 423
2021 | 3 Robust Scenario | Simple Cycle | Capacity Begin Year (MW) | 1126
2021 | 3 Robust Scenario | Solar | Capacity Begin Year (MW) | 236
2021 | 3 Robust Scenario | Storage | Capacity Begin Year (MW) | 30
2021 | 3 Robust Scenario | Wind | Capacity Begin Year (MW) | 1780.6
2022 | 3 Robust Scenario | Combined Cycle | Capacity Begin Year (MW) | 1748
2022 | 3 Robust Scenario | Coal | Capacity Begin Year (MW) | 155
2022 | 3 Robust Scenario | Cogeneration | Capacity Begin Year (MW) | 5188
2022 | 3 Robust Scenario | Coal to Gas - Steam Boiler | Capacity Begin Year (MW) | 3716
2022 | 3 Robust Scenario | Solar/Storage | Capacity Begin Year (MW) | 35
2022 | 3 Robust Scenario | Hydro | Capacity Begin Year (MW) | 894
2022 | 3 Robust Scenario | Net Imports | Capacity Begin Year (MW) | 0
2022 | 3 Robust Scenario | Other | Capacity Begin Year (MW) | 423
2022 | 3 Robust Scenario | Simple Cycle | Capacity Begin Year (MW) | 1206.5
2022 | 3 Robust Scenario | Solar | Capacity Begin Year (MW) | 819.5
2022 | 3 Robust Scenario | Storage | Capacity Begin Year (MW) | 30
2022 | 3 Robust Scenario | Wind | Capacity Begin Year (MW) | 2450.5
2023 | 3 Robust Scenario | Combined Cycle | Capacity Begin Year (MW) | 1748
2023 | 3 Robust Scenario | Coal | Capacity Begin Year (MW) | 155
2023 | 3 Robust Scenario | Cogeneration | Capacity Begin Year (MW) | 5188
2023 | 3 Robust Scenario | Coal to Gas - Steam Boiler | Capacity Begin Year (MW) | 4305
2023 | 3 Robust Scenario | Solar/Storage | Capacity Begin Year (MW) | 35
2023 | 3 Robust Scenario | Hydro | Capacity Begin Year (MW) | 894
2023 | 3 Robust Scenario | Net Imports | Capacity Begin Year (MW) | 0
2023 | 3 Robust Scenario | Other | Capacity Begin Year (MW) | 423
2023 | 3 Robust Scenario | Simple Cycle | Capacity Begin Year (MW) | 1223.2
2023 | 3 Robust Scenario | Solar | Capacity Begin Year (MW) | 953.5
2023 | 3 Robust Scenario | Storage | Capacity Begin Year (MW) | 35
2023 | 3 Robust Scenario | Wind | Capacity Begin Year (MW) | 3357.3
2024 | 3 Robust Scenario | Combined Cycle | Capacity Begin Year (MW) | 2648
2024 | 3 Robust Scenario | Coal | Capacity Begin Year (MW) | 155
2024 | 3 Robust Scenario | Cogeneration | Capacity Begin Year (MW) | 5188
2024 | 3 Robust Scenario | Coal to Gas - Steam Boiler | Capacity Begin Year (MW) | 4305
2024 | 3 Robust Scenario | Solar/Storage | Capacity Begin Year (MW) | 35
2024 | 3 Robust Scenario | Hydro | Capacity Begin Year (MW) | 894
2024 | 3 Robust Scenario | Net Imports | Capacity Begin Year (MW) | 0
2024 | 3 Robust Scenario | Other | Capacity Begin Year (MW) | 423
2024 | 3 Robust Scenario | Simple Cycle | Capacity Begin Year (MW) | 1239.9
2024 | 3 Robust Scenario | Solar | Capacity Begin Year (MW) | 1003.5
2024 | 3 Robust Scenario | Storage | Capacity Begin Year (MW) | 40
2024 | 3 Robust Scenario | Wind | Capacity Begin Year (MW) | 3357.3
2025 | 3 Robust Scenario | Combined Cycle | Capacity Begin Year (MW) | 2648
2025 | 3 Robust Scenario | Coal | Capacity Begin Year (MW) | 155
2025 | 3 Robust Scenario | Cogeneration | Capacity Begin Year (MW) | 6039
2025 | 3 Robust Scenario | Coal to Gas - Steam Boiler | Capacity Begin Year (MW) | 4305
2025 | 3 Robust Scenario | Solar/Storage | Capacity Begin Year (MW) | 35
2025 | 3 Robust Scenario | Hydro | Capacity Begin Year (MW) | 894
2025 | 3 Robust Scenario | Net Imports | Capacity Begin Year (MW) | 0
2025 | 3 Robust Scenario | Other | Capacity Begin Year (MW) | 423
2025 | 3 Robust Scenario | Simple Cycle | Capacity Begin Year (MW) | 1256.6
2025 | 3 Robust Scenario | Solar | Capacity Begin Year (MW) | 1003.5
2025 | 3 Robust Scenario | Storage | Capacity Begin Year (MW) | 45
2025 | 3 Robust Scenario | Wind | Capacity Begin Year (MW) | 3357.3
2026 | 3 Robust Scenario | Combined Cycle | Capacity Begin Year (MW) | 2648
2026 | 3 Robust Scenario | Coal | Capacity Begin Year (MW)
2026 | 3 Robust Scenario | Cogeneration | Capacity Begin Year (MW) | 6174
2026 | 3 Robust Scenario | Coal to Gas - Steam Boiler | Capacity Begin Year (MW) | 4305
2026 | 3 Robust Scenario | Solar/Storage | Capacity Begin Year (MW) | 35
2026 | 3 Robust Scenario | Hydro | Capacity Begin Year (MW) | 894
2026 | 3 Robust Scenario | Net Imports | Capacity Begin Year (MW) | 0
2026 | 3 Robust Scenario | Other | Capacity Begin Year (MW) | 423
2026 | 3 Robust Scenario | Simple Cycle | Capacity Begin Year (MW) | 1273.3
2026 | 3 Robust Scenario | Solar | Capacity Begin Year (MW) | 1003.5
2026 | 3 Robust Scenario | Storage | Capacity Begin Year (MW) | 45
2026 | 3 Robust Scenario | Wind | Capacity Begin Year (MW) | 3357.3
2027 | 3 Robust Scenario | Combined Cycle | Capacity Begin Year (MW) | 2648
2027 | 3 Robust Scenario | Coal | Capacity Begin Year (MW)
2027 | 3 Robust Scenario | Cogeneration | Capacity Begin Year (MW) | 6399
2027 | 3 Robust Scenario | Coal to Gas - Steam Boiler | Capacity Begin Year (MW) | 4305
2027 | 3 Robust Scenario | Solar/Storage | Capacity Begin Year (MW) | 35
2027 | 3 Robust Scenario | Hydro | Capacity Begin Year (MW) | 894
2027 | 3 Robust Scenario | Net Imports | Capacity Begin Year (MW) | 0
2027 | 3 Robust Scenario | Other | Capacity Begin Year (MW) | 423
2027 | 3 Robust Scenario | Simple Cycle | Capacity Begin Year (MW) | 1290
2027 | 3 Robust Scenario | Solar | Capacity Begin Year (MW) | 1063.5
2027 | 3 Robust Scenario | Storage | Capacity Begin Year (MW) | 45
2027 | 3 Robust Scenario | Wind | Capacity Begin Year (MW) | 3987.3
2028 | 3 Robust Scenario | Combined Cycle | Capacity Begin Year (MW) | 2648
2028 | 3 Robust Scenario | Coal | Capacity Begin Year (MW)
2028 | 3 Robust Scenario | Cogeneration | Capacity Begin Year (MW) | 6579
2028 | 3 Robust Scenario | Coal to Gas - Steam Boiler | Capacity Begin Year (MW) | 4192
2028 | 3 Robust Scenario | Solar/Storage | Capacity Begin Year (MW) | 35
2028 | 3 Robust Scenario | Hydro | Capacity Begin Year (MW) | 894
2028 | 3 Robust Scenario | Net Imports | Capacity Begin Year (MW) | 0
2028 | 3 Robust Scenario | Other | Capacity Begin Year (MW) | 423
2028 | 3 Robust Scenario | Simple Cycle | Capacity Begin Year (MW) | 1306.7
2028 | 3 Robust Scenario | Solar | Capacity Begin Year (MW) | 1063.5
2028 | 3 Robust Scenario | Storage | Capacity Begin Year (MW) | 55
2028 | 3 Robust Scenario | Wind | Capacity Begin Year (MW) | 4367.3
2029 | 3 Robust Scenario | Combined Cycle | Capacity Begin Year (MW) | 2648
2029 | 3 Robust Scenario | Coal | Capacity Begin Year (MW)
2029 | 3 Robust Scenario | Cogeneration | Capacity Begin Year (MW) | 6804
2029 | 3 Robust Scenario | Coal to Gas - Steam Boiler | Capacity Begin Year (MW) | 4192
2029 | 3 Robust Scenario | Solar/Storage | Capacity Begin Year (MW) | 35
2029 | 3 Robust Scenario | Hydro | Capacity Begin Year (MW) | 894
2029 | 3 Robust Scenario | Net Imports | Capacity Begin Year (MW) | 0
2029 | 3 Robust Scenario | Other | Capacity Begin Year (MW) | 423
2029 | 3 Robust Scenario | Simple Cycle | Capacity Begin Year (MW) | 1323.4
2029 | 3 Robust Scenario | Solar | Capacity Begin Year (MW) | 1083.5
2029 | 3 Robust Scenario | Storage | Capacity Begin Year (MW) | 55
2029 | 3 Robust Scenario | Wind | Capacity Begin Year (MW) | 4517.3
2030 | 3 Robust Scenario | Combined Cycle | Capacity Begin Year (MW) | 2648
2030 | 3 Robust Scenario | Coal | Capacity Begin Year (MW)
2030 | 3 Robust Scenario | Cogeneration | Capacity Begin Year (MW) | 6984
2030 | 3 Robust Scenario | Coal to Gas - Steam Boiler | Capacity Begin Year (MW) | 4122
2030 | 3 Robust Scenario | Solar/Storage | Capacity Begin Year (MW) | 35
2030 | 3 Robust Scenario | Hydro | Capacity Begin Year (MW) | 894
2030 | 3 Robust Scenario | Net Imports | Capacity Begin Year (MW) | 0
2030 | 3 Robust Scenario | Other | Capacity Begin Year (MW) | 423
2030 | 3 Robust Scenario | Simple Cycle | Capacity Begin Year (MW) | 1340.1
2030 | 3 Robust Scenario | Solar | Capacity Begin Year (MW) | 1083.5
2030 | 3 Robust Scenario | Storage | Capacity Begin Year (MW) | 65
2030 | 3 Robust Scenario | Wind | Capacity Begin Year (MW) | 4517.3
2031 | 3 Robust Scenario | Combined Cycle | Capacity Begin Year (MW) | 2648
2031 | 3 Robust Scenario | Coal | Capacity Begin Year (MW)
2031 | 3 Robust Scenario | Cogeneration | Capacity Begin Year (MW) | 7209
2031 | 3 Robust Scenario | Coal to Gas - Steam Boiler | Capacity Begin Year (MW) | 4122
2031 | 3 Robust Scenario | Solar/Storage | Capacity Begin Year (MW) | 35
2031 | 3 Robust Scenario | Hydro | Capacity Begin Year (MW) | 894
2031 | 3 Robust Scenario | Net Imports | Capacity Begin Year (MW) | 0
2031 | 3 Robust Scenario | Other | Capacity Begin Year (MW) | 423
2031 | 3 Robust Scenario | Simple Cycle | Capacity Begin Year (MW) | 1350.8
2031 | 3 Robust Scenario | Solar | Capacity Begin Year (MW) | 1083.5
2031 | 3 Robust Scenario | Storage | Capacity Begin Year (MW) | 65
2031 | 3 Robust Scenario | Wind | Capacity Begin Year (MW) | 4517.3
2032 | 3 Robust Scenario | Combined Cycle | Capacity Begin Year (MW) | 2648
2032 | 3 Robust Scenario | Coal | Capacity Begin Year (MW)
2032 | 3 Robust Scenario | Cogeneration | Capacity Begin Year (MW) | 7299
2032 | 3 Robust Scenario | Coal to Gas - Steam Boiler | Capacity Begin Year (MW) | 4122
2032 | 3 Robust Scenario | Solar/Storage | Capacity Begin Year (MW) | 35
2032 | 3 Robust Scenario | Hydro | Capacity Begin Year (MW) | 894
2032 | 3 Robust Scenario | Net Imports | Capacity Begin Year (MW) | 0
2032 | 3 Robust Scenario | Other | Capacity Begin Year (MW) | 423
2032 | 3 Robust Scenario | Simple Cycle | Capacity Begin Year (MW) | 1350.8
2032 | 3 Robust Scenario | Solar | Capacity Begin Year (MW) | 1213.5
2032 | 3 Robust Scenario | Storage | Capacity Begin Year (MW) | 65
2032 | 3 Robust Scenario | Wind | Capacity Begin Year (MW) | 4527.3
2033 | 3 Robust Scenario | Combined Cycle | Capacity Begin Year (MW) | 2648
2033 | 3 Robust Scenario | Coal | Capacity Begin Year (MW)
2033 | 3 Robust Scenario | Cogeneration | Capacity Begin Year (MW) | 7344
2033 | 3 Robust Scenario | Coal to Gas - Steam Boiler | Capacity Begin Year (MW) | 3737
2033 | 3 Robust Scenario | Solar/Storage | Capacity Begin Year (MW) | 35
2033 | 3 Robust Scenario | Hydro | Capacity Begin Year (MW) | 894
2033 | 3 Robust Scenario | Net Imports | Capacity Begin Year (MW) | 0
2033 | 3 Robust Scenario | Other | Capacity Begin Year (MW) | 423
2033 | 3 Robust Scenario | Simple Cycle | Capacity Begin Year (MW) | 1397.3
2033 | 3 Robust Scenario | Solar | Capacity Begin Year (MW) | 1293.5
2033 | 3 Robust Scenario | Storage | Capacity Begin Year (MW) | 75
2033 | 3 Robust Scenario | Wind | Capacity Begin Year (MW) | 4577.3
2034 | 3 Robust Scenario | Combined Cycle | Capacity Begin Year (MW) | 2648
2034 | 3 Robust Scenario | Coal | Capacity Begin Year (MW)
2034 | 3 Robust Scenario | Cogeneration | Capacity Begin Year (MW) | 7479
2034 | 3 Robust Scenario | Coal to Gas - Steam Boiler | Capacity Begin Year (MW) | 2930
2034 | 3 Robust Scenario | Solar/Storage | Capacity Begin Year (MW) | 35
2034 | 3 Robust Scenario | Hydro | Capacity Begin Year (MW) | 894
2034 | 3 Robust Scenario | Net Imports | Capacity Begin Year (MW) | 0
2034 | 3 Robust Scenario | Other | Capacity Begin Year (MW) | 423
2034 | 3 Robust Scenario | Simple Cycle | Capacity Begin Year (MW) | 1397.3
2034 | 3 Robust Scenario | Solar | Capacity Begin Year (MW) | 1423.5
2034 | 3 Robust Scenario | Storage | Capacity Begin Year (MW) | 75
2034 | 3 Robust Scenario | Wind | Capacity Begin Year (MW) | 4577.3
2035 | 3 Robust Scenario | Combined Cycle | Capacity Begin Year (MW) | 2648
2035 | 3 Robust Scenario | Coal | Capacity Begin Year (MW)
2035 | 3 Robust Scenario | Cogeneration | Capacity Begin Year (MW) | 7524
2035 | 3 Robust Scenario | Coal to Gas - Steam Boiler | Capacity Begin Year (MW) | 2535
2035 | 3 Robust Scenario | Solar/Storage | Capacity Begin Year (MW) | 35
2035 | 3 Robust Scenario | Hydro | Capacity Begin Year (MW) | 894
2035 | 3 Robust Scenario | Net Imports | Capacity Begin Year (MW) | 0
2035 | 3 Robust Scenario | Other | Capacity Begin Year (MW) | 423
2035 | 3 Robust Scenario | Simple Cycle | Capacity Begin Year (MW) | 1397.3
2035 | 3 Robust Scenario | Solar | Capacity Begin Year (MW) | 1423.5
2035 | 3 Robust Scenario | Storage | Capacity Begin Year (MW) | 85
2035 | 3 Robust Scenario | Wind | Capacity Begin Year (MW) | 4627.3
2036 | 3 Robust Scenario | Combined Cycle | Capacity Begin Year (MW) | 2648
2036 | 3 Robust Scenario | Coal | Capacity Begin Year (MW)
2036 | 3 Robust Scenario | Cogeneration | Capacity Begin Year (MW) | 7659
2036 | 3 Robust Scenario | Coal to Gas - Steam Boiler | Capacity Begin Year (MW) | 1735
2036 | 3 Robust Scenario | Solar/Storage | Capacity Begin Year (MW) | 35
2036 | 3 Robust Scenario | Hydro | Capacity Begin Year (MW) | 894
2036 | 3 Robust Scenario | Net Imports | Capacity Begin Year (MW) | 0
2036 | 3 Robust Scenario | Other | Capacity Begin Year (MW) | 423
2036 | 3 Robust Scenario | Simple Cycle | Capacity Begin Year (MW) | 1397.3
2036 | 3 Robust Scenario | Solar | Capacity Begin Year (MW) | 1473.5
2036 | 3 Robust Scenario | Storage | Capacity Begin Year (MW) | 85
2036 | 3 Robust Scenario | Wind | Capacity Begin Year (MW) | 4637.3
2037 | 3 Robust Scenario | Combined Cycle | Capacity Begin Year (MW) | 2648
2037 | 3 Robust Scenario | Coal | Capacity Begin Year (MW)
2037 | 3 Robust Scenario | Cogeneration | Capacity Begin Year (MW) | 7659
2037 | 3 Robust Scenario | Coal to Gas - Steam Boiler | Capacity Begin Year (MW) | 935
2037 | 3 Robust Scenario | Solar/Storage | Capacity Begin Year (MW) | 35
2037 | 3 Robust Scenario | Hydro | Capacity Begin Year (MW) | 894
2037 | 3 Robust Scenario | Net Imports | Capacity Begin Year (MW) | 0
2037 | 3 Robust Scenario | Other | Capacity Begin Year (MW) | 423
2037 | 3 Robust Scenario | Simple Cycle | Capacity Begin Year (MW) | 1443.8
2037 | 3 Robust Scenario | Solar | Capacity Begin Year (MW) | 1473.5
2037 | 3 Robust Scenario | Storage | Capacity Begin Year (MW) | 100
2037 | 3 Robust Scenario | Wind | Capacity Begin Year (MW) | 4687.3
2038 | 3 Robust Scenario | Combined Cycle | Capacity Begin Year (MW) | 3606
2038 | 3 Robust Scenario | Coal | Capacity Begin Year (MW)
2038 | 3 Robust Scenario | Cogeneration | Capacity Begin Year (MW) | 7659
2038 | 3 Robust Scenario | Coal to Gas - Steam Boiler | Capacity Begin Year (MW)
2038 | 3 Robust Scenario | Solar/Storage | Capacity Begin Year (MW) | 35
2038 | 3 Robust Scenario | Hydro | Capacity Begin Year (MW) | 894
2038 | 3 Robust Scenario | Net Imports | Capacity Begin Year (MW) | 0
2038 | 3 Robust Scenario | Other | Capacity Begin Year (MW) | 423
2038 | 3 Robust Scenario | Simple Cycle | Capacity Begin Year (MW) | 1490.3
2038 | 3 Robust Scenario | Solar | Capacity Begin Year (MW) | 1523.5
2038 | 3 Robust Scenario | Storage | Capacity Begin Year (MW) | 100
2038 | 3 Robust Scenario | Wind | Capacity Begin Year (MW) | 4606.3
2039 | 3 Robust Scenario | Combined Cycle | Capacity Begin Year (MW) | 3606
2039 | 3 Robust Scenario | Coal | Capacity Begin Year (MW)
2039 | 3 Robust Scenario | Cogeneration | Capacity Begin Year (MW) | 7659
2039 | 3 Robust Scenario | Coal to Gas - Steam Boiler | Capacity Begin Year (MW)
2039 | 3 Robust Scenario | Solar/Storage | Capacity Begin Year (MW) | 35
2039 | 3 Robust Scenario | Hydro | Capacity Begin Year (MW) | 894
2039 | 3 Robust Scenario | Net Imports | Capacity Begin Year (MW) | 0
2039 | 3 Robust Scenario | Other | Capacity Begin Year (MW) | 423
2039 | 3 Robust Scenario | Simple Cycle | Capacity Begin Year (MW) | 1442.3
2039 | 3 Robust Scenario | Solar | Capacity Begin Year (MW) | 1523.5
2039 | 3 Robust Scenario | Storage | Capacity Begin Year (MW) | 120
2039 | 3 Robust Scenario | Wind | Capacity Begin Year (MW) | 4737.3
2040 | 3 Robust Scenario | Combined Cycle | Capacity Begin Year (MW) | 4012
2040 | 3 Robust Scenario | Coal | Capacity Begin Year (MW)
2040 | 3 Robust Scenario | Cogeneration | Capacity Begin Year (MW) | 7659
2040 | 3 Robust Scenario | Coal to Gas - Steam Boiler | Capacity Begin Year (MW)
2040 | 3 Robust Scenario | Solar/Storage | Capacity Begin Year (MW) | 35
2040 | 3 Robust Scenario | Hydro | Capacity Begin Year (MW) | 894
2040 | 3 Robust Scenario | Net Imports | Capacity Begin Year (MW) | 0
2040 | 3 Robust Scenario | Other | Capacity Begin Year (MW) | 423
2040 | 3 Robust Scenario | Simple Cycle | Capacity Begin Year (MW) | 1392.3
2040 | 3 Robust Scenario | Solar | Capacity Begin Year (MW) | 1573.5
2040 | 3 Robust Scenario | Storage | Capacity Begin Year (MW) | 120
2040 | 3 Robust Scenario | Wind | Capacity Begin Year (MW) | 4737.3
2041 | 3 Robust Scenario | Combined Cycle | Capacity Begin Year (MW) | 4012
2041 | 3 Robust Scenario | Coal | Capacity Begin Year (MW)
2041 | 3 Robust Scenario | Cogeneration | Capacity Begin Year (MW) | 7659
2041 | 3 Robust Scenario | Coal to Gas - Steam Boiler | Capacity Begin Year (MW)
2041 | 3 Robust Scenario | Solar/Storage | Capacity Begin Year (MW) | 35
2041 | 3 Robust Scenario | Hydro | Capacity Begin Year (MW) | 894
2041 | 3 Robust Scenario | Net Imports | Capacity Begin Year (MW) | 0
2041 | 3 Robust Scenario | Other | Capacity Begin Year (MW) | 423
2041 | 3 Robust Scenario | Simple Cycle | Capacity Begin Year (MW) | 1392.3
2041 | 3 Robust Scenario | Solar | Capacity Begin Year (MW) | 1573.5
2041 | 3 Robust Scenario | Storage | Capacity Begin Year (MW) | 115
2041 | 3 Robust Scenario | Wind | Capacity Begin Year (MW) | 4787.3
2021 | 4 Stagnant Scenario | Combined Cycle | Capacity Begin Year (MW) | 1748
2021 | 4 Stagnant Scenario | Coal | Capacity Begin Year (MW) | 3886
2021 | 4 Stagnant Scenario | Cogeneration | Capacity Begin Year (MW) | 5085
2021 | 4 Stagnant Scenario | Coal to Gas - Steam Boiler | Capacity Begin Year (MW) | 1186
2021 | 4 Stagnant Scenario | Solar/Storage | Capacity Begin Year (MW)
2021 | 4 Stagnant Scenario | Hydro | Capacity Begin Year (MW) | 894
2021 | 4 Stagnant Scenario | Net Imports | Capacity Begin Year (MW) | 0
2021 | 4 Stagnant Scenario | Other | Capacity Begin Year (MW) | 423
2021 | 4 Stagnant Scenario | Simple Cycle | Capacity Begin Year (MW) | 1126
2021 | 4 Stagnant Scenario | Solar | Capacity Begin Year (MW) | 236
2021 | 4 Stagnant Scenario | Storage | Capacity Begin Year (MW) | 30
2021 | 4 Stagnant Scenario | Wind | Capacity Begin Year (MW) | 1780.6
2022 | 4 Stagnant Scenario | Combined Cycle | Capacity Begin Year (MW) | 1748
2022 | 4 Stagnant Scenario | Coal | Capacity Begin Year (MW) | 155
2022 | 4 Stagnant Scenario | Cogeneration | Capacity Begin Year (MW) | 5188
2022 | 4 Stagnant Scenario | Coal to Gas - Steam Boiler | Capacity Begin Year (MW) | 3716
2022 | 4 Stagnant Scenario | Solar/Storage | Capacity Begin Year (MW) | 35
2022 | 4 Stagnant Scenario | Hydro | Capacity Begin Year (MW) | 894
2022 | 4 Stagnant Scenario | Net Imports | Capacity Begin Year (MW) | 0
2022 | 4 Stagnant Scenario | Other | Capacity Begin Year (MW) | 423
2022 | 4 Stagnant Scenario | Simple Cycle | Capacity Begin Year (MW) | 1206.5
2022 | 4 Stagnant Scenario | Solar | Capacity Begin Year (MW) | 819.5
2022 | 4 Stagnant Scenario | Storage | Capacity Begin Year (MW) | 30
2022 | 4 Stagnant Scenario | Wind | Capacity Begin Year (MW) | 2450.5
2023 | 4 Stagnant Scenario | Combined Cycle | Capacity Begin Year (MW) | 1748
2023 | 4 Stagnant Scenario | Coal | Capacity Begin Year (MW) | 155
2023 | 4 Stagnant Scenario | Cogeneration | Capacity Begin Year (MW) | 5188
2023 | 4 Stagnant Scenario | Coal to Gas - Steam Boiler | Capacity Begin Year (MW) | 3899
2023 | 4 Stagnant Scenario | Solar/Storage | Capacity Begin Year (MW) | 35
2023 | 4 Stagnant Scenario | Hydro | Capacity Begin Year (MW) | 894
2023 | 4 Stagnant Scenario | Net Imports | Capacity Begin Year (MW) | 0
2023 | 4 Stagnant Scenario | Other | Capacity Begin Year (MW) | 423
2023 | 4 Stagnant Scenario | Simple Cycle | Capacity Begin Year (MW) | 1223.2
2023 | 4 Stagnant Scenario | Solar | Capacity Begin Year (MW) | 953.5
2023 | 4 Stagnant Scenario | Storage | Capacity Begin Year (MW) | 35
2023 | 4 Stagnant Scenario | Wind | Capacity Begin Year (MW) | 3327.3
2024 | 4 Stagnant Scenario | Combined Cycle | Capacity Begin Year (MW) | 2648
2024 | 4 Stagnant Scenario | Coal | Capacity Begin Year (MW) | 155
2024 | 4 Stagnant Scenario | Cogeneration | Capacity Begin Year (MW) | 5188
2024 | 4 Stagnant Scenario | Coal to Gas - Steam Boiler | Capacity Begin Year (MW) | 3899
2024 | 4 Stagnant Scenario | Solar/Storage | Capacity Begin Year (MW) | 35
2024 | 4 Stagnant Scenario | Hydro | Capacity Begin Year (MW) | 894
2024 | 4 Stagnant Scenario | Net Imports | Capacity Begin Year (MW) | 0
2024 | 4 Stagnant Scenario | Other | Capacity Begin Year (MW) | 423
2024 | 4 Stagnant Scenario | Simple Cycle | Capacity Begin Year (MW) | 1239.9
2024 | 4 Stagnant Scenario | Solar | Capacity Begin Year (MW) | 1003.5
2024 | 4 Stagnant Scenario | Storage | Capacity Begin Year (MW) | 40
2024 | 4 Stagnant Scenario | Wind | Capacity Begin Year (MW) | 3327.3
2025 | 4 Stagnant Scenario | Combined Cycle | Capacity Begin Year (MW) | 2648
2025 | 4 Stagnant Scenario | Coal | Capacity Begin Year (MW) | 155
2025 | 4 Stagnant Scenario | Cogeneration | Capacity Begin Year (MW) | 5994
2025 | 4 Stagnant Scenario | Coal to Gas - Steam Boiler | Capacity Begin Year (MW) | 3716
2025 | 4 Stagnant Scenario | Solar/Storage | Capacity Begin Year (MW) | 35
2025 | 4 Stagnant Scenario | Hydro | Capacity Begin Year (MW) | 894
2025 | 4 Stagnant Scenario | Net Imports | Capacity Begin Year (MW) | 0
2025 | 4 Stagnant Scenario | Other | Capacity Begin Year (MW) | 423
2025 | 4 Stagnant Scenario | Simple Cycle | Capacity Begin Year (MW) | 1256.6
2025 | 4 Stagnant Scenario | Solar | Capacity Begin Year (MW) | 1003.5
2025 | 4 Stagnant Scenario | Storage | Capacity Begin Year (MW) | 45
2025 | 4 Stagnant Scenario | Wind | Capacity Begin Year (MW) | 3327.3
2026 | 4 Stagnant Scenario | Combined Cycle | Capacity Begin Year (MW) | 2648
2026 | 4 Stagnant Scenario | Coal | Capacity Begin Year (MW)
2026 | 4 Stagnant Scenario | Cogeneration | Capacity Begin Year (MW) | 5994
2026 | 4 Stagnant Scenario | Coal to Gas - Steam Boiler | Capacity Begin Year (MW) | 2535
2026 | 4 Stagnant Scenario | Solar/Storage | Capacity Begin Year (MW) | 35
2026 | 4 Stagnant Scenario | Hydro | Capacity Begin Year (MW) | 894
2026 | 4 Stagnant Scenario | Net Imports | Capacity Begin Year (MW) | 0
2026 | 4 Stagnant Scenario | Other | Capacity Begin Year (MW) | 423
2026 | 4 Stagnant Scenario | Simple Cycle | Capacity Begin Year (MW) | 1273.3
2026 | 4 Stagnant Scenario | Solar | Capacity Begin Year (MW) | 1003.5
2026 | 4 Stagnant Scenario | Storage | Capacity Begin Year (MW) | 45
2026 | 4 Stagnant Scenario | Wind | Capacity Begin Year (MW) | 3327.3
2027 | 4 Stagnant Scenario | Combined Cycle | Capacity Begin Year (MW) | 2648
2027 | 4 Stagnant Scenario | Coal | Capacity Begin Year (MW)
2027 | 4 Stagnant Scenario | Cogeneration | Capacity Begin Year (MW) | 5994
2027 | 4 Stagnant Scenario | Coal to Gas - Steam Boiler | Capacity Begin Year (MW) | 1735
2027 | 4 Stagnant Scenario | Solar/Storage | Capacity Begin Year (MW) | 35
2027 | 4 Stagnant Scenario | Hydro | Capacity Begin Year (MW) | 894
2027 | 4 Stagnant Scenario | Net Imports | Capacity Begin Year (MW) | 0
2027 | 4 Stagnant Scenario | Other | Capacity Begin Year (MW) | 423
2027 | 4 Stagnant Scenario | Simple Cycle | Capacity Begin Year (MW) | 1290
2027 | 4 Stagnant Scenario | Solar | Capacity Begin Year (MW) | 1003.5
2027 | 4 Stagnant Scenario | Storage | Capacity Begin Year (MW) | 45
2027 | 4 Stagnant Scenario | Wind | Capacity Begin Year (MW) | 3677.3
2028 | 4 Stagnant Scenario | Combined Cycle | Capacity Begin Year (MW) | 2648
2028 | 4 Stagnant Scenario | Coal | Capacity Begin Year (MW)
2028 | 4 Stagnant Scenario | Cogeneration | Capacity Begin Year (MW) | 5994
2028 | 4 Stagnant Scenario | Coal to Gas - Steam Boiler | Capacity Begin Year (MW) | 1735
2028 | 4 Stagnant Scenario | Solar/Storage | Capacity Begin Year (MW) | 35
2028 | 4 Stagnant Scenario | Hydro | Capacity Begin Year (MW) | 894
2028 | 4 Stagnant Scenario | Net Imports | Capacity Begin Year (MW) | 0
2028 | 4 Stagnant Scenario | Other | Capacity Begin Year (MW) | 423
2028 | 4 Stagnant Scenario | Simple Cycle | Capacity Begin Year (MW) | 1353.2
2028 | 4 Stagnant Scenario | Solar | Capacity Begin Year (MW) | 1003.5
2028 | 4 Stagnant Scenario | Storage | Capacity Begin Year (MW) | 55
2028 | 4 Stagnant Scenario | Wind | Capacity Begin Year (MW) | 3827.3
2029 | 4 Stagnant Scenario | Combined Cycle | Capacity Begin Year (MW) | 2648
2029 | 4 Stagnant Scenario | Coal | Capacity Begin Year (MW)
2029 | 4 Stagnant Scenario | Cogeneration | Capacity Begin Year (MW) | 5994
2029 | 4 Stagnant Scenario | Coal to Gas - Steam Boiler | Capacity Begin Year (MW) | 1735
2029 | 4 Stagnant Scenario | Solar/Storage | Capacity Begin Year (MW) | 35
2029 | 4 Stagnant Scenario | Hydro | Capacity Begin Year (MW) | 894
2029 | 4 Stagnant Scenario | Net Imports | Capacity Begin Year (MW) | 0
2029 | 4 Stagnant Scenario | Other | Capacity Begin Year (MW) | 423
2029 | 4 Stagnant Scenario | Simple Cycle | Capacity Begin Year (MW) | 1369.9
2029 | 4 Stagnant Scenario | Solar | Capacity Begin Year (MW) | 1003.5
2029 | 4 Stagnant Scenario | Storage | Capacity Begin Year (MW) | 55
2029 | 4 Stagnant Scenario | Wind | Capacity Begin Year (MW) | 3877.3
2030 | 4 Stagnant Scenario | Combined Cycle | Capacity Begin Year (MW) | 2648
2030 | 4 Stagnant Scenario | Coal | Capacity Begin Year (MW)
2030 | 4 Stagnant Scenario | Cogeneration | Capacity Begin Year (MW) | 5994
2030 | 4 Stagnant Scenario | Coal to Gas - Steam Boiler | Capacity Begin Year (MW) | 1735
2030 | 4 Stagnant Scenario | Solar/Storage | Capacity Begin Year (MW) | 35
2030 | 4 Stagnant Scenario | Hydro | Capacity Begin Year (MW) | 894
2030 | 4 Stagnant Scenario | Net Imports | Capacity Begin Year (MW) | 0
2030 | 4 Stagnant Scenario | Other | Capacity Begin Year (MW) | 423
2030 | 4 Stagnant Scenario | Simple Cycle | Capacity Begin Year (MW) | 1386.6
2030 | 4 Stagnant Scenario | Solar | Capacity Begin Year (MW) | 1003.5
2030 | 4 Stagnant Scenario | Storage | Capacity Begin Year (MW) | 65
2030 | 4 Stagnant Scenario | Wind | Capacity Begin Year (MW) | 3907.3
2031 | 4 Stagnant Scenario | Combined Cycle | Capacity Begin Year (MW) | 2648
2031 | 4 Stagnant Scenario | Coal | Capacity Begin Year (MW)
2031 | 4 Stagnant Scenario | Cogeneration | Capacity Begin Year (MW) | 5994
2031 | 4 Stagnant Scenario | Coal to Gas - Steam Boiler | Capacity Begin Year (MW) | 1735
2031 | 4 Stagnant Scenario | Solar/Storage | Capacity Begin Year (MW) | 35
2031 | 4 Stagnant Scenario | Hydro | Capacity Begin Year (MW) | 894
2031 | 4 Stagnant Scenario | Net Imports | Capacity Begin Year (MW) | 0
2031 | 4 Stagnant Scenario | Other | Capacity Begin Year (MW) | 423
2031 | 4 Stagnant Scenario | Simple Cycle | Capacity Begin Year (MW) | 1397.3
2031 | 4 Stagnant Scenario | Solar | Capacity Begin Year (MW) | 1003.5
2031 | 4 Stagnant Scenario | Storage | Capacity Begin Year (MW) | 65
2031 | 4 Stagnant Scenario | Wind | Capacity Begin Year (MW) | 3907.3
2032 | 4 Stagnant Scenario | Combined Cycle | Capacity Begin Year (MW) | 2648
2032 | 4 Stagnant Scenario | Coal | Capacity Begin Year (MW)
2032 | 4 Stagnant Scenario | Cogeneration | Capacity Begin Year (MW) | 5994
2032 | 4 Stagnant Scenario | Coal to Gas - Steam Boiler | Capacity Begin Year (MW) | 1735
2032 | 4 Stagnant Scenario | Solar/Storage | Capacity Begin Year (MW) | 35
2032 | 4 Stagnant Scenario | Hydro | Capacity Begin Year (MW) | 894
2032 | 4 Stagnant Scenario | Net Imports | Capacity Begin Year (MW) | 0
2032 | 4 Stagnant Scenario | Other | Capacity Begin Year (MW) | 423
2032 | 4 Stagnant Scenario | Simple Cycle | Capacity Begin Year (MW) | 1397.3
2032 | 4 Stagnant Scenario | Solar | Capacity Begin Year (MW) | 1053.5
2032 | 4 Stagnant Scenario | Storage | Capacity Begin Year (MW) | 65
2032 | 4 Stagnant Scenario | Wind | Capacity Begin Year (MW) | 3907.3
2033 | 4 Stagnant Scenario | Combined Cycle | Capacity Begin Year (MW) | 2648
2033 | 4 Stagnant Scenario | Coal | Capacity Begin Year (MW)
2033 | 4 Stagnant Scenario | Cogeneration | Capacity Begin Year (MW) | 5994
2033 | 4 Stagnant Scenario | Coal to Gas - Steam Boiler | Capacity Begin Year (MW) | 1735
2033 | 4 Stagnant Scenario | Solar/Storage | Capacity Begin Year (MW) | 35
2033 | 4 Stagnant Scenario | Hydro | Capacity Begin Year (MW) | 894
2033 | 4 Stagnant Scenario | Net Imports | Capacity Begin Year (MW) | 0
2033 | 4 Stagnant Scenario | Other | Capacity Begin Year (MW) | 423
2033 | 4 Stagnant Scenario | Simple Cycle | Capacity Begin Year (MW) | 1397.3
2033 | 4 Stagnant Scenario | Solar | Capacity Begin Year (MW) | 1053.5
2033 | 4 Stagnant Scenario | Storage | Capacity Begin Year (MW) | 75
2033 | 4 Stagnant Scenario | Wind | Capacity Begin Year (MW) | 3957.3
2034 | 4 Stagnant Scenario | Combined Cycle | Capacity Begin Year (MW) | 2648
2034 | 4 Stagnant Scenario | Coal | Capacity Begin Year (MW)
2034 | 4 Stagnant Scenario | Cogeneration | Capacity Begin Year (MW) | 5994
2034 | 4 Stagnant Scenario | Coal to Gas - Steam Boiler | Capacity Begin Year (MW) | 1735
2034 | 4 Stagnant Scenario | Solar/Storage | Capacity Begin Year (MW) | 35
2034 | 4 Stagnant Scenario | Hydro | Capacity Begin Year (MW) | 894
2034 | 4 Stagnant Scenario | Net Imports | Capacity Begin Year (MW) | 0
2034 | 4 Stagnant Scenario | Other | Capacity Begin Year (MW) | 423
2034 | 4 Stagnant Scenario | Simple Cycle | Capacity Begin Year (MW) | 1397.3
2034 | 4 Stagnant Scenario | Solar | Capacity Begin Year (MW) | 1103.5
2034 | 4 Stagnant Scenario | Storage | Capacity Begin Year (MW) | 75
2034 | 4 Stagnant Scenario | Wind | Capacity Begin Year (MW) | 3957.3
2035 | 4 Stagnant Scenario | Combined Cycle | Capacity Begin Year (MW) | 2648
2035 | 4 Stagnant Scenario | Coal | Capacity Begin Year (MW)
2035 | 4 Stagnant Scenario | Cogeneration | Capacity Begin Year (MW) | 5994
2035 | 4 Stagnant Scenario | Coal to Gas - Steam Boiler | Capacity Begin Year (MW) | 1735
2035 | 4 Stagnant Scenario | Solar/Storage | Capacity Begin Year (MW) | 35
2035 | 4 Stagnant Scenario | Hydro | Capacity Begin Year (MW) | 894
2035 | 4 Stagnant Scenario | Net Imports | Capacity Begin Year (MW) | 0
2035 | 4 Stagnant Scenario | Other | Capacity Begin Year (MW) | 423
2035 | 4 Stagnant Scenario | Simple Cycle | Capacity Begin Year (MW) | 1397.3
2035 | 4 Stagnant Scenario | Solar | Capacity Begin Year (MW) | 1103.5
2035 | 4 Stagnant Scenario | Storage | Capacity Begin Year (MW) | 85
2035 | 4 Stagnant Scenario | Wind | Capacity Begin Year (MW) | 4007.3
2036 | 4 Stagnant Scenario | Combined Cycle | Capacity Begin Year (MW) | 2648
2036 | 4 Stagnant Scenario | Coal | Capacity Begin Year (MW)
2036 | 4 Stagnant Scenario | Cogeneration | Capacity Begin Year (MW) | 5994
2036 | 4 Stagnant Scenario | Coal to Gas - Steam Boiler | Capacity Begin Year (MW) | 1735
2036 | 4 Stagnant Scenario | Solar/Storage | Capacity Begin Year (MW) | 35
2036 | 4 Stagnant Scenario | Hydro | Capacity Begin Year (MW) | 894
2036 | 4 Stagnant Scenario | Net Imports | Capacity Begin Year (MW) | 0
2036 | 4 Stagnant Scenario | Other | Capacity Begin Year (MW) | 423
2036 | 4 Stagnant Scenario | Simple Cycle | Capacity Begin Year (MW) | 1397.3
2036 | 4 Stagnant Scenario | Solar | Capacity Begin Year (MW) | 1153.5
2036 | 4 Stagnant Scenario | Storage | Capacity Begin Year (MW) | 85
2036 | 4 Stagnant Scenario | Wind | Capacity Begin Year (MW) | 4007.3
2037 | 4 Stagnant Scenario | Combined Cycle | Capacity Begin Year (MW) | 2648
2037 | 4 Stagnant Scenario | Coal | Capacity Begin Year (MW)
2037 | 4 Stagnant Scenario | Cogeneration | Capacity Begin Year (MW) | 5994
2037 | 4 Stagnant Scenario | Coal to Gas - Steam Boiler | Capacity Begin Year (MW) | 935
2037 | 4 Stagnant Scenario | Solar/Storage | Capacity Begin Year (MW) | 35
2037 | 4 Stagnant Scenario | Hydro | Capacity Begin Year (MW) | 894
2037 | 4 Stagnant Scenario | Net Imports | Capacity Begin Year (MW) | 0
2037 | 4 Stagnant Scenario | Other | Capacity Begin Year (MW) | 423
2037 | 4 Stagnant Scenario | Simple Cycle | Capacity Begin Year (MW) | 1490.3
2037 | 4 Stagnant Scenario | Solar | Capacity Begin Year (MW) | 1153.5
2037 | 4 Stagnant Scenario | Storage | Capacity Begin Year (MW) | 100
2037 | 4 Stagnant Scenario | Wind | Capacity Begin Year (MW) | 4057.3
2038 | 4 Stagnant Scenario | Combined Cycle | Capacity Begin Year (MW) | 2648
2038 | 4 Stagnant Scenario | Coal | Capacity Begin Year (MW)
2038 | 4 Stagnant Scenario | Cogeneration | Capacity Begin Year (MW) | 5994
2038 | 4 Stagnant Scenario | Coal to Gas - Steam Boiler | Capacity Begin Year (MW)
2038 | 4 Stagnant Scenario | Solar/Storage | Capacity Begin Year (MW) | 35
2038 | 4 Stagnant Scenario | Hydro | Capacity Begin Year (MW) | 894
2038 | 4 Stagnant Scenario | Net Imports | Capacity Begin Year (MW) | 0
2038 | 4 Stagnant Scenario | Other | Capacity Begin Year (MW) | 423
2038 | 4 Stagnant Scenario | Simple Cycle | Capacity Begin Year (MW) | 1536.8
2038 | 4 Stagnant Scenario | Solar | Capacity Begin Year (MW) | 1203.5
2038 | 4 Stagnant Scenario | Storage | Capacity Begin Year (MW) | 100
2038 | 4 Stagnant Scenario | Wind | Capacity Begin Year (MW) | 3976.3
2039 | 4 Stagnant Scenario | Combined Cycle | Capacity Begin Year (MW) | 3127
2039 | 4 Stagnant Scenario | Coal | Capacity Begin Year (MW)
2039 | 4 Stagnant Scenario | Cogeneration | Capacity Begin Year (MW) | 5994
2039 | 4 Stagnant Scenario | Coal to Gas - Steam Boiler | Capacity Begin Year (MW)
2039 | 4 Stagnant Scenario | Solar/Storage | Capacity Begin Year (MW) | 35
2039 | 4 Stagnant Scenario | Hydro | Capacity Begin Year (MW) | 894
2039 | 4 Stagnant Scenario | Net Imports | Capacity Begin Year (MW) | 0
2039 | 4 Stagnant Scenario | Other | Capacity Begin Year (MW) | 423
2039 | 4 Stagnant Scenario | Simple Cycle | Capacity Begin Year (MW) | 1488.8
2039 | 4 Stagnant Scenario | Solar | Capacity Begin Year (MW) | 1203.5
2039 | 4 Stagnant Scenario | Storage | Capacity Begin Year (MW) | 120
2039 | 4 Stagnant Scenario | Wind | Capacity Begin Year (MW) | 4107.3
2040 | 4 Stagnant Scenario | Combined Cycle | Capacity Begin Year (MW) | 3533
2040 | 4 Stagnant Scenario | Coal | Capacity Begin Year (MW)
2040 | 4 Stagnant Scenario | Cogeneration | Capacity Begin Year (MW) | 5994
2040 | 4 Stagnant Scenario | Coal to Gas - Steam Boiler | Capacity Begin Year (MW)
2040 | 4 Stagnant Scenario | Solar/Storage | Capacity Begin Year (MW) | 35
2040 | 4 Stagnant Scenario | Hydro | Capacity Begin Year (MW) | 894
2040 | 4 Stagnant Scenario | Net Imports | Capacity Begin Year (MW) | 0
2040 | 4 Stagnant Scenario | Other | Capacity Begin Year (MW) | 423
2040 | 4 Stagnant Scenario | Simple Cycle | Capacity Begin Year (MW) | 1531.8
2040 | 4 Stagnant Scenario | Solar | Capacity Begin Year (MW) | 1253.5
2040 | 4 Stagnant Scenario | Storage | Capacity Begin Year (MW) | 120
2040 | 4 Stagnant Scenario | Wind | Capacity Begin Year (MW) | 4107.3
2041 | 4 Stagnant Scenario | Combined Cycle | Capacity Begin Year (MW) | 3533
2041 | 4 Stagnant Scenario | Coal | Capacity Begin Year (MW)
2041 | 4 Stagnant Scenario | Cogeneration | Capacity Begin Year (MW) | 5994
2041 | 4 Stagnant Scenario | Coal to Gas - Steam Boiler | Capacity Begin Year (MW)
2041 | 4 Stagnant Scenario | Solar/Storage | Capacity Begin Year (MW) | 35
2041 | 4 Stagnant Scenario | Hydro | Capacity Begin Year (MW) | 894
2041 | 4 Stagnant Scenario | Net Imports | Capacity Begin Year (MW) | 0
2041 | 4 Stagnant Scenario | Other | Capacity Begin Year (MW) | 423
2041 | 4 Stagnant Scenario | Simple Cycle | Capacity Begin Year (MW) | 1671.3
2041 | 4 Stagnant Scenario | Solar | Capacity Begin Year (MW) | 1253.5
2041 | 4 Stagnant Scenario | Storage | Capacity Begin Year (MW) | 115
2041 | 4 Stagnant Scenario | Wind | Capacity Begin Year (MW) | 4157.3
2021 | 1 Reference Case | Combined Cycle | Capacity End Year (MW) | 1748
2021 | 1 Reference Case | Coal | Capacity End Year (MW) | 956
2021 | 1 Reference Case | Cogeneration | Capacity End Year (MW) | 5188
2021 | 1 Reference Case | Coal to Gas - Steam Boiler | Capacity End Year (MW) | 3716
2021 | 1 Reference Case | Solar/Storage | Capacity End Year (MW) | 35
2021 | 1 Reference Case | Hydro | Capacity End Year (MW) | 894
2021 | 1 Reference Case | Net Imports | Capacity End Year (MW) | 0
2021 | 1 Reference Case | Other | Capacity End Year (MW) | 423
2021 | 1 Reference Case | Simple Cycle | Capacity End Year (MW) | 1206.5
2021 | 1 Reference Case | Solar | Capacity End Year (MW) | 796.5
2021 | 1 Reference Case | Storage | Capacity End Year (MW) | 30
2021 | 1 Reference Case | Wind | Capacity End Year (MW) | 2353.5
2022 | 1 Reference Case | Combined Cycle | Capacity End Year (MW) | 1748
2022 | 1 Reference Case | Coal | Capacity End Year (MW) | 155
2022 | 1 Reference Case | Cogeneration | Capacity End Year (MW) | 5188
2022 | 1 Reference Case | Coal to Gas - Steam Boiler | Capacity End Year (MW) | 4305
2022 | 1 Reference Case | Solar/Storage | Capacity End Year (MW) | 35
2022 | 1 Reference Case | Hydro | Capacity End Year (MW) | 894
2022 | 1 Reference Case | Net Imports | Capacity End Year (MW) | 0
2022 | 1 Reference Case | Other | Capacity End Year (MW) | 423
2022 | 1 Reference Case | Simple Cycle | Capacity End Year (MW) | 1223.2
2022 | 1 Reference Case | Solar | Capacity End Year (MW) | 953.5
2022 | 1 Reference Case | Storage | Capacity End Year (MW) | 35
2022 | 1 Reference Case | Wind | Capacity End Year (MW) | 3327.3
2023 | 1 Reference Case | Combined Cycle | Capacity End Year (MW) | 2648
2023 | 1 Reference Case | Coal | Capacity End Year (MW) | 155
2023 | 1 Reference Case | Cogeneration | Capacity End Year (MW) | 5188
2023 | 1 Reference Case | Coal to Gas - Steam Boiler | Capacity End Year (MW) | 4305
2023 | 1 Reference Case | Solar/Storage | Capacity End Year (MW) | 35
2023 | 1 Reference Case | Hydro | Capacity End Year (MW) | 894
2023 | 1 Reference Case | Net Imports | Capacity End Year (MW) | 0
2023 | 1 Reference Case | Other | Capacity End Year (MW) | 423
2023 | 1 Reference Case | Simple Cycle | Capacity End Year (MW) | 1239.9
2023 | 1 Reference Case | Solar | Capacity End Year (MW) | 953.5
2023 | 1 Reference Case | Storage | Capacity End Year (MW) | 40
2023 | 1 Reference Case | Wind | Capacity End Year (MW) | 3327.3
2024 | 1 Reference Case | Combined Cycle | Capacity End Year (MW) | 2648
2024 | 1 Reference Case | Coal | Capacity End Year (MW) | 155
2024 | 1 Reference Case | Cogeneration | Capacity End Year (MW) | 6039
2024 | 1 Reference Case | Coal to Gas - Steam Boiler | Capacity End Year (MW) | 4305
2024 | 1 Reference Case | Solar/Storage | Capacity End Year (MW) | 35
2024 | 1 Reference Case | Hydro | Capacity End Year (MW) | 894
2024 | 1 Reference Case | Net Imports | Capacity End Year (MW) | 0
2024 | 1 Reference Case | Other | Capacity End Year (MW) | 423
2024 | 1 Reference Case | Simple Cycle | Capacity End Year (MW) | 1256.6
2024 | 1 Reference Case | Solar | Capacity End Year (MW) | 1003.5
2024 | 1 Reference Case | Storage | Capacity End Year (MW) | 45
2024 | 1 Reference Case | Wind | Capacity End Year (MW) | 3327.3
2025 | 1 Reference Case | Combined Cycle | Capacity End Year (MW) | 2648
2025 | 1 Reference Case | Coal | Capacity End Year (MW) | 155
2025 | 1 Reference Case | Cogeneration | Capacity End Year (MW) | 6129
2025 | 1 Reference Case | Coal to Gas - Steam Boiler | Capacity End Year (MW) | 4305
2025 | 1 Reference Case | Solar/Storage | Capacity End Year (MW) | 35
2025 | 1 Reference Case | Hydro | Capacity End Year (MW) | 894
2025 | 1 Reference Case | Net Imports | Capacity End Year (MW) | 0
2025 | 1 Reference Case | Other | Capacity End Year (MW) | 423
2025 | 1 Reference Case | Simple Cycle | Capacity End Year (MW) | 1273.3
2025 | 1 Reference Case | Solar | Capacity End Year (MW) | 1003.5
2025 | 1 Reference Case | Storage | Capacity End Year (MW) | 45
2025 | 1 Reference Case | Wind | Capacity End Year (MW) | 3327.3
2026 | 1 Reference Case | Combined Cycle | Capacity End Year (MW) | 2648
2026 | 1 Reference Case | Coal | Capacity End Year (MW)
2026 | 1 Reference Case | Cogeneration | Capacity End Year (MW) | 6174
2026 | 1 Reference Case | Coal to Gas - Steam Boiler | Capacity End Year (MW) | 4305
2026 | 1 Reference Case | Solar/Storage | Capacity End Year (MW) | 35
2026 | 1 Reference Case | Hydro | Capacity End Year (MW) | 894
2026 | 1 Reference Case | Net Imports | Capacity End Year (MW) | 0
2026 | 1 Reference Case | Other | Capacity End Year (MW) | 423
2026 | 1 Reference Case | Simple Cycle | Capacity End Year (MW) | 1290
2026 | 1 Reference Case | Solar | Capacity End Year (MW) | 1003.5
2026 | 1 Reference Case | Storage | Capacity End Year (MW) | 45
2026 | 1 Reference Case | Wind | Capacity End Year (MW) | 4007.3
2027 | 1 Reference Case | Combined Cycle | Capacity End Year (MW) | 2648
2027 | 1 Reference Case | Coal | Capacity End Year (MW)
2027 | 1 Reference Case | Cogeneration | Capacity End Year (MW) | 6264
2027 | 1 Reference Case | Coal to Gas - Steam Boiler | Capacity End Year (MW) | 4305
2027 | 1 Reference Case | Solar/Storage | Capacity End Year (MW) | 35
2027 | 1 Reference Case | Hydro | Capacity End Year (MW) | 894
2027 | 1 Reference Case | Net Imports | Capacity End Year (MW) | 0
2027 | 1 Reference Case | Other | Capacity End Year (MW) | 423
2027 | 1 Reference Case | Simple Cycle | Capacity End Year (MW) | 1306.7
2027 | 1 Reference Case | Solar | Capacity End Year (MW) | 1003.5
2027 | 1 Reference Case | Storage | Capacity End Year (MW) | 55
2027 | 1 Reference Case | Wind | Capacity End Year (MW) | 4457.3
2028 | 1 Reference Case | Combined Cycle | Capacity End Year (MW) | 2648
2028 | 1 Reference Case | Coal | Capacity End Year (MW)
2028 | 1 Reference Case | Cogeneration | Capacity End Year (MW) | 6309
2028 | 1 Reference Case | Coal to Gas - Steam Boiler | Capacity End Year (MW) | 4192
2028 | 1 Reference Case | Solar/Storage | Capacity End Year (MW) | 35
2028 | 1 Reference Case | Hydro | Capacity End Year (MW) | 894
2028 | 1 Reference Case | Net Imports | Capacity End Year (MW) | 0
2028 | 1 Reference Case | Other | Capacity End Year (MW) | 423
2028 | 1 Reference Case | Simple Cycle | Capacity End Year (MW) | 1323.4
2028 | 1 Reference Case | Solar | Capacity End Year (MW) | 1003.5
2028 | 1 Reference Case | Storage | Capacity End Year (MW) | 55
2028 | 1 Reference Case | Wind | Capacity End Year (MW) | 4607.3
2029 | 1 Reference Case | Combined Cycle | Capacity End Year (MW) | 2648
2029 | 1 Reference Case | Coal | Capacity End Year (MW)
2029 | 1 Reference Case | Cogeneration | Capacity End Year (MW) | 6399
2029 | 1 Reference Case | Coal to Gas - Steam Boiler | Capacity End Year (MW) | 4192
2029 | 1 Reference Case | Solar/Storage | Capacity End Year (MW) | 35
2029 | 1 Reference Case | Hydro | Capacity End Year (MW) | 894
2029 | 1 Reference Case | Net Imports | Capacity End Year (MW) | 0
2029 | 1 Reference Case | Other | Capacity End Year (MW) | 423
2029 | 1 Reference Case | Simple Cycle | Capacity End Year (MW) | 1340.1
2029 | 1 Reference Case | Solar | Capacity End Year (MW) | 1003.5
2029 | 1 Reference Case | Storage | Capacity End Year (MW) | 65
2029 | 1 Reference Case | Wind | Capacity End Year (MW) | 4607.3
2030 | 1 Reference Case | Combined Cycle | Capacity End Year (MW) | 2648
2030 | 1 Reference Case | Coal | Capacity End Year (MW)
2030 | 1 Reference Case | Cogeneration | Capacity End Year (MW) | 6489
2030 | 1 Reference Case | Coal to Gas - Steam Boiler | Capacity End Year (MW) | 4122
2030 | 1 Reference Case | Solar/Storage | Capacity End Year (MW) | 35
2030 | 1 Reference Case | Hydro | Capacity End Year (MW) | 894
2030 | 1 Reference Case | Net Imports | Capacity End Year (MW) | 0
2030 | 1 Reference Case | Other | Capacity End Year (MW) | 423
2030 | 1 Reference Case | Simple Cycle | Capacity End Year (MW) | 1356.8
2030 | 1 Reference Case | Solar | Capacity End Year (MW) | 1003.5
2030 | 1 Reference Case | Storage | Capacity End Year (MW) | 65
2030 | 1 Reference Case | Wind | Capacity End Year (MW) | 4607.3
2031 | 1 Reference Case | Combined Cycle | Capacity End Year (MW) | 2648
2031 | 1 Reference Case | Coal | Capacity End Year (MW)
2031 | 1 Reference Case | Cogeneration | Capacity End Year (MW) | 6579
2031 | 1 Reference Case | Coal to Gas - Steam Boiler | Capacity End Year (MW) | 4122
2031 | 1 Reference Case | Solar/Storage | Capacity End Year (MW) | 35
2031 | 1 Reference Case | Hydro | Capacity End Year (MW) | 894
2031 | 1 Reference Case | Net Imports | Capacity End Year (MW) | 0
2031 | 1 Reference Case | Other | Capacity End Year (MW) | 423
2031 | 1 Reference Case | Simple Cycle | Capacity End Year (MW) | 1350.8
2031 | 1 Reference Case | Solar | Capacity End Year (MW) | 1053.5
2031 | 1 Reference Case | Storage | Capacity End Year (MW) | 65
2031 | 1 Reference Case | Wind | Capacity End Year (MW) | 4617.3
2032 | 1 Reference Case | Combined Cycle | Capacity End Year (MW) | 2648
2032 | 1 Reference Case | Coal | Capacity End Year (MW)
2032 | 1 Reference Case | Cogeneration | Capacity End Year (MW) | 6624
2032 | 1 Reference Case | Coal to Gas - Steam Boiler | Capacity End Year (MW) | 4122
2032 | 1 Reference Case | Solar/Storage | Capacity End Year (MW) | 35
2032 | 1 Reference Case | Hydro | Capacity End Year (MW) | 894
2032 | 1 Reference Case | Net Imports | Capacity End Year (MW) | 0
2032 | 1 Reference Case | Other | Capacity End Year (MW) | 423
2032 | 1 Reference Case | Simple Cycle | Capacity End Year (MW) | 1350.8
2032 | 1 Reference Case | Solar | Capacity End Year (MW) | 1053.5
2032 | 1 Reference Case | Storage | Capacity End Year (MW) | 75
2032 | 1 Reference Case | Wind | Capacity End Year (MW) | 4667.3
2033 | 1 Reference Case | Combined Cycle | Capacity End Year (MW) | 2648
2033 | 1 Reference Case | Coal | Capacity End Year (MW)
2033 | 1 Reference Case | Cogeneration | Capacity End Year (MW) | 6624
2033 | 1 Reference Case | Coal to Gas - Steam Boiler | Capacity End Year (MW) | 3737
2033 | 1 Reference Case | Solar/Storage | Capacity End Year (MW) | 35
2033 | 1 Reference Case | Hydro | Capacity End Year (MW) | 894
2033 | 1 Reference Case | Net Imports | Capacity End Year (MW) | 0
2033 | 1 Reference Case | Other | Capacity End Year (MW) | 423
2033 | 1 Reference Case | Simple Cycle | Capacity End Year (MW) | 1397.3
2033 | 1 Reference Case | Solar | Capacity End Year (MW) | 1103.5
2033 | 1 Reference Case | Storage | Capacity End Year (MW) | 75
2033 | 1 Reference Case | Wind | Capacity End Year (MW) | 4667.3
2034 | 1 Reference Case | Combined Cycle | Capacity End Year (MW) | 2648
2034 | 1 Reference Case | Coal | Capacity End Year (MW)
2034 | 1 Reference Case | Cogeneration | Capacity End Year (MW) | 6669
2034 | 1 Reference Case | Coal to Gas - Steam Boiler | Capacity End Year (MW) | 2930
2034 | 1 Reference Case | Solar/Storage | Capacity End Year (MW) | 35
2034 | 1 Reference Case | Hydro | Capacity End Year (MW) | 894
2034 | 1 Reference Case | Net Imports | Capacity End Year (MW) | 0
2034 | 1 Reference Case | Other | Capacity End Year (MW) | 423
2034 | 1 Reference Case | Simple Cycle | Capacity End Year (MW) | 1397.3
2034 | 1 Reference Case | Solar | Capacity End Year (MW) | 1103.5
2034 | 1 Reference Case | Storage | Capacity End Year (MW) | 85
2034 | 1 Reference Case | Wind | Capacity End Year (MW) | 4717.3
2035 | 1 Reference Case | Combined Cycle | Capacity End Year (MW) | 2648
2035 | 1 Reference Case | Coal | Capacity End Year (MW)
2035 | 1 Reference Case | Cogeneration | Capacity End Year (MW) | 6669
2035 | 1 Reference Case | Coal to Gas - Steam Boiler | Capacity End Year (MW) | 2535
2035 | 1 Reference Case | Solar/Storage | Capacity End Year (MW) | 35
2035 | 1 Reference Case | Hydro | Capacity End Year (MW) | 894
2035 | 1 Reference Case | Net Imports | Capacity End Year (MW) | 0
2035 | 1 Reference Case | Other | Capacity End Year (MW) | 423
2035 | 1 Reference Case | Simple Cycle | Capacity End Year (MW) | 1397.3
2035 | 1 Reference Case | Solar | Capacity End Year (MW) | 1153.5
2035 | 1 Reference Case | Storage | Capacity End Year (MW) | 85
2035 | 1 Reference Case | Wind | Capacity End Year (MW) | 4747.3
2036 | 1 Reference Case | Combined Cycle | Capacity End Year (MW) | 2648
2036 | 1 Reference Case | Coal | Capacity End Year (MW)
2036 | 1 Reference Case | Cogeneration | Capacity End Year (MW) | 6669
2036 | 1 Reference Case | Coal to Gas - Steam Boiler | Capacity End Year (MW) | 1735
2036 | 1 Reference Case | Solar/Storage | Capacity End Year (MW) | 35
2036 | 1 Reference Case | Hydro | Capacity End Year (MW) | 894
2036 | 1 Reference Case | Net Imports | Capacity End Year (MW) | 0
2036 | 1 Reference Case | Other | Capacity End Year (MW) | 423
2036 | 1 Reference Case | Simple Cycle | Capacity End Year (MW) | 1490.3
2036 | 1 Reference Case | Solar | Capacity End Year (MW) | 1153.5
2036 | 1 Reference Case | Storage | Capacity End Year (MW) | 100
2036 | 1 Reference Case | Wind | Capacity End Year (MW) | 4807.3
2037 | 1 Reference Case | Combined Cycle | Capacity End Year (MW) | 3127
2037 | 1 Reference Case | Coal | Capacity End Year (MW)
2037 | 1 Reference Case | Cogeneration | Capacity End Year (MW) | 6669
2037 | 1 Reference Case | Coal to Gas - Steam Boiler | Capacity End Year (MW) | 935
2037 | 1 Reference Case | Solar/Storage | Capacity End Year (MW) | 35
2037 | 1 Reference Case | Hydro | Capacity End Year (MW) | 894
2037 | 1 Reference Case | Net Imports | Capacity End Year (MW) | 0
2037 | 1 Reference Case | Other | Capacity End Year (MW) | 423
2037 | 1 Reference Case | Simple Cycle | Capacity End Year (MW) | 1583.3
2037 | 1 Reference Case | Solar | Capacity End Year (MW) | 1203.5
2037 | 1 Reference Case | Storage | Capacity End Year (MW) | 100
2037 | 1 Reference Case | Wind | Capacity End Year (MW) | 4726.3
2038 | 1 Reference Case | Combined Cycle | Capacity End Year (MW) | 3127
2038 | 1 Reference Case | Coal | Capacity End Year (MW)
2038 | 1 Reference Case | Cogeneration | Capacity End Year (MW) | 6669
2038 | 1 Reference Case | Coal to Gas - Steam Boiler | Capacity End Year (MW)
2038 | 1 Reference Case | Solar/Storage | Capacity End Year (MW) | 35
2038 | 1 Reference Case | Hydro | Capacity End Year (MW) | 894
2038 | 1 Reference Case | Net Imports | Capacity End Year (MW) | 0
2038 | 1 Reference Case | Other | Capacity End Year (MW) | 423
2038 | 1 Reference Case | Simple Cycle | Capacity End Year (MW) | 1535.3
2038 | 1 Reference Case | Solar | Capacity End Year (MW) | 1203.5
2038 | 1 Reference Case | Storage | Capacity End Year (MW) | 120
2038 | 1 Reference Case | Wind | Capacity End Year (MW) | 4857.3
2039 | 1 Reference Case | Combined Cycle | Capacity End Year (MW) | 4012
2039 | 1 Reference Case | Coal | Capacity End Year (MW)
2039 | 1 Reference Case | Cogeneration | Capacity End Year (MW) | 6669
2039 | 1 Reference Case | Coal to Gas - Steam Boiler | Capacity End Year (MW)
2039 | 1 Reference Case | Solar/Storage | Capacity End Year (MW) | 35
2039 | 1 Reference Case | Hydro | Capacity End Year (MW) | 894
2039 | 1 Reference Case | Net Imports | Capacity End Year (MW) | 0
2039 | 1 Reference Case | Other | Capacity End Year (MW) | 423
2039 | 1 Reference Case | Simple Cycle | Capacity End Year (MW) | 1531.8
2039 | 1 Reference Case | Solar | Capacity End Year (MW) | 1253.5
2039 | 1 Reference Case | Storage | Capacity End Year (MW) | 120
2039 | 1 Reference Case | Wind | Capacity End Year (MW) | 4857.3
2040 | 1 Reference Case | Combined Cycle | Capacity End Year (MW) | 4012
2040 | 1 Reference Case | Coal | Capacity End Year (MW)
2040 | 1 Reference Case | Cogeneration | Capacity End Year (MW) | 6669
2040 | 1 Reference Case | Coal to Gas - Steam Boiler | Capacity End Year (MW)
2040 | 1 Reference Case | Solar/Storage | Capacity End Year (MW) | 35
2040 | 1 Reference Case | Hydro | Capacity End Year (MW) | 894
2040 | 1 Reference Case | Net Imports | Capacity End Year (MW) | 0
2040 | 1 Reference Case | Other | Capacity End Year (MW) | 423
2040 | 1 Reference Case | Simple Cycle | Capacity End Year (MW) | 1531.8
2040 | 1 Reference Case | Solar | Capacity End Year (MW) | 1253.5
2040 | 1 Reference Case | Storage | Capacity End Year (MW) | 115
2040 | 1 Reference Case | Wind | Capacity End Year (MW) | 4907.3
2041 | 1 Reference Case | Combined Cycle | Capacity End Year (MW) | 3772
2041 | 1 Reference Case | Coal | Capacity End Year (MW)
2041 | 1 Reference Case | Cogeneration | Capacity End Year (MW) | 6669
2041 | 1 Reference Case | Coal to Gas - Steam Boiler | Capacity End Year (MW)
2041 | 1 Reference Case | Solar/Storage | Capacity End Year (MW) | 35
2041 | 1 Reference Case | Hydro | Capacity End Year (MW) | 894
2041 | 1 Reference Case | Net Imports | Capacity End Year (MW) | 0
2041 | 1 Reference Case | Other | Capacity End Year (MW) | 423
2041 | 1 Reference Case | Simple Cycle | Capacity End Year (MW) | 1460.8
2041 | 1 Reference Case | Solar | Capacity End Year (MW) | 1253.5
2041 | 1 Reference Case | Storage | Capacity End Year (MW) | 115
2041 | 1 Reference Case | Wind | Capacity End Year (MW) | 4907.3
2021 | 2 Clean-Tech Scenario | Combined Cycle | Capacity End Year (MW) | 1748
2021 | 2 Clean-Tech Scenario | Coal | Capacity End Year (MW) | 2162
2021 | 2 Clean-Tech Scenario | Cogeneration | Capacity End Year (MW) | 5188
2021 | 2 Clean-Tech Scenario | Coal to Gas - Steam Boiler | Capacity End Year (MW) | 2916
2021 | 2 Clean-Tech Scenario | Solar/Storage | Capacity End Year (MW) | 35
2021 | 2 Clean-Tech Scenario | Hydro | Capacity End Year (MW) | 894
2021 | 2 Clean-Tech Scenario | Net Imports | Capacity End Year (MW) | 0
2021 | 2 Clean-Tech Scenario | Other | Capacity End Year (MW) | 423
2021 | 2 Clean-Tech Scenario | Simple Cycle | Capacity End Year (MW) | 1213.4
2021 | 2 Clean-Tech Scenario | Solar | Capacity End Year (MW) | 819.5
2021 | 2 Clean-Tech Scenario | Storage | Capacity End Year (MW) | 80
2021 | 2 Clean-Tech Scenario | Wind | Capacity End Year (MW) | 2353.5
2022 | 2 Clean-Tech Scenario | Combined Cycle | Capacity End Year (MW) | 1748
2022 | 2 Clean-Tech Scenario | Coal | Capacity End Year (MW) | 961
2022 | 2 Clean-Tech Scenario | Cogeneration | Capacity End Year (MW) | 5188
2022 | 2 Clean-Tech Scenario | Coal to Gas - Steam Boiler | Capacity End Year (MW) | 3099
2022 | 2 Clean-Tech Scenario | Solar/Storage | Capacity End Year (MW) | 45
2022 | 2 Clean-Tech Scenario | Hydro | Capacity End Year (MW) | 894
2022 | 2 Clean-Tech Scenario | Net Imports | Capacity End Year (MW) | 0
2022 | 2 Clean-Tech Scenario | Other | Capacity End Year (MW) | 423
2022 | 2 Clean-Tech Scenario | Simple Cycle | Capacity End Year (MW) | 1237
2022 | 2 Clean-Tech Scenario | Solar | Capacity End Year (MW) | 953.5
2022 | 2 Clean-Tech Scenario | Storage | Capacity End Year (MW) | 135
2022 | 2 Clean-Tech Scenario | Wind | Capacity End Year (MW) | 3407.3
2023 | 2 Clean-Tech Scenario | Combined Cycle | Capacity End Year (MW) | 3364
2023 | 2 Clean-Tech Scenario | Coal | Capacity End Year (MW) | 561
2023 | 2 Clean-Tech Scenario | Cogeneration | Capacity End Year (MW) | 5188
2023 | 2 Clean-Tech Scenario | Coal to Gas - Steam Boiler | Capacity End Year (MW) | 3099
2023 | 2 Clean-Tech Scenario | Solar/Storage | Capacity End Year (MW) | 130
2023 | 2 Clean-Tech Scenario | Hydro | Capacity End Year (MW) | 894
2023 | 2 Clean-Tech Scenario | Net Imports | Capacity End Year (MW) | 0
2023 | 2 Clean-Tech Scenario | Other | Capacity End Year (MW) | 423
2023 | 2 Clean-Tech Scenario | Simple Cycle | Capacity End Year (MW) | 1260.6
2023 | 2 Clean-Tech Scenario | Solar | Capacity End Year (MW) | 1103.5
2023 | 2 Clean-Tech Scenario | Storage | Capacity End Year (MW) | 210
2023 | 2 Clean-Tech Scenario | Wind | Capacity End Year (MW) | 3507.3
2024 | 2 Clean-Tech Scenario | Combined Cycle | Capacity End Year (MW) | 4822
2024 | 2 Clean-Tech Scenario | Coal | Capacity End Year (MW)
2024 | 2 Clean-Tech Scenario | Cogeneration | Capacity End Year (MW) | 6039
2024 | 2 Clean-Tech Scenario | Coal to Gas - Steam Boiler | Capacity End Year (MW) | 3099
2024 | 2 Clean-Tech Scenario | Solar/Storage | Capacity End Year (MW) | 195
2024 | 2 Clean-Tech Scenario | Hydro | Capacity End Year (MW) | 894
2024 | 2 Clean-Tech Scenario | Net Imports | Capacity End Year (MW) | 0
2024 | 2 Clean-Tech Scenario | Other | Capacity End Year (MW) | 423
2024 | 2 Clean-Tech Scenario | Simple Cycle | Capacity End Year (MW) | 1284.2
2024 | 2 Clean-Tech Scenario | Solar | Capacity End Year (MW) | 1103.5
2024 | 2 Clean-Tech Scenario | Storage | Capacity End Year (MW) | 460
2024 | 2 Clean-Tech Scenario | Wind | Capacity End Year (MW) | 3707.3
2025 | 2 Clean-Tech Scenario | Combined Cycle | Capacity End Year (MW) | 4822
2025 | 2 Clean-Tech Scenario | Coal | Capacity End Year (MW)
2025 | 2 Clean-Tech Scenario | Cogeneration | Capacity End Year (MW) | 6129
2025 | 2 Clean-Tech Scenario | Coal to Gas - Steam Boiler | Capacity End Year (MW) | 2916
2025 | 2 Clean-Tech Scenario | Solar/Storage | Capacity End Year (MW) | 195
2025 | 2 Clean-Tech Scenario | Hydro | Capacity End Year (MW) | 894
2025 | 2 Clean-Tech Scenario | Net Imports | Capacity End Year (MW) | 0
2025 | 2 Clean-Tech Scenario | Other | Capacity End Year (MW) | 423
2025 | 2 Clean-Tech Scenario | Simple Cycle | Capacity End Year (MW) | 1307.8
2025 | 2 Clean-Tech Scenario | Solar | Capacity End Year (MW) | 1103.5
2025 | 2 Clean-Tech Scenario | Storage | Capacity End Year (MW) | 785
2025 | 2 Clean-Tech Scenario | Wind | Capacity End Year (MW) | 3907.3
2026 | 2 Clean-Tech Scenario | Combined Cycle | Capacity End Year (MW) | 4822
2026 | 2 Clean-Tech Scenario | Coal | Capacity End Year (MW)
2026 | 2 Clean-Tech Scenario | Cogeneration | Capacity End Year (MW) | 6174
2026 | 2 Clean-Tech Scenario | Coal to Gas - Steam Boiler | Capacity End Year (MW) | 1735
2026 | 2 Clean-Tech Scenario | Solar/Storage | Capacity End Year (MW) | 195
2026 | 2 Clean-Tech Scenario | Hydro | Capacity End Year (MW) | 894
2026 | 2 Clean-Tech Scenario | Net Imports | Capacity End Year (MW) | 0
2026 | 2 Clean-Tech Scenario | Other | Capacity End Year (MW) | 423
2026 | 2 Clean-Tech Scenario | Simple Cycle | Capacity End Year (MW) | 1331.4
2026 | 2 Clean-Tech Scenario | Solar | Capacity End Year (MW) | 1203.5
2026 | 2 Clean-Tech Scenario | Storage | Capacity End Year (MW) | 785
2026 | 2 Clean-Tech Scenario | Wind | Capacity End Year (MW) | 4167.3
2027 | 2 Clean-Tech Scenario | Combined Cycle | Capacity End Year (MW) | 4822
2027 | 2 Clean-Tech Scenario | Coal | Capacity End Year (MW)
2027 | 2 Clean-Tech Scenario | Cogeneration | Capacity End Year (MW) | 6264
2027 | 2 Clean-Tech Scenario | Coal to Gas - Steam Boiler | Capacity End Year (MW) | 935
2027 | 2 Clean-Tech Scenario | Solar/Storage | Capacity End Year (MW) | 195
2027 | 2 Clean-Tech Scenario | Hydro | Capacity End Year (MW) | 894
2027 | 2 Clean-Tech Scenario | Net Imports | Capacity End Year (MW) | 0
2027 | 2 Clean-Tech Scenario | Other | Capacity End Year (MW) | 423
2027 | 2 Clean-Tech Scenario | Simple Cycle | Capacity End Year (MW) | 1355
2027 | 2 Clean-Tech Scenario | Solar | Capacity End Year (MW) | 1353.5
2027 | 2 Clean-Tech Scenario | Storage | Capacity End Year (MW) | 835
2027 | 2 Clean-Tech Scenario | Wind | Capacity End Year (MW) | 4207.3
2028 | 2 Clean-Tech Scenario | Combined Cycle | Capacity End Year (MW) | 4822
2028 | 2 Clean-Tech Scenario | Coal | Capacity End Year (MW)
2028 | 2 Clean-Tech Scenario | Cogeneration | Capacity End Year (MW) | 6309
2028 | 2 Clean-Tech Scenario | Coal to Gas - Steam Boiler | Capacity End Year (MW) | 935
2028 | 2 Clean-Tech Scenario | Solar/Storage | Capacity End Year (MW) | 195
2028 | 2 Clean-Tech Scenario | Hydro | Capacity End Year (MW) | 894
2028 | 2 Clean-Tech Scenario | Net Imports | Capacity End Year (MW) | 0
2028 | 2 Clean-Tech Scenario | Other | Capacity End Year (MW) | 423
2028 | 2 Clean-Tech Scenario | Simple Cycle | Capacity End Year (MW) | 1378.6
2028 | 2 Clean-Tech Scenario | Solar | Capacity End Year (MW) | 1523.5
2028 | 2 Clean-Tech Scenario | Storage | Capacity End Year (MW) | 835
2028 | 2 Clean-Tech Scenario | Wind | Capacity End Year (MW) | 4467.3
2029 | 2 Clean-Tech Scenario | Combined Cycle | Capacity End Year (MW) | 4822
2029 | 2 Clean-Tech Scenario | Coal | Capacity End Year (MW)
2029 | 2 Clean-Tech Scenario | Cogeneration | Capacity End Year (MW) | 6399
2029 | 2 Clean-Tech Scenario | Coal to Gas - Steam Boiler | Capacity End Year (MW) | 935
2029 | 2 Clean-Tech Scenario | Solar/Storage | Capacity End Year (MW) | 195
2029 | 2 Clean-Tech Scenario | Hydro | Capacity End Year (MW) | 894
2029 | 2 Clean-Tech Scenario | Net Imports | Capacity End Year (MW) | 0
2029 | 2 Clean-Tech Scenario | Other | Capacity End Year (MW) | 423
2029 | 2 Clean-Tech Scenario | Simple Cycle | Capacity End Year (MW) | 1402.2
2029 | 2 Clean-Tech Scenario | Solar | Capacity End Year (MW) | 1703.5
2029 | 2 Clean-Tech Scenario | Storage | Capacity End Year (MW) | 885
2029 | 2 Clean-Tech Scenario | Wind | Capacity End Year (MW) | 4497.3
2030 | 2 Clean-Tech Scenario | Combined Cycle | Capacity End Year (MW) | 4822
2030 | 2 Clean-Tech Scenario | Coal | Capacity End Year (MW)
2030 | 2 Clean-Tech Scenario | Cogeneration | Capacity End Year (MW) | 6489
2030 | 2 Clean-Tech Scenario | Coal to Gas - Steam Boiler | Capacity End Year (MW) | 935
2030 | 2 Clean-Tech Scenario | Solar/Storage | Capacity End Year (MW) | 195
2030 | 2 Clean-Tech Scenario | Hydro | Capacity End Year (MW) | 894
2030 | 2 Clean-Tech Scenario | Net Imports | Capacity End Year (MW) | 0
2030 | 2 Clean-Tech Scenario | Other | Capacity End Year (MW) | 433
2030 | 2 Clean-Tech Scenario | Simple Cycle | Capacity End Year (MW) | 1425.8
2030 | 2 Clean-Tech Scenario | Solar | Capacity End Year (MW) | 1783.5
2030 | 2 Clean-Tech Scenario | Storage | Capacity End Year (MW) | 885
2030 | 2 Clean-Tech Scenario | Wind | Capacity End Year (MW) | 4497.3
2031 | 2 Clean-Tech Scenario | Combined Cycle | Capacity End Year (MW) | 4822
2031 | 2 Clean-Tech Scenario | Coal | Capacity End Year (MW)
2031 | 2 Clean-Tech Scenario | Cogeneration | Capacity End Year (MW) | 6579
2031 | 2 Clean-Tech Scenario | Coal to Gas - Steam Boiler | Capacity End Year (MW) | 935
2031 | 2 Clean-Tech Scenario | Solar/Storage | Capacity End Year (MW) | 195
2031 | 2 Clean-Tech Scenario | Hydro | Capacity End Year (MW) | 894
2031 | 2 Clean-Tech Scenario | Net Imports | Capacity End Year (MW) | 0
2031 | 2 Clean-Tech Scenario | Other | Capacity End Year (MW) | 443
2031 | 2 Clean-Tech Scenario | Simple Cycle | Capacity End Year (MW) | 1449.4
2031 | 2 Clean-Tech Scenario | Solar | Capacity End Year (MW) | 1963.5
2031 | 2 Clean-Tech Scenario | Storage | Capacity End Year (MW) | 935
2031 | 2 Clean-Tech Scenario | Wind | Capacity End Year (MW) | 4497.3
2032 | 2 Clean-Tech Scenario | Combined Cycle | Capacity End Year (MW) | 4822
2032 | 2 Clean-Tech Scenario | Coal | Capacity End Year (MW)
2032 | 2 Clean-Tech Scenario | Cogeneration | Capacity End Year (MW) | 6624
2032 | 2 Clean-Tech Scenario | Coal to Gas - Steam Boiler | Capacity End Year (MW) | 935
2032 | 2 Clean-Tech Scenario | Solar/Storage | Capacity End Year (MW) | 195
2032 | 2 Clean-Tech Scenario | Hydro | Capacity End Year (MW) | 894
2032 | 2 Clean-Tech Scenario | Net Imports | Capacity End Year (MW) | 0
2032 | 2 Clean-Tech Scenario | Other | Capacity End Year (MW) | 453
2032 | 2 Clean-Tech Scenario | Simple Cycle | Capacity End Year (MW) | 1473
2032 | 2 Clean-Tech Scenario | Solar | Capacity End Year (MW) | 1963.5
2032 | 2 Clean-Tech Scenario | Storage | Capacity End Year (MW) | 935
2032 | 2 Clean-Tech Scenario | Wind | Capacity End Year (MW) | 4647.3
2033 | 2 Clean-Tech Scenario | Combined Cycle | Capacity End Year (MW) | 4822
2033 | 2 Clean-Tech Scenario | Coal | Capacity End Year (MW)
2033 | 2 Clean-Tech Scenario | Cogeneration | Capacity End Year (MW) | 6624
2033 | 2 Clean-Tech Scenario | Coal to Gas - Steam Boiler | Capacity End Year (MW) | 935
2033 | 2 Clean-Tech Scenario | Solar/Storage | Capacity End Year (MW) | 195
2033 | 2 Clean-Tech Scenario | Hydro | Capacity End Year (MW) | 894
2033 | 2 Clean-Tech Scenario | Net Imports | Capacity End Year (MW) | 0
2033 | 2 Clean-Tech Scenario | Other | Capacity End Year (MW) | 463
2033 | 2 Clean-Tech Scenario | Simple Cycle | Capacity End Year (MW) | 1496.6
2033 | 2 Clean-Tech Scenario | Solar | Capacity End Year (MW) | 2113.5
2033 | 2 Clean-Tech Scenario | Storage | Capacity End Year (MW) | 1005
2033 | 2 Clean-Tech Scenario | Wind | Capacity End Year (MW) | 4647.3
2034 | 2 Clean-Tech Scenario | Combined Cycle | Capacity End Year (MW) | 4822
2034 | 2 Clean-Tech Scenario | Coal | Capacity End Year (MW)
2034 | 2 Clean-Tech Scenario | Cogeneration | Capacity End Year (MW) | 6669
2034 | 2 Clean-Tech Scenario | Coal to Gas - Steam Boiler | Capacity End Year (MW) | 935
2034 | 2 Clean-Tech Scenario | Solar/Storage | Capacity End Year (MW) | 195
2034 | 2 Clean-Tech Scenario | Hydro | Capacity End Year (MW) | 894
2034 | 2 Clean-Tech Scenario | Net Imports | Capacity End Year (MW) | 0
2034 | 2 Clean-Tech Scenario | Other | Capacity End Year (MW) | 473
2034 | 2 Clean-Tech Scenario | Simple Cycle | Capacity End Year (MW) | 1520.2
2034 | 2 Clean-Tech Scenario | Solar | Capacity End Year (MW) | 2113.5
2034 | 2 Clean-Tech Scenario | Storage | Capacity End Year (MW) | 1005
2034 | 2 Clean-Tech Scenario | Wind | Capacity End Year (MW) | 4797.3
2035 | 2 Clean-Tech Scenario | Combined Cycle | Capacity End Year (MW) | 4822
2035 | 2 Clean-Tech Scenario | Coal | Capacity End Year (MW)
2035 | 2 Clean-Tech Scenario | Cogeneration | Capacity End Year (MW) | 6669
2035 | 2 Clean-Tech Scenario | Coal to Gas - Steam Boiler | Capacity End Year (MW) | 935
2035 | 2 Clean-Tech Scenario | Solar/Storage | Capacity End Year (MW) | 195
2035 | 2 Clean-Tech Scenario | Hydro | Capacity End Year (MW) | 894
2035 | 2 Clean-Tech Scenario | Net Imports | Capacity End Year (MW) | 0
2035 | 2 Clean-Tech Scenario | Other | Capacity End Year (MW) | 483
2035 | 2 Clean-Tech Scenario | Simple Cycle | Capacity End Year (MW) | 1543.8
2035 | 2 Clean-Tech Scenario | Solar | Capacity End Year (MW) | 2343.5
2035 | 2 Clean-Tech Scenario | Storage | Capacity End Year (MW) | 1095
2035 | 2 Clean-Tech Scenario | Wind | Capacity End Year (MW) | 4997.3
2036 | 2 Clean-Tech Scenario | Combined Cycle | Capacity End Year (MW) | 4822
2036 | 2 Clean-Tech Scenario | Coal | Capacity End Year (MW)
2036 | 2 Clean-Tech Scenario | Cogeneration | Capacity End Year (MW) | 6714
2036 | 2 Clean-Tech Scenario | Coal to Gas - Steam Boiler | Capacity End Year (MW) | 935
2036 | 2 Clean-Tech Scenario | Solar/Storage | Capacity End Year (MW) | 195
2036 | 2 Clean-Tech Scenario | Hydro | Capacity End Year (MW) | 894
2036 | 2 Clean-Tech Scenario | Net Imports | Capacity End Year (MW) | 0
2036 | 2 Clean-Tech Scenario | Other | Capacity End Year (MW) | 493
2036 | 2 Clean-Tech Scenario | Simple Cycle | Capacity End Year (MW) | 1567.4
2036 | 2 Clean-Tech Scenario | Solar | Capacity End Year (MW) | 2423.5
2036 | 2 Clean-Tech Scenario | Storage | Capacity End Year (MW) | 1095
2036 | 2 Clean-Tech Scenario | Wind | Capacity End Year (MW) | 5147.3
2037 | 2 Clean-Tech Scenario | Combined Cycle | Capacity End Year (MW) | 4822
2037 | 2 Clean-Tech Scenario | Coal | Capacity End Year (MW)
2037 | 2 Clean-Tech Scenario | Cogeneration | Capacity End Year (MW) | 6714
2037 | 2 Clean-Tech Scenario | Coal to Gas - Steam Boiler | Capacity End Year (MW) | 935
2037 | 2 Clean-Tech Scenario | Solar/Storage | Capacity End Year (MW) | 195
2037 | 2 Clean-Tech Scenario | Hydro | Capacity End Year (MW) | 894
2037 | 2 Clean-Tech Scenario | Net Imports | Capacity End Year (MW) | 0
2037 | 2 Clean-Tech Scenario | Other | Capacity End Year (MW) | 503
2037 | 2 Clean-Tech Scenario | Simple Cycle | Capacity End Year (MW) | 1591
2037 | 2 Clean-Tech Scenario | Solar | Capacity End Year (MW) | 2653.5
2037 | 2 Clean-Tech Scenario | Storage | Capacity End Year (MW) | 1185
2037 | 2 Clean-Tech Scenario | Wind | Capacity End Year (MW) | 5066.3
2038 | 2 Clean-Tech Scenario | Combined Cycle | Capacity End Year (MW) | 4822
2038 | 2 Clean-Tech Scenario | Coal | Capacity End Year (MW)
2038 | 2 Clean-Tech Scenario | Cogeneration | Capacity End Year (MW) | 6759
2038 | 2 Clean-Tech Scenario | Coal to Gas - Steam Boiler | Capacity End Year (MW) | 935
2038 | 2 Clean-Tech Scenario | Solar/Storage | Capacity End Year (MW) | 195
2038 | 2 Clean-Tech Scenario | Hydro | Capacity End Year (MW) | 894
2038 | 2 Clean-Tech Scenario | Net Imports | Capacity End Year (MW) | 0
2038 | 2 Clean-Tech Scenario | Other | Capacity End Year (MW) | 513
2038 | 2 Clean-Tech Scenario | Simple Cycle | Capacity End Year (MW) | 1613.1
2038 | 2 Clean-Tech Scenario | Solar | Capacity End Year (MW) | 2703.5
2038 | 2 Clean-Tech Scenario | Storage | Capacity End Year (MW) | 1185
2038 | 2 Clean-Tech Scenario | Wind | Capacity End Year (MW) | 5297.3
2039 | 2 Clean-Tech Scenario | Combined Cycle | Capacity End Year (MW) | 4749
2039 | 2 Clean-Tech Scenario | Coal | Capacity End Year (MW)
2039 | 2 Clean-Tech Scenario | Cogeneration | Capacity End Year (MW) | 6759
2039 | 2 Clean-Tech Scenario | Coal to Gas - Steam Boiler | Capacity End Year (MW) | 935
2039 | 2 Clean-Tech Scenario | Solar/Storage | Capacity End Year (MW) | 195
2039 | 2 Clean-Tech Scenario | Hydro | Capacity End Year (MW) | 894
2039 | 2 Clean-Tech Scenario | Net Imports | Capacity End Year (MW) | 0
2039 | 2 Clean-Tech Scenario | Other | Capacity End Year (MW) | 523
2039 | 2 Clean-Tech Scenario | Simple Cycle | Capacity End Year (MW) | 2005.2
2039 | 2 Clean-Tech Scenario | Solar | Capacity End Year (MW) | 2933.5
2039 | 2 Clean-Tech Scenario | Storage | Capacity End Year (MW) | 1295
2039 | 2 Clean-Tech Scenario | Wind | Capacity End Year (MW) | 5297.3
2040 | 2 Clean-Tech Scenario | Combined Cycle | Capacity End Year (MW) | 4749
2040 | 2 Clean-Tech Scenario | Coal | Capacity End Year (MW)
2040 | 2 Clean-Tech Scenario | Cogeneration | Capacity End Year (MW) | 6804
2040 | 2 Clean-Tech Scenario | Coal to Gas - Steam Boiler | Capacity End Year (MW)
2040 | 2 Clean-Tech Scenario | Solar/Storage | Capacity End Year (MW) | 195
2040 | 2 Clean-Tech Scenario | Hydro | Capacity End Year (MW) | 894
2040 | 2 Clean-Tech Scenario | Net Imports | Capacity End Year (MW) | 0
2040 | 2 Clean-Tech Scenario | Other | Capacity End Year (MW) | 523
2040 | 2 Clean-Tech Scenario | Simple Cycle | Capacity End Year (MW) | 2028.8
2040 | 2 Clean-Tech Scenario | Solar | Capacity End Year (MW) | 2933.5
2040 | 2 Clean-Tech Scenario | Storage | Capacity End Year (MW) | 1265
2040 | 2 Clean-Tech Scenario | Wind | Capacity End Year (MW) | 5447.3
2041 | 2 Clean-Tech Scenario | Combined Cycle | Capacity End Year (MW) | 4509
2041 | 2 Clean-Tech Scenario | Coal | Capacity End Year (MW)
2041 | 2 Clean-Tech Scenario | Cogeneration | Capacity End Year (MW) | 6804
2041 | 2 Clean-Tech Scenario | Coal to Gas - Steam Boiler | Capacity End Year (MW)
2041 | 2 Clean-Tech Scenario | Solar/Storage | Capacity End Year (MW) | 195
2041 | 2 Clean-Tech Scenario | Hydro | Capacity End Year (MW) | 894
2041 | 2 Clean-Tech Scenario | Net Imports | Capacity End Year (MW) | 0
2041 | 2 Clean-Tech Scenario | Other | Capacity End Year (MW) | 523
2041 | 2 Clean-Tech Scenario | Simple Cycle | Capacity End Year (MW) | 1975.4
2041 | 2 Clean-Tech Scenario | Solar | Capacity End Year (MW) | 2933.5
2041 | 2 Clean-Tech Scenario | Storage | Capacity End Year (MW) | 1325
2041 | 2 Clean-Tech Scenario | Wind | Capacity End Year (MW) | 5447.3
2021 | 3 Robust Scenario | Combined Cycle | Capacity End Year (MW) | 1748
2021 | 3 Robust Scenario | Coal | Capacity End Year (MW) | 956
2021 | 3 Robust Scenario | Cogeneration | Capacity End Year (MW) | 5188
2021 | 3 Robust Scenario | Coal to Gas - Steam Boiler | Capacity End Year (MW) | 3716
2021 | 3 Robust Scenario | Solar/Storage | Capacity End Year (MW) | 35
2021 | 3 Robust Scenario | Hydro | Capacity End Year (MW) | 894
2021 | 3 Robust Scenario | Net Imports | Capacity End Year (MW) | 0
2021 | 3 Robust Scenario | Other | Capacity End Year (MW) | 423
2021 | 3 Robust Scenario | Simple Cycle | Capacity End Year (MW) | 1206.5
2021 | 3 Robust Scenario | Solar | Capacity End Year (MW) | 819.5
2021 | 3 Robust Scenario | Storage | Capacity End Year (MW) | 30
2021 | 3 Robust Scenario | Wind | Capacity End Year (MW) | 2353.5
2022 | 3 Robust Scenario | Combined Cycle | Capacity End Year (MW) | 1748
2022 | 3 Robust Scenario | Coal | Capacity End Year (MW) | 155
2022 | 3 Robust Scenario | Cogeneration | Capacity End Year (MW) | 5188
2022 | 3 Robust Scenario | Coal to Gas - Steam Boiler | Capacity End Year (MW) | 4305
2022 | 3 Robust Scenario | Solar/Storage | Capacity End Year (MW) | 35
2022 | 3 Robust Scenario | Hydro | Capacity End Year (MW) | 894
2022 | 3 Robust Scenario | Net Imports | Capacity End Year (MW) | 0
2022 | 3 Robust Scenario | Other | Capacity End Year (MW) | 423
2022 | 3 Robust Scenario | Simple Cycle | Capacity End Year (MW) | 1223.2
2022 | 3 Robust Scenario | Solar | Capacity End Year (MW) | 953.5
2022 | 3 Robust Scenario | Storage | Capacity End Year (MW) | 35
2022 | 3 Robust Scenario | Wind | Capacity End Year (MW) | 3357.3
2023 | 3 Robust Scenario | Combined Cycle | Capacity End Year (MW) | 2648
2023 | 3 Robust Scenario | Coal | Capacity End Year (MW) | 155
2023 | 3 Robust Scenario | Cogeneration | Capacity End Year (MW) | 5188
2023 | 3 Robust Scenario | Coal to Gas - Steam Boiler | Capacity End Year (MW) | 4305
2023 | 3 Robust Scenario | Solar/Storage | Capacity End Year (MW) | 35
2023 | 3 Robust Scenario | Hydro | Capacity End Year (MW) | 894
2023 | 3 Robust Scenario | Net Imports | Capacity End Year (MW) | 0
2023 | 3 Robust Scenario | Other | Capacity End Year (MW) | 423
2023 | 3 Robust Scenario | Simple Cycle | Capacity End Year (MW) | 1239.9
2023 | 3 Robust Scenario | Solar | Capacity End Year (MW) | 1003.5
2023 | 3 Robust Scenario | Storage | Capacity End Year (MW) | 40
2023 | 3 Robust Scenario | Wind | Capacity End Year (MW) | 3357.3
2024 | 3 Robust Scenario | Combined Cycle | Capacity End Year (MW) | 2648
2024 | 3 Robust Scenario | Coal | Capacity End Year (MW) | 155
2024 | 3 Robust Scenario | Cogeneration | Capacity End Year (MW) | 6039
2024 | 3 Robust Scenario | Coal to Gas - Steam Boiler | Capacity End Year (MW) | 4305
2024 | 3 Robust Scenario | Solar/Storage | Capacity End Year (MW) | 35
2024 | 3 Robust Scenario | Hydro | Capacity End Year (MW) | 894
2024 | 3 Robust Scenario | Net Imports | Capacity End Year (MW) | 0
2024 | 3 Robust Scenario | Other | Capacity End Year (MW) | 423
2024 | 3 Robust Scenario | Simple Cycle | Capacity End Year (MW) | 1256.6
2024 | 3 Robust Scenario | Solar | Capacity End Year (MW) | 1003.5
2024 | 3 Robust Scenario | Storage | Capacity End Year (MW) | 45
2024 | 3 Robust Scenario | Wind | Capacity End Year (MW) | 3357.3
2025 | 3 Robust Scenario | Combined Cycle | Capacity End Year (MW) | 2648
2025 | 3 Robust Scenario | Coal | Capacity End Year (MW) | 155
2025 | 3 Robust Scenario | Cogeneration | Capacity End Year (MW) | 6174
2025 | 3 Robust Scenario | Coal to Gas - Steam Boiler | Capacity End Year (MW) | 4305
2025 | 3 Robust Scenario | Solar/Storage | Capacity End Year (MW) | 35
2025 | 3 Robust Scenario | Hydro | Capacity End Year (MW) | 894
2025 | 3 Robust Scenario | Net Imports | Capacity End Year (MW) | 0
2025 | 3 Robust Scenario | Other | Capacity End Year (MW) | 423
2025 | 3 Robust Scenario | Simple Cycle | Capacity End Year (MW) | 1273.3
2025 | 3 Robust Scenario | Solar | Capacity End Year (MW) | 1003.5
2025 | 3 Robust Scenario | Storage | Capacity End Year (MW) | 45
2025 | 3 Robust Scenario | Wind | Capacity End Year (MW) | 3357.3
2026 | 3 Robust Scenario | Combined Cycle | Capacity End Year (MW) | 2648
2026 | 3 Robust Scenario | Coal | Capacity End Year (MW)
2026 | 3 Robust Scenario | Cogeneration | Capacity End Year (MW) | 6399
2026 | 3 Robust Scenario | Coal to Gas - Steam Boiler | Capacity End Year (MW) | 4305
2026 | 3 Robust Scenario | Solar/Storage | Capacity End Year (MW) | 35
2026 | 3 Robust Scenario | Hydro | Capacity End Year (MW) | 894
2026 | 3 Robust Scenario | Net Imports | Capacity End Year (MW) | 0
2026 | 3 Robust Scenario | Other | Capacity End Year (MW) | 423
2026 | 3 Robust Scenario | Simple Cycle | Capacity End Year (MW) | 1290
2026 | 3 Robust Scenario | Solar | Capacity End Year (MW) | 1063.5
2026 | 3 Robust Scenario | Storage | Capacity End Year (MW) | 45
2026 | 3 Robust Scenario | Wind | Capacity End Year (MW) | 3987.3
2027 | 3 Robust Scenario | Combined Cycle | Capacity End Year (MW) | 2648
2027 | 3 Robust Scenario | Coal | Capacity End Year (MW)
2027 | 3 Robust Scenario | Cogeneration | Capacity End Year (MW) | 6579
2027 | 3 Robust Scenario | Coal to Gas - Steam Boiler | Capacity End Year (MW) | 4305
2027 | 3 Robust Scenario | Solar/Storage | Capacity End Year (MW) | 35
2027 | 3 Robust Scenario | Hydro | Capacity End Year (MW) | 894
2027 | 3 Robust Scenario | Net Imports | Capacity End Year (MW) | 0
2027 | 3 Robust Scenario | Other | Capacity End Year (MW) | 423
2027 | 3 Robust Scenario | Simple Cycle | Capacity End Year (MW) | 1306.7
2027 | 3 Robust Scenario | Solar | Capacity End Year (MW) | 1063.5
2027 | 3 Robust Scenario | Storage | Capacity End Year (MW) | 55
2027 | 3 Robust Scenario | Wind | Capacity End Year (MW) | 4367.3
2028 | 3 Robust Scenario | Combined Cycle | Capacity End Year (MW) | 2648
2028 | 3 Robust Scenario | Coal | Capacity End Year (MW)
2028 | 3 Robust Scenario | Cogeneration | Capacity End Year (MW) | 6804
2028 | 3 Robust Scenario | Coal to Gas - Steam Boiler | Capacity End Year (MW) | 4192
2028 | 3 Robust Scenario | Solar/Storage | Capacity End Year (MW) | 35
2028 | 3 Robust Scenario | Hydro | Capacity End Year (MW) | 894
2028 | 3 Robust Scenario | Net Imports | Capacity End Year (MW) | 0
2028 | 3 Robust Scenario | Other | Capacity End Year (MW) | 423
2028 | 3 Robust Scenario | Simple Cycle | Capacity End Year (MW) | 1323.4
2028 | 3 Robust Scenario | Solar | Capacity End Year (MW) | 1083.5
2028 | 3 Robust Scenario | Storage | Capacity End Year (MW) | 55
2028 | 3 Robust Scenario | Wind | Capacity End Year (MW) | 4517.3
2029 | 3 Robust Scenario | Combined Cycle | Capacity End Year (MW) | 2648
2029 | 3 Robust Scenario | Coal | Capacity End Year (MW)
2029 | 3 Robust Scenario | Cogeneration | Capacity End Year (MW) | 6984
2029 | 3 Robust Scenario | Coal to Gas - Steam Boiler | Capacity End Year (MW) | 4192
2029 | 3 Robust Scenario | Solar/Storage | Capacity End Year (MW) | 35
2029 | 3 Robust Scenario | Hydro | Capacity End Year (MW) | 894
2029 | 3 Robust Scenario | Net Imports | Capacity End Year (MW) | 0
2029 | 3 Robust Scenario | Other | Capacity End Year (MW) | 423
2029 | 3 Robust Scenario | Simple Cycle | Capacity End Year (MW) | 1340.1
2029 | 3 Robust Scenario | Solar | Capacity End Year (MW) | 1083.5
2029 | 3 Robust Scenario | Storage | Capacity End Year (MW) | 65
2029 | 3 Robust Scenario | Wind | Capacity End Year (MW) | 4517.3
2030 | 3 Robust Scenario | Combined Cycle | Capacity End Year (MW) | 2648
2030 | 3 Robust Scenario | Coal | Capacity End Year (MW)
2030 | 3 Robust Scenario | Cogeneration | Capacity End Year (MW) | 7209
2030 | 3 Robust Scenario | Coal to Gas - Steam Boiler | Capacity End Year (MW) | 4122
2030 | 3 Robust Scenario | Solar/Storage | Capacity End Year (MW) | 35
2030 | 3 Robust Scenario | Hydro | Capacity End Year (MW) | 894
2030 | 3 Robust Scenario | Net Imports | Capacity End Year (MW) | 0
2030 | 3 Robust Scenario | Other | Capacity End Year (MW) | 423
2030 | 3 Robust Scenario | Simple Cycle | Capacity End Year (MW) | 1356.8
2030 | 3 Robust Scenario | Solar | Capacity End Year (MW) | 1083.5
2030 | 3 Robust Scenario | Storage | Capacity End Year (MW) | 65
2030 | 3 Robust Scenario | Wind | Capacity End Year (MW) | 4517.3
2031 | 3 Robust Scenario | Combined Cycle | Capacity End Year (MW) | 2648
2031 | 3 Robust Scenario | Coal | Capacity End Year (MW)
2031 | 3 Robust Scenario | Cogeneration | Capacity End Year (MW) | 7299
2031 | 3 Robust Scenario | Coal to Gas - Steam Boiler | Capacity End Year (MW) | 4122
2031 | 3 Robust Scenario | Solar/Storage | Capacity End Year (MW) | 35
2031 | 3 Robust Scenario | Hydro | Capacity End Year (MW) | 894
2031 | 3 Robust Scenario | Net Imports | Capacity End Year (MW) | 0
2031 | 3 Robust Scenario | Other | Capacity End Year (MW) | 423
2031 | 3 Robust Scenario | Simple Cycle | Capacity End Year (MW) | 1350.8
2031 | 3 Robust Scenario | Solar | Capacity End Year (MW) | 1213.5
2031 | 3 Robust Scenario | Storage | Capacity End Year (MW) | 65
2031 | 3 Robust Scenario | Wind | Capacity End Year (MW) | 4527.3
2032 | 3 Robust Scenario | Combined Cycle | Capacity End Year (MW) | 2648
2032 | 3 Robust Scenario | Coal | Capacity End Year (MW)
2032 | 3 Robust Scenario | Cogeneration | Capacity End Year (MW) | 7344
2032 | 3 Robust Scenario | Coal to Gas - Steam Boiler | Capacity End Year (MW) | 4122
2032 | 3 Robust Scenario | Solar/Storage | Capacity End Year (MW) | 35
2032 | 3 Robust Scenario | Hydro | Capacity End Year (MW) | 894
2032 | 3 Robust Scenario | Net Imports | Capacity End Year (MW) | 0
2032 | 3 Robust Scenario | Other | Capacity End Year (MW) | 423
2032 | 3 Robust Scenario | Simple Cycle | Capacity End Year (MW) | 1397.3
2032 | 3 Robust Scenario | Solar | Capacity End Year (MW) | 1293.5
2032 | 3 Robust Scenario | Storage | Capacity End Year (MW) | 75
2032 | 3 Robust Scenario | Wind | Capacity End Year (MW) | 4577.3
2033 | 3 Robust Scenario | Combined Cycle | Capacity End Year (MW) | 2648
2033 | 3 Robust Scenario | Coal | Capacity End Year (MW)
2033 | 3 Robust Scenario | Cogeneration | Capacity End Year (MW) | 7479
2033 | 3 Robust Scenario | Coal to Gas - Steam Boiler | Capacity End Year (MW) | 3737
2033 | 3 Robust Scenario | Solar/Storage | Capacity End Year (MW) | 35
2033 | 3 Robust Scenario | Hydro | Capacity End Year (MW) | 894
2033 | 3 Robust Scenario | Net Imports | Capacity End Year (MW) | 0
2033 | 3 Robust Scenario | Other | Capacity End Year (MW) | 423
2033 | 3 Robust Scenario | Simple Cycle | Capacity End Year (MW) | 1397.3
2033 | 3 Robust Scenario | Solar | Capacity End Year (MW) | 1423.5
2033 | 3 Robust Scenario | Storage | Capacity End Year (MW) | 75
2033 | 3 Robust Scenario | Wind | Capacity End Year (MW) | 4577.3
2034 | 3 Robust Scenario | Combined Cycle | Capacity End Year (MW) | 2648
2034 | 3 Robust Scenario | Coal | Capacity End Year (MW)
2034 | 3 Robust Scenario | Cogeneration | Capacity End Year (MW) | 7524
2034 | 3 Robust Scenario | Coal to Gas - Steam Boiler | Capacity End Year (MW) | 2930
2034 | 3 Robust Scenario | Solar/Storage | Capacity End Year (MW) | 35
2034 | 3 Robust Scenario | Hydro | Capacity End Year (MW) | 894
2034 | 3 Robust Scenario | Net Imports | Capacity End Year (MW) | 0
2034 | 3 Robust Scenario | Other | Capacity End Year (MW) | 423
2034 | 3 Robust Scenario | Simple Cycle | Capacity End Year (MW) | 1397.3
2034 | 3 Robust Scenario | Solar | Capacity End Year (MW) | 1423.5
2034 | 3 Robust Scenario | Storage | Capacity End Year (MW) | 85
2034 | 3 Robust Scenario | Wind | Capacity End Year (MW) | 4627.3
2035 | 3 Robust Scenario | Combined Cycle | Capacity End Year (MW) | 2648
2035 | 3 Robust Scenario | Coal | Capacity End Year (MW)
2035 | 3 Robust Scenario | Cogeneration | Capacity End Year (MW) | 7659
2035 | 3 Robust Scenario | Coal to Gas - Steam Boiler | Capacity End Year (MW) | 2535
2035 | 3 Robust Scenario | Solar/Storage | Capacity End Year (MW) | 35
2035 | 3 Robust Scenario | Hydro | Capacity End Year (MW) | 894
2035 | 3 Robust Scenario | Net Imports | Capacity End Year (MW) | 0
2035 | 3 Robust Scenario | Other | Capacity End Year (MW) | 423
2035 | 3 Robust Scenario | Simple Cycle | Capacity End Year (MW) | 1397.3
2035 | 3 Robust Scenario | Solar | Capacity End Year (MW) | 1473.5
2035 | 3 Robust Scenario | Storage | Capacity End Year (MW) | 85
2035 | 3 Robust Scenario | Wind | Capacity End Year (MW) | 4637.3
2036 | 3 Robust Scenario | Combined Cycle | Capacity End Year (MW) | 2648
2036 | 3 Robust Scenario | Coal | Capacity End Year (MW)
2036 | 3 Robust Scenario | Cogeneration | Capacity End Year (MW) | 7659
2036 | 3 Robust Scenario | Coal to Gas - Steam Boiler | Capacity End Year (MW) | 1735
2036 | 3 Robust Scenario | Solar/Storage | Capacity End Year (MW) | 35
2036 | 3 Robust Scenario | Hydro | Capacity End Year (MW) | 894
2036 | 3 Robust Scenario | Net Imports | Capacity End Year (MW) | 0
2036 | 3 Robust Scenario | Other | Capacity End Year (MW) | 423
2036 | 3 Robust Scenario | Simple Cycle | Capacity End Year (MW) | 1443.8
2036 | 3 Robust Scenario | Solar | Capacity End Year (MW) | 1473.5
2036 | 3 Robust Scenario | Storage | Capacity End Year (MW) | 100
2036 | 3 Robust Scenario | Wind | Capacity End Year (MW) | 4687.3
2037 | 3 Robust Scenario | Combined Cycle | Capacity End Year (MW) | 3606
2037 | 3 Robust Scenario | Coal | Capacity End Year (MW)
2037 | 3 Robust Scenario | Cogeneration | Capacity End Year (MW) | 7659
2037 | 3 Robust Scenario | Coal to Gas - Steam Boiler | Capacity End Year (MW) | 935
2037 | 3 Robust Scenario | Solar/Storage | Capacity End Year (MW) | 35
2037 | 3 Robust Scenario | Hydro | Capacity End Year (MW) | 894
2037 | 3 Robust Scenario | Net Imports | Capacity End Year (MW) | 0
2037 | 3 Robust Scenario | Other | Capacity End Year (MW) | 423
2037 | 3 Robust Scenario | Simple Cycle | Capacity End Year (MW) | 1490.3
2037 | 3 Robust Scenario | Solar | Capacity End Year (MW) | 1523.5
2037 | 3 Robust Scenario | Storage | Capacity End Year (MW) | 100
2037 | 3 Robust Scenario | Wind | Capacity End Year (MW) | 4606.3
2038 | 3 Robust Scenario | Combined Cycle | Capacity End Year (MW) | 3606
2038 | 3 Robust Scenario | Coal | Capacity End Year (MW)
2038 | 3 Robust Scenario | Cogeneration | Capacity End Year (MW) | 7659
2038 | 3 Robust Scenario | Coal to Gas - Steam Boiler | Capacity End Year (MW)
2038 | 3 Robust Scenario | Solar/Storage | Capacity End Year (MW) | 35
2038 | 3 Robust Scenario | Hydro | Capacity End Year (MW) | 894
2038 | 3 Robust Scenario | Net Imports | Capacity End Year (MW) | 0
2038 | 3 Robust Scenario | Other | Capacity End Year (MW) | 423
2038 | 3 Robust Scenario | Simple Cycle | Capacity End Year (MW) | 1442.3
2038 | 3 Robust Scenario | Solar | Capacity End Year (MW) | 1523.5
2038 | 3 Robust Scenario | Storage | Capacity End Year (MW) | 120
2038 | 3 Robust Scenario | Wind | Capacity End Year (MW) | 4737.3
2039 | 3 Robust Scenario | Combined Cycle | Capacity End Year (MW) | 4012
2039 | 3 Robust Scenario | Coal | Capacity End Year (MW)
2039 | 3 Robust Scenario | Cogeneration | Capacity End Year (MW) | 7659
2039 | 3 Robust Scenario | Coal to Gas - Steam Boiler | Capacity End Year (MW)
2039 | 3 Robust Scenario | Solar/Storage | Capacity End Year (MW) | 35
2039 | 3 Robust Scenario | Hydro | Capacity End Year (MW) | 894
2039 | 3 Robust Scenario | Net Imports | Capacity End Year (MW) | 0
2039 | 3 Robust Scenario | Other | Capacity End Year (MW) | 423
2039 | 3 Robust Scenario | Simple Cycle | Capacity End Year (MW) | 1392.3
2039 | 3 Robust Scenario | Solar | Capacity End Year (MW) | 1573.5
2039 | 3 Robust Scenario | Storage | Capacity End Year (MW) | 120
2039 | 3 Robust Scenario | Wind | Capacity End Year (MW) | 4737.3
2040 | 3 Robust Scenario | Combined Cycle | Capacity End Year (MW) | 4012
2040 | 3 Robust Scenario | Coal | Capacity End Year (MW)
2040 | 3 Robust Scenario | Cogeneration | Capacity End Year (MW) | 7659
2040 | 3 Robust Scenario | Coal to Gas - Steam Boiler | Capacity End Year (MW)
2040 | 3 Robust Scenario | Solar/Storage | Capacity End Year (MW) | 35
2040 | 3 Robust Scenario | Hydro | Capacity End Year (MW) | 894
2040 | 3 Robust Scenario | Net Imports | Capacity End Year (MW) | 0
2040 | 3 Robust Scenario | Other | Capacity End Year (MW) | 423
2040 | 3 Robust Scenario | Simple Cycle | Capacity End Year (MW) | 1392.3
2040 | 3 Robust Scenario | Solar | Capacity End Year (MW) | 1573.5
2040 | 3 Robust Scenario | Storage | Capacity End Year (MW) | 115
2040 | 3 Robust Scenario | Wind | Capacity End Year (MW) | 4787.3
2041 | 3 Robust Scenario | Combined Cycle | Capacity End Year (MW) | 3772
2041 | 3 Robust Scenario | Coal | Capacity End Year (MW)
2041 | 3 Robust Scenario | Cogeneration | Capacity End Year (MW) | 7659
2041 | 3 Robust Scenario | Coal to Gas - Steam Boiler | Capacity End Year (MW)
2041 | 3 Robust Scenario | Solar/Storage | Capacity End Year (MW) | 35
2041 | 3 Robust Scenario | Hydro | Capacity End Year (MW) | 894
2041 | 3 Robust Scenario | Net Imports | Capacity End Year (MW) | 0
2041 | 3 Robust Scenario | Other | Capacity End Year (MW) | 423
2041 | 3 Robust Scenario | Simple Cycle | Capacity End Year (MW) | 1321.3
2041 | 3 Robust Scenario | Solar | Capacity End Year (MW) | 1573.5
2041 | 3 Robust Scenario | Storage | Capacity End Year (MW) | 115
2041 | 3 Robust Scenario | Wind | Capacity End Year (MW) | 4787.3
2021 | 4 Stagnant Scenario | Combined Cycle | Capacity End Year (MW) | 1748
2021 | 4 Stagnant Scenario | Coal | Capacity End Year (MW) | 956
2021 | 4 Stagnant Scenario | Cogeneration | Capacity End Year (MW) | 5188
2021 | 4 Stagnant Scenario | Coal to Gas - Steam Boiler | Capacity End Year (MW) | 3716
2021 | 4 Stagnant Scenario | Solar/Storage | Capacity End Year (MW) | 35
2021 | 4 Stagnant Scenario | Hydro | Capacity End Year (MW) | 894
2021 | 4 Stagnant Scenario | Net Imports | Capacity End Year (MW) | 0
2021 | 4 Stagnant Scenario | Other | Capacity End Year (MW) | 423
2021 | 4 Stagnant Scenario | Simple Cycle | Capacity End Year (MW) | 1206.5
2021 | 4 Stagnant Scenario | Solar | Capacity End Year (MW) | 819.5
2021 | 4 Stagnant Scenario | Storage | Capacity End Year (MW) | 30
2021 | 4 Stagnant Scenario | Wind | Capacity End Year (MW) | 2353.5
2022 | 4 Stagnant Scenario | Combined Cycle | Capacity End Year (MW) | 1748
2022 | 4 Stagnant Scenario | Coal | Capacity End Year (MW) | 155
2022 | 4 Stagnant Scenario | Cogeneration | Capacity End Year (MW) | 5188
2022 | 4 Stagnant Scenario | Coal to Gas - Steam Boiler | Capacity End Year (MW) | 3899
2022 | 4 Stagnant Scenario | Solar/Storage | Capacity End Year (MW) | 35
2022 | 4 Stagnant Scenario | Hydro | Capacity End Year (MW) | 894
2022 | 4 Stagnant Scenario | Net Imports | Capacity End Year (MW) | 0
2022 | 4 Stagnant Scenario | Other | Capacity End Year (MW) | 423
2022 | 4 Stagnant Scenario | Simple Cycle | Capacity End Year (MW) | 1223.2
2022 | 4 Stagnant Scenario | Solar | Capacity End Year (MW) | 953.5
2022 | 4 Stagnant Scenario | Storage | Capacity End Year (MW) | 35
2022 | 4 Stagnant Scenario | Wind | Capacity End Year (MW) | 3327.3
2023 | 4 Stagnant Scenario | Combined Cycle | Capacity End Year (MW) | 2648
2023 | 4 Stagnant Scenario | Coal | Capacity End Year (MW) | 155
2023 | 4 Stagnant Scenario | Cogeneration | Capacity End Year (MW) | 5188
2023 | 4 Stagnant Scenario | Coal to Gas - Steam Boiler | Capacity End Year (MW) | 3899
2023 | 4 Stagnant Scenario | Solar/Storage | Capacity End Year (MW) | 35
2023 | 4 Stagnant Scenario | Hydro | Capacity End Year (MW) | 894
2023 | 4 Stagnant Scenario | Net Imports | Capacity End Year (MW) | 0
2023 | 4 Stagnant Scenario | Other | Capacity End Year (MW) | 423
2023 | 4 Stagnant Scenario | Simple Cycle | Capacity End Year (MW) | 1239.9
2023 | 4 Stagnant Scenario | Solar | Capacity End Year (MW) | 1003.5
2023 | 4 Stagnant Scenario | Storage | Capacity End Year (MW) | 40
2023 | 4 Stagnant Scenario | Wind | Capacity End Year (MW) | 3327.3
2024 | 4 Stagnant Scenario | Combined Cycle | Capacity End Year (MW) | 2648
2024 | 4 Stagnant Scenario | Coal | Capacity End Year (MW) | 155
2024 | 4 Stagnant Scenario | Cogeneration | Capacity End Year (MW) | 5994
2024 | 4 Stagnant Scenario | Coal to Gas - Steam Boiler | Capacity End Year (MW) | 3899
2024 | 4 Stagnant Scenario | Solar/Storage | Capacity End Year (MW) | 35
2024 | 4 Stagnant Scenario | Hydro | Capacity End Year (MW) | 894
2024 | 4 Stagnant Scenario | Net Imports | Capacity End Year (MW) | 0
2024 | 4 Stagnant Scenario | Other | Capacity End Year (MW) | 423
2024 | 4 Stagnant Scenario | Simple Cycle | Capacity End Year (MW) | 1256.6
2024 | 4 Stagnant Scenario | Solar | Capacity End Year (MW) | 1003.5
2024 | 4 Stagnant Scenario | Storage | Capacity End Year (MW) | 45
2024 | 4 Stagnant Scenario | Wind | Capacity End Year (MW) | 3327.3
2025 | 4 Stagnant Scenario | Combined Cycle | Capacity End Year (MW) | 2648
2025 | 4 Stagnant Scenario | Coal | Capacity End Year (MW) | 155
2025 | 4 Stagnant Scenario | Cogeneration | Capacity End Year (MW) | 5994
2025 | 4 Stagnant Scenario | Coal to Gas - Steam Boiler | Capacity End Year (MW) | 3716
2025 | 4 Stagnant Scenario | Solar/Storage | Capacity End Year (MW) | 35
2025 | 4 Stagnant Scenario | Hydro | Capacity End Year (MW) | 894
2025 | 4 Stagnant Scenario | Net Imports | Capacity End Year (MW) | 0
2025 | 4 Stagnant Scenario | Other | Capacity End Year (MW) | 423
2025 | 4 Stagnant Scenario | Simple Cycle | Capacity End Year (MW) | 1273.3
2025 | 4 Stagnant Scenario | Solar | Capacity End Year (MW) | 1003.5
2025 | 4 Stagnant Scenario | Storage | Capacity End Year (MW) | 45
2025 | 4 Stagnant Scenario | Wind | Capacity End Year (MW) | 3327.3
2026 | 4 Stagnant Scenario | Combined Cycle | Capacity End Year (MW) | 2648
2026 | 4 Stagnant Scenario | Coal | Capacity End Year (MW)
2026 | 4 Stagnant Scenario | Cogeneration | Capacity End Year (MW) | 5994
2026 | 4 Stagnant Scenario | Coal to Gas - Steam Boiler | Capacity End Year (MW) | 2535
2026 | 4 Stagnant Scenario | Solar/Storage | Capacity End Year (MW) | 35
2026 | 4 Stagnant Scenario | Hydro | Capacity End Year (MW) | 894
2026 | 4 Stagnant Scenario | Net Imports | Capacity End Year (MW) | 0
2026 | 4 Stagnant Scenario | Other | Capacity End Year (MW) | 423
2026 | 4 Stagnant Scenario | Simple Cycle | Capacity End Year (MW) | 1290
2026 | 4 Stagnant Scenario | Solar | Capacity End Year (MW) | 1003.5
2026 | 4 Stagnant Scenario | Storage | Capacity End Year (MW) | 45
2026 | 4 Stagnant Scenario | Wind | Capacity End Year (MW) | 3677.3
2027 | 4 Stagnant Scenario | Combined Cycle | Capacity End Year (MW) | 2648
2027 | 4 Stagnant Scenario | Coal | Capacity End Year (MW)
2027 | 4 Stagnant Scenario | Cogeneration | Capacity End Year (MW) | 5994
2027 | 4 Stagnant Scenario | Coal to Gas - Steam Boiler | Capacity End Year (MW) | 1735
2027 | 4 Stagnant Scenario | Solar/Storage | Capacity End Year (MW) | 35
2027 | 4 Stagnant Scenario | Hydro | Capacity End Year (MW) | 894
2027 | 4 Stagnant Scenario | Net Imports | Capacity End Year (MW) | 0
2027 | 4 Stagnant Scenario | Other | Capacity End Year (MW) | 423
2027 | 4 Stagnant Scenario | Simple Cycle | Capacity End Year (MW) | 1353.2
2027 | 4 Stagnant Scenario | Solar | Capacity End Year (MW) | 1003.5
2027 | 4 Stagnant Scenario | Storage | Capacity End Year (MW) | 55
2027 | 4 Stagnant Scenario | Wind | Capacity End Year (MW) | 3827.3
2028 | 4 Stagnant Scenario | Combined Cycle | Capacity End Year (MW) | 2648
2028 | 4 Stagnant Scenario | Coal | Capacity End Year (MW)
2028 | 4 Stagnant Scenario | Cogeneration | Capacity End Year (MW) | 5994
2028 | 4 Stagnant Scenario | Coal to Gas - Steam Boiler | Capacity End Year (MW) | 1735
2028 | 4 Stagnant Scenario | Solar/Storage | Capacity End Year (MW) | 35
2028 | 4 Stagnant Scenario | Hydro | Capacity End Year (MW) | 894
2028 | 4 Stagnant Scenario | Net Imports | Capacity End Year (MW) | 0
2028 | 4 Stagnant Scenario | Other | Capacity End Year (MW) | 423
2028 | 4 Stagnant Scenario | Simple Cycle | Capacity End Year (MW) | 1369.9
2028 | 4 Stagnant Scenario | Solar | Capacity End Year (MW) | 1003.5
2028 | 4 Stagnant Scenario | Storage | Capacity End Year (MW) | 55
2028 | 4 Stagnant Scenario | Wind | Capacity End Year (MW) | 3877.3
2029 | 4 Stagnant Scenario | Combined Cycle | Capacity End Year (MW) | 2648
2029 | 4 Stagnant Scenario | Coal | Capacity End Year (MW)
2029 | 4 Stagnant Scenario | Cogeneration | Capacity End Year (MW) | 5994
2029 | 4 Stagnant Scenario | Coal to Gas - Steam Boiler | Capacity End Year (MW) | 1735
2029 | 4 Stagnant Scenario | Solar/Storage | Capacity End Year (MW) | 35
2029 | 4 Stagnant Scenario | Hydro | Capacity End Year (MW) | 894
2029 | 4 Stagnant Scenario | Net Imports | Capacity End Year (MW) | 0
2029 | 4 Stagnant Scenario | Other | Capacity End Year (MW) | 423
2029 | 4 Stagnant Scenario | Simple Cycle | Capacity End Year (MW) | 1386.6
2029 | 4 Stagnant Scenario | Solar | Capacity End Year (MW) | 1003.5
2029 | 4 Stagnant Scenario | Storage | Capacity End Year (MW) | 65
2029 | 4 Stagnant Scenario | Wind | Capacity End Year (MW) | 3907.3
2030 | 4 Stagnant Scenario | Combined Cycle | Capacity End Year (MW) | 2648
2030 | 4 Stagnant Scenario | Coal | Capacity End Year (MW)
2030 | 4 Stagnant Scenario | Cogeneration | Capacity End Year (MW) | 5994
2030 | 4 Stagnant Scenario | Coal to Gas - Steam Boiler | Capacity End Year (MW) | 1735
2030 | 4 Stagnant Scenario | Solar/Storage | Capacity End Year (MW) | 35
2030 | 4 Stagnant Scenario | Hydro | Capacity End Year (MW) | 894
2030 | 4 Stagnant Scenario | Net Imports | Capacity End Year (MW) | 0
2030 | 4 Stagnant Scenario | Other | Capacity End Year (MW) | 423
2030 | 4 Stagnant Scenario | Simple Cycle | Capacity End Year (MW) | 1403.3
2030 | 4 Stagnant Scenario | Solar | Capacity End Year (MW) | 1003.5
2030 | 4 Stagnant Scenario | Storage | Capacity End Year (MW) | 65
2030 | 4 Stagnant Scenario | Wind | Capacity End Year (MW) | 3907.3
2031 | 4 Stagnant Scenario | Combined Cycle | Capacity End Year (MW) | 2648
2031 | 4 Stagnant Scenario | Coal | Capacity End Year (MW)
2031 | 4 Stagnant Scenario | Cogeneration | Capacity End Year (MW) | 5994
2031 | 4 Stagnant Scenario | Coal to Gas - Steam Boiler | Capacity End Year (MW) | 1735
2031 | 4 Stagnant Scenario | Solar/Storage | Capacity End Year (MW) | 35
2031 | 4 Stagnant Scenario | Hydro | Capacity End Year (MW) | 894
2031 | 4 Stagnant Scenario | Net Imports | Capacity End Year (MW) | 0
2031 | 4 Stagnant Scenario | Other | Capacity End Year (MW) | 423
2031 | 4 Stagnant Scenario | Simple Cycle | Capacity End Year (MW) | 1397.3
2031 | 4 Stagnant Scenario | Solar | Capacity End Year (MW) | 1053.5
2031 | 4 Stagnant Scenario | Storage | Capacity End Year (MW) | 65
2031 | 4 Stagnant Scenario | Wind | Capacity End Year (MW) | 3907.3
2032 | 4 Stagnant Scenario | Combined Cycle | Capacity End Year (MW) | 2648
2032 | 4 Stagnant Scenario | Coal | Capacity End Year (MW)
2032 | 4 Stagnant Scenario | Cogeneration | Capacity End Year (MW) | 5994
2032 | 4 Stagnant Scenario | Coal to Gas - Steam Boiler | Capacity End Year (MW) | 1735
2032 | 4 Stagnant Scenario | Solar/Storage | Capacity End Year (MW) | 35
2032 | 4 Stagnant Scenario | Hydro | Capacity End Year (MW) | 894
2032 | 4 Stagnant Scenario | Net Imports | Capacity End Year (MW) | 0
2032 | 4 Stagnant Scenario | Other | Capacity End Year (MW) | 423
2032 | 4 Stagnant Scenario | Simple Cycle | Capacity End Year (MW) | 1397.3
2032 | 4 Stagnant Scenario | Solar | Capacity End Year (MW) | 1053.5
2032 | 4 Stagnant Scenario | Storage | Capacity End Year (MW) | 75
2032 | 4 Stagnant Scenario | Wind | Capacity End Year (MW) | 3957.3
2033 | 4 Stagnant Scenario | Combined Cycle | Capacity End Year (MW) | 2648
2033 | 4 Stagnant Scenario | Coal | Capacity End Year (MW)
2033 | 4 Stagnant Scenario | Cogeneration | Capacity End Year (MW) | 5994
2033 | 4 Stagnant Scenario | Coal to Gas - Steam Boiler | Capacity End Year (MW) | 1735
2033 | 4 Stagnant Scenario | Solar/Storage | Capacity End Year (MW) | 35
2033 | 4 Stagnant Scenario | Hydro | Capacity End Year (MW) | 894
2033 | 4 Stagnant Scenario | Net Imports | Capacity End Year (MW) | 0
2033 | 4 Stagnant Scenario | Other | Capacity End Year (MW) | 423
2033 | 4 Stagnant Scenario | Simple Cycle | Capacity End Year (MW) | 1397.3
2033 | 4 Stagnant Scenario | Solar | Capacity End Year (MW) | 1103.5
2033 | 4 Stagnant Scenario | Storage | Capacity End Year (MW) | 75
2033 | 4 Stagnant Scenario | Wind | Capacity End Year (MW) | 3957.3
2034 | 4 Stagnant Scenario | Combined Cycle | Capacity End Year (MW) | 2648
2034 | 4 Stagnant Scenario | Coal | Capacity End Year (MW)
2034 | 4 Stagnant Scenario | Cogeneration | Capacity End Year (MW) | 5994
2034 | 4 Stagnant Scenario | Coal to Gas - Steam Boiler | Capacity End Year (MW) | 1735
2034 | 4 Stagnant Scenario | Solar/Storage | Capacity End Year (MW) | 35
2034 | 4 Stagnant Scenario | Hydro | Capacity End Year (MW) | 894
2034 | 4 Stagnant Scenario | Net Imports | Capacity End Year (MW) | 0
2034 | 4 Stagnant Scenario | Other | Capacity End Year (MW) | 423
2034 | 4 Stagnant Scenario | Simple Cycle | Capacity End Year (MW) | 1397.3
2034 | 4 Stagnant Scenario | Solar | Capacity End Year (MW) | 1103.5
2034 | 4 Stagnant Scenario | Storage | Capacity End Year (MW) | 85
2034 | 4 Stagnant Scenario | Wind | Capacity End Year (MW) | 4007.3
2035 | 4 Stagnant Scenario | Combined Cycle | Capacity End Year (MW) | 2648
2035 | 4 Stagnant Scenario | Coal | Capacity End Year (MW)
2035 | 4 Stagnant Scenario | Cogeneration | Capacity End Year (MW) | 5994
2035 | 4 Stagnant Scenario | Coal to Gas - Steam Boiler | Capacity End Year (MW) | 1735
2035 | 4 Stagnant Scenario | Solar/Storage | Capacity End Year (MW) | 35
2035 | 4 Stagnant Scenario | Hydro | Capacity End Year (MW) | 894
2035 | 4 Stagnant Scenario | Net Imports | Capacity End Year (MW) | 0
2035 | 4 Stagnant Scenario | Other | Capacity End Year (MW) | 423
2035 | 4 Stagnant Scenario | Simple Cycle | Capacity End Year (MW) | 1397.3
2035 | 4 Stagnant Scenario | Solar | Capacity End Year (MW) | 1153.5
2035 | 4 Stagnant Scenario | Storage | Capacity End Year (MW) | 85
2035 | 4 Stagnant Scenario | Wind | Capacity End Year (MW) | 4007.3
2036 | 4 Stagnant Scenario | Combined Cycle | Capacity End Year (MW) | 2648
2036 | 4 Stagnant Scenario | Coal | Capacity End Year (MW)
2036 | 4 Stagnant Scenario | Cogeneration | Capacity End Year (MW) | 5994
2036 | 4 Stagnant Scenario | Coal to Gas - Steam Boiler | Capacity End Year (MW) | 1735
2036 | 4 Stagnant Scenario | Solar/Storage | Capacity End Year (MW) | 35
2036 | 4 Stagnant Scenario | Hydro | Capacity End Year (MW) | 894
2036 | 4 Stagnant Scenario | Net Imports | Capacity End Year (MW) | 0
2036 | 4 Stagnant Scenario | Other | Capacity End Year (MW) | 423
2036 | 4 Stagnant Scenario | Simple Cycle | Capacity End Year (MW) | 1490.3
2036 | 4 Stagnant Scenario | Solar | Capacity End Year (MW) | 1153.5
2036 | 4 Stagnant Scenario | Storage | Capacity End Year (MW) | 100
2036 | 4 Stagnant Scenario | Wind | Capacity End Year (MW) | 4057.3
2037 | 4 Stagnant Scenario | Combined Cycle | Capacity End Year (MW) | 2648
2037 | 4 Stagnant Scenario | Coal | Capacity End Year (MW)
2037 | 4 Stagnant Scenario | Cogeneration | Capacity End Year (MW) | 5994
2037 | 4 Stagnant Scenario | Coal to Gas - Steam Boiler | Capacity End Year (MW) | 935
2037 | 4 Stagnant Scenario | Solar/Storage | Capacity End Year (MW) | 35
2037 | 4 Stagnant Scenario | Hydro | Capacity End Year (MW) | 894
2037 | 4 Stagnant Scenario | Net Imports | Capacity End Year (MW) | 0
2037 | 4 Stagnant Scenario | Other | Capacity End Year (MW) | 423
2037 | 4 Stagnant Scenario | Simple Cycle | Capacity End Year (MW) | 1536.8
2037 | 4 Stagnant Scenario | Solar | Capacity End Year (MW) | 1203.5
2037 | 4 Stagnant Scenario | Storage | Capacity End Year (MW) | 100
2037 | 4 Stagnant Scenario | Wind | Capacity End Year (MW) | 3976.3
2038 | 4 Stagnant Scenario | Combined Cycle | Capacity End Year (MW) | 3127
2038 | 4 Stagnant Scenario | Coal | Capacity End Year (MW)
2038 | 4 Stagnant Scenario | Cogeneration | Capacity End Year (MW) | 5994
2038 | 4 Stagnant Scenario | Coal to Gas - Steam Boiler | Capacity End Year (MW)
2038 | 4 Stagnant Scenario | Solar/Storage | Capacity End Year (MW) | 35
2038 | 4 Stagnant Scenario | Hydro | Capacity End Year (MW) | 894
2038 | 4 Stagnant Scenario | Net Imports | Capacity End Year (MW) | 0
2038 | 4 Stagnant Scenario | Other | Capacity End Year (MW) | 423
2038 | 4 Stagnant Scenario | Simple Cycle | Capacity End Year (MW) | 1488.8
2038 | 4 Stagnant Scenario | Solar | Capacity End Year (MW) | 1203.5
2038 | 4 Stagnant Scenario | Storage | Capacity End Year (MW) | 120
2038 | 4 Stagnant Scenario | Wind | Capacity End Year (MW) | 4107.3
2039 | 4 Stagnant Scenario | Combined Cycle | Capacity End Year (MW) | 3533
2039 | 4 Stagnant Scenario | Coal | Capacity End Year (MW)
2039 | 4 Stagnant Scenario | Cogeneration | Capacity End Year (MW) | 5994
2039 | 4 Stagnant Scenario | Coal to Gas - Steam Boiler | Capacity End Year (MW)
2039 | 4 Stagnant Scenario | Solar/Storage | Capacity End Year (MW) | 35
2039 | 4 Stagnant Scenario | Hydro | Capacity End Year (MW) | 894
2039 | 4 Stagnant Scenario | Net Imports | Capacity End Year (MW) | 0
2039 | 4 Stagnant Scenario | Other | Capacity End Year (MW) | 423
2039 | 4 Stagnant Scenario | Simple Cycle | Capacity End Year (MW) | 1531.8
2039 | 4 Stagnant Scenario | Solar | Capacity End Year (MW) | 1253.5
2039 | 4 Stagnant Scenario | Storage | Capacity End Year (MW) | 120
2039 | 4 Stagnant Scenario | Wind | Capacity End Year (MW) | 4107.3
2040 | 4 Stagnant Scenario | Combined Cycle | Capacity End Year (MW) | 3533
2040 | 4 Stagnant Scenario | Coal | Capacity End Year (MW)
2040 | 4 Stagnant Scenario | Cogeneration | Capacity End Year (MW) | 5994
2040 | 4 Stagnant Scenario | Coal to Gas - Steam Boiler | Capacity End Year (MW)
2040 | 4 Stagnant Scenario | Solar/Storage | Capacity End Year (MW) | 35
2040 | 4 Stagnant Scenario | Hydro | Capacity End Year (MW) | 894
2040 | 4 Stagnant Scenario | Net Imports | Capacity End Year (MW) | 0
2040 | 4 Stagnant Scenario | Other | Capacity End Year (MW) | 423
2040 | 4 Stagnant Scenario | Simple Cycle | Capacity End Year (MW) | 1671.3
2040 | 4 Stagnant Scenario | Solar | Capacity End Year (MW) | 1253.5
2040 | 4 Stagnant Scenario | Storage | Capacity End Year (MW) | 115
2040 | 4 Stagnant Scenario | Wind | Capacity End Year (MW) | 4157.3
2041 | 4 Stagnant Scenario | Combined Cycle | Capacity End Year (MW) | 3293
2041 | 4 Stagnant Scenario | Coal | Capacity End Year (MW)
2041 | 4 Stagnant Scenario | Cogeneration | Capacity End Year (MW) | 5994
2041 | 4 Stagnant Scenario | Coal to Gas - Steam Boiler | Capacity End Year (MW)
2041 | 4 Stagnant Scenario | Solar/Storage | Capacity End Year (MW) | 35
2041 | 4 Stagnant Scenario | Hydro | Capacity End Year (MW) | 894
2041 | 4 Stagnant Scenario | Net Imports | Capacity End Year (MW) | 0
2041 | 4 Stagnant Scenario | Other | Capacity End Year (MW) | 423
2041 | 4 Stagnant Scenario | Simple Cycle | Capacity End Year (MW) | 1693.3
2041 | 4 Stagnant Scenario | Solar | Capacity End Year (MW) | 1253.5
2041 | 4 Stagnant Scenario | Storage | Capacity End Year (MW) | 115
2041 | 4 Stagnant Scenario | Wind | Capacity End Year (MW) | 4157.3
2021 | 1 Reference Case | Combined Cycle | Capacity Factor | 65.83%
2021 | 1 Reference Case | Coal | Capacity Factor | 45.66%
2021 | 1 Reference Case | Cogeneration | Capacity Factor | 72.75%
2021 | 1 Reference Case | Coal to Gas - Steam Boiler | Capacity Factor | 62.22%
2021 | 1 Reference Case | Solar/Storage | Capacity Factor | 14.75%
2021 | 1 Reference Case | Hydro | Capacity Factor | 32.66%
2021 | 1 Reference Case | Net Imports | Capacity Factor
2021 | 1 Reference Case | Other | Capacity Factor | 55.09%
2021 | 1 Reference Case | Simple Cycle | Capacity Factor | 37.25%
2021 | 1 Reference Case | Solar | Capacity Factor | 20.53%
2021 | 1 Reference Case | Storage | Capacity Factor | 0%
2021 | 1 Reference Case | Wind | Capacity Factor | 38.8%
2022 | 1 Reference Case | Combined Cycle | Capacity Factor | 66.08%
2022 | 1 Reference Case | Coal | Capacity Factor | 3.696%
2022 | 1 Reference Case | Cogeneration | Capacity Factor | 72.93%
2022 | 1 Reference Case | Coal to Gas - Steam Boiler | Capacity Factor | 43.91%
2022 | 1 Reference Case | Solar/Storage | Capacity Factor | 20.94%
2022 | 1 Reference Case | Hydro | Capacity Factor | 32.62%
2022 | 1 Reference Case | Net Imports | Capacity Factor
2022 | 1 Reference Case | Other | Capacity Factor | 54.85%
2022 | 1 Reference Case | Simple Cycle | Capacity Factor | 28.7%
2022 | 1 Reference Case | Solar | Capacity Factor | 21.14%
2022 | 1 Reference Case | Storage | Capacity Factor | 0%
2022 | 1 Reference Case | Wind | Capacity Factor | 37.49%
2023 | 1 Reference Case | Combined Cycle | Capacity Factor | 66.65%
2023 | 1 Reference Case | Coal | Capacity Factor | 2.193%
2023 | 1 Reference Case | Cogeneration | Capacity Factor | 72.6%
2023 | 1 Reference Case | Coal to Gas - Steam Boiler | Capacity Factor | 33.43%
2023 | 1 Reference Case | Solar/Storage | Capacity Factor | 20.94%
2023 | 1 Reference Case | Hydro | Capacity Factor | 32.61%
2023 | 1 Reference Case | Net Imports | Capacity Factor
2023 | 1 Reference Case | Other | Capacity Factor | 55.19%
2023 | 1 Reference Case | Simple Cycle | Capacity Factor | 27.84%
2023 | 1 Reference Case | Solar | Capacity Factor | 20.97%
2023 | 1 Reference Case | Storage | Capacity Factor | 0%
2023 | 1 Reference Case | Wind | Capacity Factor | 36.19%
2024 | 1 Reference Case | Combined Cycle | Capacity Factor | 65.58%
2024 | 1 Reference Case | Coal | Capacity Factor | 0%
2024 | 1 Reference Case | Cogeneration | Capacity Factor | 72.87%
2024 | 1 Reference Case | Coal to Gas - Steam Boiler | Capacity Factor | 26.1%
2024 | 1 Reference Case | Solar/Storage | Capacity Factor | 20.94%
2024 | 1 Reference Case | Hydro | Capacity Factor | 32.59%
2024 | 1 Reference Case | Net Imports | Capacity Factor
2024 | 1 Reference Case | Other | Capacity Factor | 55.39%
2024 | 1 Reference Case | Simple Cycle | Capacity Factor | 25.56%
2024 | 1 Reference Case | Solar | Capacity Factor | 20.94%
2024 | 1 Reference Case | Storage | Capacity Factor | 0%
2024 | 1 Reference Case | Wind | Capacity Factor | 36.14%
2025 | 1 Reference Case | Combined Cycle | Capacity Factor | 63.86%
2025 | 1 Reference Case | Coal | Capacity Factor | 0.5038%
2025 | 1 Reference Case | Cogeneration | Capacity Factor | 73.17%
2025 | 1 Reference Case | Coal to Gas - Steam Boiler | Capacity Factor | 22.82%
2025 | 1 Reference Case | Solar/Storage | Capacity Factor | 20.94%
2025 | 1 Reference Case | Hydro | Capacity Factor | 32.61%
2025 | 1 Reference Case | Net Imports | Capacity Factor
2025 | 1 Reference Case | Other | Capacity Factor | 54.83%
2025 | 1 Reference Case | Simple Cycle | Capacity Factor | 24.3%
2025 | 1 Reference Case | Solar | Capacity Factor | 20.97%
2025 | 1 Reference Case | Storage | Capacity Factor | 0%
2025 | 1 Reference Case | Wind | Capacity Factor | 36.19%
2026 | 1 Reference Case | Combined Cycle | Capacity Factor | 62.75%
2026 | 1 Reference Case | Coal | Capacity Factor
2026 | 1 Reference Case | Cogeneration | Capacity Factor | 73.12%
2026 | 1 Reference Case | Coal to Gas - Steam Boiler | Capacity Factor | 21.69%
2026 | 1 Reference Case | Solar/Storage | Capacity Factor | 20.94%
2026 | 1 Reference Case | Hydro | Capacity Factor | 32.59%
2026 | 1 Reference Case | Net Imports | Capacity Factor
2026 | 1 Reference Case | Other | Capacity Factor | 55.46%
2026 | 1 Reference Case | Simple Cycle | Capacity Factor | 23.66%
2026 | 1 Reference Case | Solar | Capacity Factor | 20.97%
2026 | 1 Reference Case | Storage | Capacity Factor | 0%
2026 | 1 Reference Case | Wind | Capacity Factor | 36.95%
2027 | 1 Reference Case | Combined Cycle | Capacity Factor | 60.9%
2027 | 1 Reference Case | Coal | Capacity Factor
2027 | 1 Reference Case | Cogeneration | Capacity Factor | 72.99%
2027 | 1 Reference Case | Coal to Gas - Steam Boiler | Capacity Factor | 21.95%
2027 | 1 Reference Case | Solar/Storage | Capacity Factor | 20.94%
2027 | 1 Reference Case | Hydro | Capacity Factor | 32.46%
2027 | 1 Reference Case | Net Imports | Capacity Factor
2027 | 1 Reference Case | Other | Capacity Factor | 54.96%
2027 | 1 Reference Case | Simple Cycle | Capacity Factor | 23.94%
2027 | 1 Reference Case | Solar | Capacity Factor | 20.97%
2027 | 1 Reference Case | Storage | Capacity Factor | 0%
2027 | 1 Reference Case | Wind | Capacity Factor | 37.24%
2028 | 1 Reference Case | Combined Cycle | Capacity Factor | 61.79%
2028 | 1 Reference Case | Coal | Capacity Factor
2028 | 1 Reference Case | Cogeneration | Capacity Factor | 73.4%
2028 | 1 Reference Case | Coal to Gas - Steam Boiler | Capacity Factor | 21.6%
2028 | 1 Reference Case | Solar/Storage | Capacity Factor | 20.94%
2028 | 1 Reference Case | Hydro | Capacity Factor | 32.48%
2028 | 1 Reference Case | Net Imports | Capacity Factor
2028 | 1 Reference Case | Other | Capacity Factor | 55.1%
2028 | 1 Reference Case | Simple Cycle | Capacity Factor | 24.13%
2028 | 1 Reference Case | Solar | Capacity Factor | 20.94%
2028 | 1 Reference Case | Storage | Capacity Factor | 0%
2028 | 1 Reference Case | Wind | Capacity Factor | 37.29%
2029 | 1 Reference Case | Combined Cycle | Capacity Factor | 60.63%
2029 | 1 Reference Case | Coal | Capacity Factor
2029 | 1 Reference Case | Cogeneration | Capacity Factor | 73.5%
2029 | 1 Reference Case | Coal to Gas - Steam Boiler | Capacity Factor | 22.4%
2029 | 1 Reference Case | Solar/Storage | Capacity Factor | 20.94%
2029 | 1 Reference Case | Hydro | Capacity Factor | 32.43%
2029 | 1 Reference Case | Net Imports | Capacity Factor
2029 | 1 Reference Case | Other | Capacity Factor | 55.68%
2029 | 1 Reference Case | Simple Cycle | Capacity Factor | 24.34%
2029 | 1 Reference Case | Solar | Capacity Factor | 20.97%
2029 | 1 Reference Case | Storage | Capacity Factor | 0%
2029 | 1 Reference Case | Wind | Capacity Factor | 37.32%
2030 | 1 Reference Case | Combined Cycle | Capacity Factor | 60.6%
2030 | 1 Reference Case | Coal | Capacity Factor
2030 | 1 Reference Case | Cogeneration | Capacity Factor | 73.96%
2030 | 1 Reference Case | Coal to Gas - Steam Boiler | Capacity Factor | 22.89%
2030 | 1 Reference Case | Solar/Storage | Capacity Factor | 20.94%
2030 | 1 Reference Case | Hydro | Capacity Factor | 32.41%
2030 | 1 Reference Case | Net Imports | Capacity Factor
2030 | 1 Reference Case | Other | Capacity Factor | 55.48%
2030 | 1 Reference Case | Simple Cycle | Capacity Factor | 24.57%
2030 | 1 Reference Case | Solar | Capacity Factor | 20.97%
2030 | 1 Reference Case | Storage | Capacity Factor | 0%
2030 | 1 Reference Case | Wind | Capacity Factor | 37.32%
2031 | 1 Reference Case | Combined Cycle | Capacity Factor | 60.7%
2031 | 1 Reference Case | Coal | Capacity Factor
2031 | 1 Reference Case | Cogeneration | Capacity Factor | 74.37%
2031 | 1 Reference Case | Coal to Gas - Steam Boiler | Capacity Factor | 22.79%
2031 | 1 Reference Case | Solar/Storage | Capacity Factor | 20.94%
2031 | 1 Reference Case | Hydro | Capacity Factor | 32.35%
2031 | 1 Reference Case | Net Imports | Capacity Factor
2031 | 1 Reference Case | Other | Capacity Factor | 55.85%
2031 | 1 Reference Case | Simple Cycle | Capacity Factor | 25.24%
2031 | 1 Reference Case | Solar | Capacity Factor | 20.97%
2031 | 1 Reference Case | Storage | Capacity Factor | 0%
2031 | 1 Reference Case | Wind | Capacity Factor | 37.35%
2032 | 1 Reference Case | Combined Cycle | Capacity Factor | 60.71%
2032 | 1 Reference Case | Coal | Capacity Factor
2032 | 1 Reference Case | Cogeneration | Capacity Factor | 74.64%
2032 | 1 Reference Case | Coal to Gas - Steam Boiler | Capacity Factor | 23.01%
2032 | 1 Reference Case | Solar/Storage | Capacity Factor | 20.94%
2032 | 1 Reference Case | Hydro | Capacity Factor | 32.42%
2032 | 1 Reference Case | Net Imports | Capacity Factor
2032 | 1 Reference Case | Other | Capacity Factor | 55.81%
2032 | 1 Reference Case | Simple Cycle | Capacity Factor | 25.18%
2032 | 1 Reference Case | Solar | Capacity Factor | 20.94%
2032 | 1 Reference Case | Storage | Capacity Factor | 0%
2032 | 1 Reference Case | Wind | Capacity Factor | 37.74%
2033 | 1 Reference Case | Combined Cycle | Capacity Factor | 61.1%
2033 | 1 Reference Case | Coal | Capacity Factor
2033 | 1 Reference Case | Cogeneration | Capacity Factor | 74.58%
2033 | 1 Reference Case | Coal to Gas - Steam Boiler | Capacity Factor | 23.96%
2033 | 1 Reference Case | Solar/Storage | Capacity Factor | 20.94%
2033 | 1 Reference Case | Hydro | Capacity Factor | 32.45%
2033 | 1 Reference Case | Net Imports | Capacity Factor
2033 | 1 Reference Case | Other | Capacity Factor | 55.99%
2033 | 1 Reference Case | Simple Cycle | Capacity Factor | 25.95%
2033 | 1 Reference Case | Solar | Capacity Factor | 20.97%
2033 | 1 Reference Case | Storage | Capacity Factor | 0%
2033 | 1 Reference Case | Wind | Capacity Factor | 38.1%
2034 | 1 Reference Case | Combined Cycle | Capacity Factor | 60.92%
2034 | 1 Reference Case | Coal | Capacity Factor
2034 | 1 Reference Case | Cogeneration | Capacity Factor | 74.85%
2034 | 1 Reference Case | Coal to Gas - Steam Boiler | Capacity Factor | 26.16%
2034 | 1 Reference Case | Solar/Storage | Capacity Factor | 20.94%
2034 | 1 Reference Case | Hydro | Capacity Factor | 32.43%
2034 | 1 Reference Case | Net Imports | Capacity Factor
2034 | 1 Reference Case | Other | Capacity Factor | 56.21%
2034 | 1 Reference Case | Simple Cycle | Capacity Factor | 26.15%
2034 | 1 Reference Case | Solar | Capacity Factor | 20.97%
2034 | 1 Reference Case | Storage | Capacity Factor | 0%
2034 | 1 Reference Case | Wind | Capacity Factor | 38.78%
2035 | 1 Reference Case | Combined Cycle | Capacity Factor | 61.04%
2035 | 1 Reference Case | Coal | Capacity Factor
2035 | 1 Reference Case | Cogeneration | Capacity Factor | 75.1%
2035 | 1 Reference Case | Coal to Gas - Steam Boiler | Capacity Factor | 28.03%
2035 | 1 Reference Case | Solar/Storage | Capacity Factor | 20.94%
2035 | 1 Reference Case | Hydro | Capacity Factor | 32.39%
2035 | 1 Reference Case | Net Imports | Capacity Factor
2035 | 1 Reference Case | Other | Capacity Factor | 56.28%
2035 | 1 Reference Case | Simple Cycle | Capacity Factor | 26.35%
2035 | 1 Reference Case | Solar | Capacity Factor | 20.97%
2035 | 1 Reference Case | Storage | Capacity Factor | 0%
2035 | 1 Reference Case | Wind | Capacity Factor | 38.1%
2036 | 1 Reference Case | Combined Cycle | Capacity Factor | 61.56%
2036 | 1 Reference Case | Coal | Capacity Factor
2036 | 1 Reference Case | Cogeneration | Capacity Factor | 74.94%
2036 | 1 Reference Case | Coal to Gas - Steam Boiler | Capacity Factor | 30.4%
2036 | 1 Reference Case | Solar/Storage | Capacity Factor | 20.94%
2036 | 1 Reference Case | Hydro | Capacity Factor | 32.4%
2036 | 1 Reference Case | Net Imports | Capacity Factor
2036 | 1 Reference Case | Other | Capacity Factor | 56.31%
2036 | 1 Reference Case | Simple Cycle | Capacity Factor | 28.2%
2036 | 1 Reference Case | Solar | Capacity Factor | 20.94%
2036 | 1 Reference Case | Storage | Capacity Factor | 0%
2036 | 1 Reference Case | Wind | Capacity Factor | 38.34%
2037 | 1 Reference Case | Combined Cycle | Capacity Factor | 60.57%
2037 | 1 Reference Case | Coal | Capacity Factor
2037 | 1 Reference Case | Cogeneration | Capacity Factor | 75.04%
2037 | 1 Reference Case | Coal to Gas - Steam Boiler | Capacity Factor | 26.64%
2037 | 1 Reference Case | Solar/Storage | Capacity Factor | 20.94%
2037 | 1 Reference Case | Hydro | Capacity Factor | 32.41%
2037 | 1 Reference Case | Net Imports | Capacity Factor
2037 | 1 Reference Case | Other | Capacity Factor | 56.67%
2037 | 1 Reference Case | Simple Cycle | Capacity Factor | 26.64%
2037 | 1 Reference Case | Solar | Capacity Factor | 20.96%
2037 | 1 Reference Case | Storage | Capacity Factor | 0%
2037 | 1 Reference Case | Wind | Capacity Factor | 39.19%
2038 | 1 Reference Case | Combined Cycle | Capacity Factor | 60.85%
2038 | 1 Reference Case | Coal | Capacity Factor
2038 | 1 Reference Case | Cogeneration | Capacity Factor | 75.13%
2038 | 1 Reference Case | Coal to Gas - Steam Boiler | Capacity Factor
2038 | 1 Reference Case | Solar/Storage | Capacity Factor | 20.94%
2038 | 1 Reference Case | Hydro | Capacity Factor | 32.69%
2038 | 1 Reference Case | Net Imports | Capacity Factor
2038 | 1 Reference Case | Other | Capacity Factor | 57.06%
2038 | 1 Reference Case | Simple Cycle | Capacity Factor | 26.98%
2038 | 1 Reference Case | Solar | Capacity Factor | 20.97%
2038 | 1 Reference Case | Storage | Capacity Factor | 0%
2038 | 1 Reference Case | Wind | Capacity Factor | 38.71%
2039 | 1 Reference Case | Combined Cycle | Capacity Factor | 56.2%
2039 | 1 Reference Case | Coal | Capacity Factor
2039 | 1 Reference Case | Cogeneration | Capacity Factor | 74.48%
2039 | 1 Reference Case | Coal to Gas - Steam Boiler | Capacity Factor
2039 | 1 Reference Case | Solar/Storage | Capacity Factor | 20.94%
2039 | 1 Reference Case | Hydro | Capacity Factor | 32.29%
2039 | 1 Reference Case | Net Imports | Capacity Factor
2039 | 1 Reference Case | Other | Capacity Factor | 56.51%
2039 | 1 Reference Case | Simple Cycle | Capacity Factor | 20.94%
2039 | 1 Reference Case | Solar | Capacity Factor | 20.96%
2039 | 1 Reference Case | Storage | Capacity Factor | 0%
2039 | 1 Reference Case | Wind | Capacity Factor | 38.76%
2040 | 1 Reference Case | Combined Cycle | Capacity Factor | 56.7%
2040 | 1 Reference Case | Coal | Capacity Factor
2040 | 1 Reference Case | Cogeneration | Capacity Factor | 75%
2040 | 1 Reference Case | Coal to Gas - Steam Boiler | Capacity Factor
2040 | 1 Reference Case | Solar/Storage | Capacity Factor | 20.94%
2040 | 1 Reference Case | Hydro | Capacity Factor | 32.09%
2040 | 1 Reference Case | Net Imports | Capacity Factor
2040 | 1 Reference Case | Other | Capacity Factor | 57.8%
2040 | 1 Reference Case | Simple Cycle | Capacity Factor | 20.8%
2040 | 1 Reference Case | Solar | Capacity Factor | 20.94%
2040 | 1 Reference Case | Storage | Capacity Factor | 0%
2040 | 1 Reference Case | Wind | Capacity Factor | 39.14%
2041 | 1 Reference Case | Combined Cycle | Capacity Factor | 56.24%
2041 | 1 Reference Case | Coal | Capacity Factor
2041 | 1 Reference Case | Cogeneration | Capacity Factor | 75.27%
2041 | 1 Reference Case | Coal to Gas - Steam Boiler | Capacity Factor
2041 | 1 Reference Case | Solar/Storage | Capacity Factor | 20.94%
2041 | 1 Reference Case | Hydro | Capacity Factor | 32.08%
2041 | 1 Reference Case | Net Imports | Capacity Factor
2041 | 1 Reference Case | Other | Capacity Factor | 57.43%
2041 | 1 Reference Case | Simple Cycle | Capacity Factor | 21.31%
2041 | 1 Reference Case | Solar | Capacity Factor | 20.96%
2041 | 1 Reference Case | Storage | Capacity Factor | 0%
2041 | 1 Reference Case | Wind | Capacity Factor | 38.76%
2021 | 2 Clean-Tech Scenario | Combined Cycle | Capacity Factor | 65.48%
2021 | 2 Clean-Tech Scenario | Coal | Capacity Factor | 44.59%
2021 | 2 Clean-Tech Scenario | Cogeneration | Capacity Factor | 72.79%
2021 | 2 Clean-Tech Scenario | Coal to Gas - Steam Boiler | Capacity Factor | 55.8%
2021 | 2 Clean-Tech Scenario | Solar/Storage | Capacity Factor | 14.59%
2021 | 2 Clean-Tech Scenario | Hydro | Capacity Factor | 32.68%
2021 | 2 Clean-Tech Scenario | Net Imports | Capacity Factor
2021 | 2 Clean-Tech Scenario | Other | Capacity Factor | 55.06%
2021 | 2 Clean-Tech Scenario | Simple Cycle | Capacity Factor | 36.39%
2021 | 2 Clean-Tech Scenario | Solar | Capacity Factor | 20.72%
2021 | 2 Clean-Tech Scenario | Storage | Capacity Factor | 0%
2021 | 2 Clean-Tech Scenario | Wind | Capacity Factor | 38.8%
2022 | 2 Clean-Tech Scenario | Combined Cycle | Capacity Factor | 66.17%
2022 | 2 Clean-Tech Scenario | Coal | Capacity Factor | 34.47%
2022 | 2 Clean-Tech Scenario | Cogeneration | Capacity Factor | 72.92%
2022 | 2 Clean-Tech Scenario | Coal to Gas - Steam Boiler | Capacity Factor | 42.15%
2022 | 2 Clean-Tech Scenario | Solar/Storage | Capacity Factor | 22.34%
2022 | 2 Clean-Tech Scenario | Hydro | Capacity Factor | 32.62%
2022 | 2 Clean-Tech Scenario | Net Imports | Capacity Factor
2022 | 2 Clean-Tech Scenario | Other | Capacity Factor | 54.82%
2022 | 2 Clean-Tech Scenario | Simple Cycle | Capacity Factor | 30.76%
2022 | 2 Clean-Tech Scenario | Solar | Capacity Factor | 21.32%
2022 | 2 Clean-Tech Scenario | Storage | Capacity Factor | 0%
2022 | 2 Clean-Tech Scenario | Wind | Capacity Factor | 37.87%
2023 | 2 Clean-Tech Scenario | Combined Cycle | Capacity Factor | 65.6%
2023 | 2 Clean-Tech Scenario | Coal | Capacity Factor | 18.54%
2023 | 2 Clean-Tech Scenario | Cogeneration | Capacity Factor | 72.44%
2023 | 2 Clean-Tech Scenario | Coal to Gas - Steam Boiler | Capacity Factor | 23.73%
2023 | 2 Clean-Tech Scenario | Solar/Storage | Capacity Factor | 21.66%
2023 | 2 Clean-Tech Scenario | Hydro | Capacity Factor | 32.61%
2023 | 2 Clean-Tech Scenario | Net Imports | Capacity Factor
2023 | 2 Clean-Tech Scenario | Other | Capacity Factor | 55.02%
2023 | 2 Clean-Tech Scenario | Simple Cycle | Capacity Factor | 24.45%
2023 | 2 Clean-Tech Scenario | Solar | Capacity Factor | 21.28%
2023 | 2 Clean-Tech Scenario | Storage | Capacity Factor | 0%
2023 | 2 Clean-Tech Scenario | Wind | Capacity Factor | 37.04%
2024 | 2 Clean-Tech Scenario | Combined Cycle | Capacity Factor | 57.44%
2024 | 2 Clean-Tech Scenario | Coal | Capacity Factor | 36.95%
2024 | 2 Clean-Tech Scenario | Cogeneration | Capacity Factor | 72.2%
2024 | 2 Clean-Tech Scenario | Coal to Gas - Steam Boiler | Capacity Factor | 6.351%
2024 | 2 Clean-Tech Scenario | Solar/Storage | Capacity Factor | 21.72%
2024 | 2 Clean-Tech Scenario | Hydro | Capacity Factor | 32.6%
2024 | 2 Clean-Tech Scenario | Net Imports | Capacity Factor
2024 | 2 Clean-Tech Scenario | Other | Capacity Factor | 54.97%
2024 | 2 Clean-Tech Scenario | Simple Cycle | Capacity Factor | 17.57%
2024 | 2 Clean-Tech Scenario | Solar | Capacity Factor | 21.25%
2024 | 2 Clean-Tech Scenario | Storage | Capacity Factor | 0%
2024 | 2 Clean-Tech Scenario | Wind | Capacity Factor | 37.71%
2025 | 2 Clean-Tech Scenario | Combined Cycle | Capacity Factor | 52.33%
2025 | 2 Clean-Tech Scenario | Coal | Capacity Factor
2025 | 2 Clean-Tech Scenario | Cogeneration | Capacity Factor | 72.37%
2025 | 2 Clean-Tech Scenario | Coal to Gas - Steam Boiler | Capacity Factor | 4.264%
2025 | 2 Clean-Tech Scenario | Solar/Storage | Capacity Factor | 21.74%
2025 | 2 Clean-Tech Scenario | Hydro | Capacity Factor | 32.57%
2025 | 2 Clean-Tech Scenario | Net Imports | Capacity Factor
2025 | 2 Clean-Tech Scenario | Other | Capacity Factor | 54.54%
2025 | 2 Clean-Tech Scenario | Simple Cycle | Capacity Factor | 16.98%
2025 | 2 Clean-Tech Scenario | Solar | Capacity Factor | 21.28%
2025 | 2 Clean-Tech Scenario | Storage | Capacity Factor | 0%
2025 | 2 Clean-Tech Scenario | Wind | Capacity Factor | 38.32%
2026 | 2 Clean-Tech Scenario | Combined Cycle | Capacity Factor | 50.18%
2026 | 2 Clean-Tech Scenario | Coal | Capacity Factor
2026 | 2 Clean-Tech Scenario | Cogeneration | Capacity Factor | 72.6%
2026 | 2 Clean-Tech Scenario | Coal to Gas - Steam Boiler | Capacity Factor | 5.13%
2026 | 2 Clean-Tech Scenario | Solar/Storage | Capacity Factor | 21.74%
2026 | 2 Clean-Tech Scenario | Hydro | Capacity Factor | 32.53%
2026 | 2 Clean-Tech Scenario | Net Imports | Capacity Factor
2026 | 2 Clean-Tech Scenario | Other | Capacity Factor | 55.24%
2026 | 2 Clean-Tech Scenario | Simple Cycle | Capacity Factor | 17.27%
2026 | 2 Clean-Tech Scenario | Solar | Capacity Factor | 21.4%
2026 | 2 Clean-Tech Scenario | Storage | Capacity Factor | 0%
2026 | 2 Clean-Tech Scenario | Wind | Capacity Factor | 38.82%
2027 | 2 Clean-Tech Scenario | Combined Cycle | Capacity Factor | 48.98%
2027 | 2 Clean-Tech Scenario | Coal | Capacity Factor
2027 | 2 Clean-Tech Scenario | Cogeneration | Capacity Factor | 72.54%
2027 | 2 Clean-Tech Scenario | Coal to Gas - Steam Boiler | Capacity Factor | 7.314%
2027 | 2 Clean-Tech Scenario | Solar/Storage | Capacity Factor | 21.74%
2027 | 2 Clean-Tech Scenario | Hydro | Capacity Factor | 32.46%
2027 | 2 Clean-Tech Scenario | Net Imports | Capacity Factor
2027 | 2 Clean-Tech Scenario | Other | Capacity Factor | 54.69%
2027 | 2 Clean-Tech Scenario | Simple Cycle | Capacity Factor | 17.57%
2027 | 2 Clean-Tech Scenario | Solar | Capacity Factor | 21.72%
2027 | 2 Clean-Tech Scenario | Storage | Capacity Factor | 0%
2027 | 2 Clean-Tech Scenario | Wind | Capacity Factor | 38.82%
2028 | 2 Clean-Tech Scenario | Combined Cycle | Capacity Factor | 46.97%
2028 | 2 Clean-Tech Scenario | Coal | Capacity Factor
2028 | 2 Clean-Tech Scenario | Cogeneration | Capacity Factor | 72.91%
2028 | 2 Clean-Tech Scenario | Coal to Gas - Steam Boiler | Capacity Factor | 5.383%
2028 | 2 Clean-Tech Scenario | Solar/Storage | Capacity Factor | 21.72%
2028 | 2 Clean-Tech Scenario | Hydro | Capacity Factor | 32.41%
2028 | 2 Clean-Tech Scenario | Net Imports | Capacity Factor
2028 | 2 Clean-Tech Scenario | Other | Capacity Factor | 54.8%
2028 | 2 Clean-Tech Scenario | Simple Cycle | Capacity Factor | 18.09%
2028 | 2 Clean-Tech Scenario | Solar | Capacity Factor | 21.95%
2028 | 2 Clean-Tech Scenario | Storage | Capacity Factor | 0%
2028 | 2 Clean-Tech Scenario | Wind | Capacity Factor | 38.81%
2029 | 2 Clean-Tech Scenario | Combined Cycle | Capacity Factor | 45.24%
2029 | 2 Clean-Tech Scenario | Coal | Capacity Factor
2029 | 2 Clean-Tech Scenario | Cogeneration | Capacity Factor | 73.08%
2029 | 2 Clean-Tech Scenario | Coal to Gas - Steam Boiler | Capacity Factor | 5.48%
2029 | 2 Clean-Tech Scenario | Solar/Storage | Capacity Factor | 21.74%
2029 | 2 Clean-Tech Scenario | Hydro | Capacity Factor | 32.25%
2029 | 2 Clean-Tech Scenario | Net Imports | Capacity Factor
2029 | 2 Clean-Tech Scenario | Other | Capacity Factor | 55.38%
2029 | 2 Clean-Tech Scenario | Simple Cycle | Capacity Factor | 18.47%
2029 | 2 Clean-Tech Scenario | Solar | Capacity Factor | 22.17%
2029 | 2 Clean-Tech Scenario | Storage | Capacity Factor | 0%
2029 | 2 Clean-Tech Scenario | Wind | Capacity Factor | 38.83%
2030 | 2 Clean-Tech Scenario | Combined Cycle | Capacity Factor | 43.85%
2030 | 2 Clean-Tech Scenario | Coal | Capacity Factor
2030 | 2 Clean-Tech Scenario | Cogeneration | Capacity Factor | 73.49%
2030 | 2 Clean-Tech Scenario | Coal to Gas - Steam Boiler | Capacity Factor | 5.224%
2030 | 2 Clean-Tech Scenario | Solar/Storage | Capacity Factor | 21.74%
2030 | 2 Clean-Tech Scenario | Hydro | Capacity Factor | 32.19%
2030 | 2 Clean-Tech Scenario | Net Imports | Capacity Factor
2030 | 2 Clean-Tech Scenario | Other | Capacity Factor | 57.64%
2030 | 2 Clean-Tech Scenario | Simple Cycle | Capacity Factor | 18.96%
2030 | 2 Clean-Tech Scenario | Solar | Capacity Factor | 22.28%
2030 | 2 Clean-Tech Scenario | Storage | Capacity Factor | 0%
2030 | 2 Clean-Tech Scenario | Wind | Capacity Factor | 38.83%
2031 | 2 Clean-Tech Scenario | Combined Cycle | Capacity Factor | 43.26%
2031 | 2 Clean-Tech Scenario | Coal | Capacity Factor
2031 | 2 Clean-Tech Scenario | Cogeneration | Capacity Factor | 73.78%
2031 | 2 Clean-Tech Scenario | Coal to Gas - Steam Boiler | Capacity Factor | 5.685%
2031 | 2 Clean-Tech Scenario | Solar/Storage | Capacity Factor | 21.74%
2031 | 2 Clean-Tech Scenario | Hydro | Capacity Factor | 31.96%
2031 | 2 Clean-Tech Scenario | Net Imports | Capacity Factor
2031 | 2 Clean-Tech Scenario | Other | Capacity Factor | 60.16%
2031 | 2 Clean-Tech Scenario | Simple Cycle | Capacity Factor | 19.53%
2031 | 2 Clean-Tech Scenario | Solar | Capacity Factor | 22.32%
2031 | 2 Clean-Tech Scenario | Storage | Capacity Factor | 0%
2031 | 2 Clean-Tech Scenario | Wind | Capacity Factor | 38.82%
2032 | 2 Clean-Tech Scenario | Combined Cycle | Capacity Factor | 42.88%
2032 | 2 Clean-Tech Scenario | Coal | Capacity Factor
2032 | 2 Clean-Tech Scenario | Cogeneration | Capacity Factor | 74.06%
2032 | 2 Clean-Tech Scenario | Coal to Gas - Steam Boiler | Capacity Factor | 6.86%
2032 | 2 Clean-Tech Scenario | Solar/Storage | Capacity Factor | 21.72%
2032 | 2 Clean-Tech Scenario | Hydro | Capacity Factor | 31.89%
2032 | 2 Clean-Tech Scenario | Net Imports | Capacity Factor
2032 | 2 Clean-Tech Scenario | Other | Capacity Factor | 62.26%
2032 | 2 Clean-Tech Scenario | Simple Cycle | Capacity Factor | 19.98%
2032 | 2 Clean-Tech Scenario | Solar | Capacity Factor | 22.28%
2032 | 2 Clean-Tech Scenario | Storage | Capacity Factor | 0%
2032 | 2 Clean-Tech Scenario | Wind | Capacity Factor | 39.53%
2033 | 2 Clean-Tech Scenario | Combined Cycle | Capacity Factor | 42.46%
2033 | 2 Clean-Tech Scenario | Coal | Capacity Factor
2033 | 2 Clean-Tech Scenario | Cogeneration | Capacity Factor | 73.9%
2033 | 2 Clean-Tech Scenario | Coal to Gas - Steam Boiler | Capacity Factor | 9.016%
2033 | 2 Clean-Tech Scenario | Solar/Storage | Capacity Factor | 21.74%
2033 | 2 Clean-Tech Scenario | Hydro | Capacity Factor | 31.48%
2033 | 2 Clean-Tech Scenario | Net Imports | Capacity Factor
2033 | 2 Clean-Tech Scenario | Other | Capacity Factor | 63.81%
2033 | 2 Clean-Tech Scenario | Simple Cycle | Capacity Factor | 20.36%
2033 | 2 Clean-Tech Scenario | Solar | Capacity Factor | 22.31%
2033 | 2 Clean-Tech Scenario | Storage | Capacity Factor | 0%
2033 | 2 Clean-Tech Scenario | Wind | Capacity Factor | 39.56%
2034 | 2 Clean-Tech Scenario | Combined Cycle | Capacity Factor | 41.61%
2034 | 2 Clean-Tech Scenario | Coal | Capacity Factor
2034 | 2 Clean-Tech Scenario | Cogeneration | Capacity Factor | 74%
2034 | 2 Clean-Tech Scenario | Coal to Gas - Steam Boiler | Capacity Factor | 9.5%
2034 | 2 Clean-Tech Scenario | Solar/Storage | Capacity Factor | 21.74%
2034 | 2 Clean-Tech Scenario | Hydro | Capacity Factor | 31.33%
2034 | 2 Clean-Tech Scenario | Net Imports | Capacity Factor
2034 | 2 Clean-Tech Scenario | Other | Capacity Factor | 65.76%
2034 | 2 Clean-Tech Scenario | Simple Cycle | Capacity Factor | 20.91%
2034 | 2 Clean-Tech Scenario | Solar | Capacity Factor | 22.3%
2034 | 2 Clean-Tech Scenario | Storage | Capacity Factor | 0%
2034 | 2 Clean-Tech Scenario | Wind | Capacity Factor | 40.49%
2035 | 2 Clean-Tech Scenario | Combined Cycle | Capacity Factor | 40.49%
2035 | 2 Clean-Tech Scenario | Coal | Capacity Factor
2035 | 2 Clean-Tech Scenario | Cogeneration | Capacity Factor | 74.17%
2035 | 2 Clean-Tech Scenario | Coal to Gas - Steam Boiler | Capacity Factor | 12.25%
2035 | 2 Clean-Tech Scenario | Solar/Storage | Capacity Factor | 21.74%
2035 | 2 Clean-Tech Scenario | Hydro | Capacity Factor | 30.41%
2035 | 2 Clean-Tech Scenario | Net Imports | Capacity Factor
2035 | 2 Clean-Tech Scenario | Other | Capacity Factor | 67.3%
2035 | 2 Clean-Tech Scenario | Simple Cycle | Capacity Factor | 21.49%
2035 | 2 Clean-Tech Scenario | Solar | Capacity Factor | 22.35%
2035 | 2 Clean-Tech Scenario | Storage | Capacity Factor | 0%
2035 | 2 Clean-Tech Scenario | Wind | Capacity Factor | 39.58%
2036 | 2 Clean-Tech Scenario | Combined Cycle | Capacity Factor | 40.77%
2036 | 2 Clean-Tech Scenario | Coal | Capacity Factor
2036 | 2 Clean-Tech Scenario | Cogeneration | Capacity Factor | 73.82%
2036 | 2 Clean-Tech Scenario | Coal to Gas - Steam Boiler | Capacity Factor | 14.99%
2036 | 2 Clean-Tech Scenario | Solar/Storage | Capacity Factor | 21.71%
2036 | 2 Clean-Tech Scenario | Hydro | Capacity Factor | 30.11%
2036 | 2 Clean-Tech Scenario | Net Imports | Capacity Factor
2036 | 2 Clean-Tech Scenario | Other | Capacity Factor | 68.38%
2036 | 2 Clean-Tech Scenario | Simple Cycle | Capacity Factor | 22%
2036 | 2 Clean-Tech Scenario | Solar | Capacity Factor | 22.36%
2036 | 2 Clean-Tech Scenario | Storage | Capacity Factor | 0%
2036 | 2 Clean-Tech Scenario | Wind | Capacity Factor | 40.08%
2037 | 2 Clean-Tech Scenario | Combined Cycle | Capacity Factor | 40.51%
2037 | 2 Clean-Tech Scenario | Coal | Capacity Factor
2037 | 2 Clean-Tech Scenario | Cogeneration | Capacity Factor | 74.11%
2037 | 2 Clean-Tech Scenario | Coal to Gas - Steam Boiler | Capacity Factor | 16.12%
2037 | 2 Clean-Tech Scenario | Solar/Storage | Capacity Factor | 21.74%
2037 | 2 Clean-Tech Scenario | Hydro | Capacity Factor | 29.39%
2037 | 2 Clean-Tech Scenario | Net Imports | Capacity Factor
2037 | 2 Clean-Tech Scenario | Other | Capacity Factor | 69.74%
2037 | 2 Clean-Tech Scenario | Simple Cycle | Capacity Factor | 22.47%
2037 | 2 Clean-Tech Scenario | Solar | Capacity Factor | 22.43%
2037 | 2 Clean-Tech Scenario | Storage | Capacity Factor | 0%
2037 | 2 Clean-Tech Scenario | Wind | Capacity Factor | 40.41%
2038 | 2 Clean-Tech Scenario | Combined Cycle | Capacity Factor | 40.83%
2038 | 2 Clean-Tech Scenario | Coal | Capacity Factor
2038 | 2 Clean-Tech Scenario | Cogeneration | Capacity Factor | 74.36%
2038 | 2 Clean-Tech Scenario | Coal to Gas - Steam Boiler | Capacity Factor | 16.01%
2038 | 2 Clean-Tech Scenario | Solar/Storage | Capacity Factor | 21.72%
2038 | 2 Clean-Tech Scenario | Hydro | Capacity Factor | 29.28%
2038 | 2 Clean-Tech Scenario | Net Imports | Capacity Factor
2038 | 2 Clean-Tech Scenario | Other | Capacity Factor | 70.76%
2038 | 2 Clean-Tech Scenario | Simple Cycle | Capacity Factor | 22.64%
2038 | 2 Clean-Tech Scenario | Solar | Capacity Factor | 22.45%
2038 | 2 Clean-Tech Scenario | Storage | Capacity Factor | 0%
2038 | 2 Clean-Tech Scenario | Wind | Capacity Factor | 40.38%
2039 | 2 Clean-Tech Scenario | Combined Cycle | Capacity Factor | 41.74%
2039 | 2 Clean-Tech Scenario | Coal | Capacity Factor
2039 | 2 Clean-Tech Scenario | Cogeneration | Capacity Factor | 74.18%
2039 | 2 Clean-Tech Scenario | Coal to Gas - Steam Boiler | Capacity Factor | 15.93%
2039 | 2 Clean-Tech Scenario | Solar/Storage | Capacity Factor | 21.72%
2039 | 2 Clean-Tech Scenario | Hydro | Capacity Factor | 28.95%
2039 | 2 Clean-Tech Scenario | Net Imports | Capacity Factor
2039 | 2 Clean-Tech Scenario | Other | Capacity Factor | 72.04%
2039 | 2 Clean-Tech Scenario | Simple Cycle | Capacity Factor | 20.96%
2039 | 2 Clean-Tech Scenario | Solar | Capacity Factor | 22.47%
2039 | 2 Clean-Tech Scenario | Storage | Capacity Factor | 0%
2039 | 2 Clean-Tech Scenario | Wind | Capacity Factor | 40.11%
2040 | 2 Clean-Tech Scenario | Combined Cycle | Capacity Factor | 43.8%
2040 | 2 Clean-Tech Scenario | Coal | Capacity Factor
2040 | 2 Clean-Tech Scenario | Cogeneration | Capacity Factor | 74.98%
2040 | 2 Clean-Tech Scenario | Coal to Gas - Steam Boiler | Capacity Factor
2040 | 2 Clean-Tech Scenario | Solar/Storage | Capacity Factor | 21.7%
2040 | 2 Clean-Tech Scenario | Hydro | Capacity Factor | 29.13%
2040 | 2 Clean-Tech Scenario | Net Imports | Capacity Factor
2040 | 2 Clean-Tech Scenario | Other | Capacity Factor | 72.69%
2040 | 2 Clean-Tech Scenario | Simple Cycle | Capacity Factor | 21.63%
2040 | 2 Clean-Tech Scenario | Solar | Capacity Factor | 22.43%
2040 | 2 Clean-Tech Scenario | Storage | Capacity Factor | 0%
2040 | 2 Clean-Tech Scenario | Wind | Capacity Factor | 40.72%
2041 | 2 Clean-Tech Scenario | Combined Cycle | Capacity Factor | 45.15%
2041 | 2 Clean-Tech Scenario | Coal | Capacity Factor
2041 | 2 Clean-Tech Scenario | Cogeneration | Capacity Factor | 75.17%
2041 | 2 Clean-Tech Scenario | Coal to Gas - Steam Boiler | Capacity Factor
2041 | 2 Clean-Tech Scenario | Solar/Storage | Capacity Factor | 21.73%
2041 | 2 Clean-Tech Scenario | Hydro | Capacity Factor | 29.38%
2041 | 2 Clean-Tech Scenario | Net Imports | Capacity Factor
2041 | 2 Clean-Tech Scenario | Other | Capacity Factor | 72.27%
2041 | 2 Clean-Tech Scenario | Simple Cycle | Capacity Factor | 22.36%
2041 | 2 Clean-Tech Scenario | Solar | Capacity Factor | 22.47%
2041 | 2 Clean-Tech Scenario | Storage | Capacity Factor | 0%
2041 | 2 Clean-Tech Scenario | Wind | Capacity Factor | 40.22%
2021 | 3 Robust Scenario | Combined Cycle | Capacity Factor | 66.03%
2021 | 3 Robust Scenario | Coal | Capacity Factor | 46.42%
2021 | 3 Robust Scenario | Cogeneration | Capacity Factor | 72.77%
2021 | 3 Robust Scenario | Coal to Gas - Steam Boiler | Capacity Factor | 63.57%
2021 | 3 Robust Scenario | Solar/Storage | Capacity Factor | 14.75%
2021 | 3 Robust Scenario | Hydro | Capacity Factor | 32.66%
2021 | 3 Robust Scenario | Net Imports | Capacity Factor
2021 | 3 Robust Scenario | Other | Capacity Factor | 55.1%
2021 | 3 Robust Scenario | Simple Cycle | Capacity Factor | 38.32%
2021 | 3 Robust Scenario | Solar | Capacity Factor | 20.53%
2021 | 3 Robust Scenario | Storage | Capacity Factor | 0%
2021 | 3 Robust Scenario | Wind | Capacity Factor | 38.8%
2022 | 3 Robust Scenario | Combined Cycle | Capacity Factor | 68.81%
2022 | 3 Robust Scenario | Coal | Capacity Factor | 14.51%
2022 | 3 Robust Scenario | Cogeneration | Capacity Factor | 72.84%
2022 | 3 Robust Scenario | Coal to Gas - Steam Boiler | Capacity Factor | 46.64%
2022 | 3 Robust Scenario | Solar/Storage | Capacity Factor | 20.94%
2022 | 3 Robust Scenario | Hydro | Capacity Factor | 32.63%
2022 | 3 Robust Scenario | Net Imports | Capacity Factor
2022 | 3 Robust Scenario | Other | Capacity Factor | 54.92%
2022 | 3 Robust Scenario | Simple Cycle | Capacity Factor | 29.59%
2022 | 3 Robust Scenario | Solar | Capacity Factor | 21.14%
2022 | 3 Robust Scenario | Storage | Capacity Factor | 0%
2022 | 3 Robust Scenario | Wind | Capacity Factor | 37.6%
2023 | 3 Robust Scenario | Combined Cycle | Capacity Factor | 69.05%
2023 | 3 Robust Scenario | Coal | Capacity Factor | 6.736%
2023 | 3 Robust Scenario | Cogeneration | Capacity Factor | 72.53%
2023 | 3 Robust Scenario | Coal to Gas - Steam Boiler | Capacity Factor | 36.28%
2023 | 3 Robust Scenario | Solar/Storage | Capacity Factor | 20.94%
2023 | 3 Robust Scenario | Hydro | Capacity Factor | 32.62%
2023 | 3 Robust Scenario | Net Imports | Capacity Factor
2023 | 3 Robust Scenario | Other | Capacity Factor | 55.23%
2023 | 3 Robust Scenario | Simple Cycle | Capacity Factor | 28.99%
2023 | 3 Robust Scenario | Solar | Capacity Factor | 20.97%
2023 | 3 Robust Scenario | Storage | Capacity Factor | 0%
2023 | 3 Robust Scenario | Wind | Capacity Factor | 36.4%
2024 | 3 Robust Scenario | Combined Cycle | Capacity Factor | 68.31%
2024 | 3 Robust Scenario | Coal | Capacity Factor | 5.3%
2024 | 3 Robust Scenario | Cogeneration | Capacity Factor | 72.86%
2024 | 3 Robust Scenario | Coal to Gas - Steam Boiler | Capacity Factor | 29.05%
2024 | 3 Robust Scenario | Solar/Storage | Capacity Factor | 20.94%
2024 | 3 Robust Scenario | Hydro | Capacity Factor | 32.6%
2024 | 3 Robust Scenario | Net Imports | Capacity Factor
2024 | 3 Robust Scenario | Other | Capacity Factor | 55.54%
2024 | 3 Robust Scenario | Simple Cycle | Capacity Factor | 26.85%
2024 | 3 Robust Scenario | Solar | Capacity Factor | 20.94%
2024 | 3 Robust Scenario | Storage | Capacity Factor | 0%
2024 | 3 Robust Scenario | Wind | Capacity Factor | 36.35%
2025 | 3 Robust Scenario | Combined Cycle | Capacity Factor | 66.81%
2025 | 3 Robust Scenario | Coal | Capacity Factor | 6.91%
2025 | 3 Robust Scenario | Cogeneration | Capacity Factor | 73.35%
2025 | 3 Robust Scenario | Coal to Gas - Steam Boiler | Capacity Factor | 25.11%
2025 | 3 Robust Scenario | Solar/Storage | Capacity Factor | 20.94%
2025 | 3 Robust Scenario | Hydro | Capacity Factor | 32.62%
2025 | 3 Robust Scenario | Net Imports | Capacity Factor
2025 | 3 Robust Scenario | Other | Capacity Factor | 54.97%
2025 | 3 Robust Scenario | Simple Cycle | Capacity Factor | 25.46%
2025 | 3 Robust Scenario | Solar | Capacity Factor | 20.97%
2025 | 3 Robust Scenario | Storage | Capacity Factor | 0%
2025 | 3 Robust Scenario | Wind | Capacity Factor | 36.4%
2026 | 3 Robust Scenario | Combined Cycle | Capacity Factor | 65.28%
2026 | 3 Robust Scenario | Coal | Capacity Factor
2026 | 3 Robust Scenario | Cogeneration | Capacity Factor | 74.05%
2026 | 3 Robust Scenario | Coal to Gas - Steam Boiler | Capacity Factor | 22.96%
2026 | 3 Robust Scenario | Solar/Storage | Capacity Factor | 20.94%
2026 | 3 Robust Scenario | Hydro | Capacity Factor | 32.61%
2026 | 3 Robust Scenario | Net Imports | Capacity Factor
2026 | 3 Robust Scenario | Other | Capacity Factor | 55.62%
2026 | 3 Robust Scenario | Simple Cycle | Capacity Factor | 24.5%
2026 | 3 Robust Scenario | Solar | Capacity Factor | 20.96%
2026 | 3 Robust Scenario | Storage | Capacity Factor | 0%
2026 | 3 Robust Scenario | Wind | Capacity Factor | 37.02%
2027 | 3 Robust Scenario | Combined Cycle | Capacity Factor | 63.4%
2027 | 3 Robust Scenario | Coal | Capacity Factor
2027 | 3 Robust Scenario | Cogeneration | Capacity Factor | 74.23%
2027 | 3 Robust Scenario | Coal to Gas - Steam Boiler | Capacity Factor | 22.6%
2027 | 3 Robust Scenario | Solar/Storage | Capacity Factor | 20.94%
2027 | 3 Robust Scenario | Hydro | Capacity Factor | 32.56%
2027 | 3 Robust Scenario | Net Imports | Capacity Factor
2027 | 3 Robust Scenario | Other | Capacity Factor | 55.09%
2027 | 3 Robust Scenario | Simple Cycle | Capacity Factor | 24.52%
2027 | 3 Robust Scenario | Solar | Capacity Factor | 20.96%
2027 | 3 Robust Scenario | Storage | Capacity Factor | 0%
2027 | 3 Robust Scenario | Wind | Capacity Factor | 37.33%
2028 | 3 Robust Scenario | Combined Cycle | Capacity Factor | 63.5%
2028 | 3 Robust Scenario | Coal | Capacity Factor
2028 | 3 Robust Scenario | Cogeneration | Capacity Factor | 75.09%
2028 | 3 Robust Scenario | Coal to Gas - Steam Boiler | Capacity Factor | 22.24%
2028 | 3 Robust Scenario | Solar/Storage | Capacity Factor | 20.94%
2028 | 3 Robust Scenario | Hydro | Capacity Factor | 32.54%
2028 | 3 Robust Scenario | Net Imports | Capacity Factor
2028 | 3 Robust Scenario | Other | Capacity Factor | 55.22%
2028 | 3 Robust Scenario | Simple Cycle | Capacity Factor | 24.48%
2028 | 3 Robust Scenario | Solar | Capacity Factor | 20.94%
2028 | 3 Robust Scenario | Storage | Capacity Factor | 0%
2028 | 3 Robust Scenario | Wind | Capacity Factor | 37.37%
2029 | 3 Robust Scenario | Combined Cycle | Capacity Factor | 62.06%
2029 | 3 Robust Scenario | Coal | Capacity Factor
2029 | 3 Robust Scenario | Cogeneration | Capacity Factor | 75.44%
2029 | 3 Robust Scenario | Coal to Gas - Steam Boiler | Capacity Factor | 21.86%
2029 | 3 Robust Scenario | Solar/Storage | Capacity Factor | 20.94%
2029 | 3 Robust Scenario | Hydro | Capacity Factor | 32.51%
2029 | 3 Robust Scenario | Net Imports | Capacity Factor
2029 | 3 Robust Scenario | Other | Capacity Factor | 55.81%
2029 | 3 Robust Scenario | Simple Cycle | Capacity Factor | 24.44%
2029 | 3 Robust Scenario | Solar | Capacity Factor | 20.96%
2029 | 3 Robust Scenario | Storage | Capacity Factor | 0%
2029 | 3 Robust Scenario | Wind | Capacity Factor | 37.4%
2030 | 3 Robust Scenario | Combined Cycle | Capacity Factor | 61.87%
2030 | 3 Robust Scenario | Coal | Capacity Factor
2030 | 3 Robust Scenario | Cogeneration | Capacity Factor | 76.09%
2030 | 3 Robust Scenario | Coal to Gas - Steam Boiler | Capacity Factor | 22.41%
2030 | 3 Robust Scenario | Solar/Storage | Capacity Factor | 20.94%
2030 | 3 Robust Scenario | Hydro | Capacity Factor | 32.52%
2030 | 3 Robust Scenario | Net Imports | Capacity Factor
2030 | 3 Robust Scenario | Other | Capacity Factor | 55.59%
2030 | 3 Robust Scenario | Simple Cycle | Capacity Factor | 24.43%
2030 | 3 Robust Scenario | Solar | Capacity Factor | 20.96%
2030 | 3 Robust Scenario | Storage | Capacity Factor | 0%
2030 | 3 Robust Scenario | Wind | Capacity Factor | 37.4%
2031 | 3 Robust Scenario | Combined Cycle | Capacity Factor | 62.09%
2031 | 3 Robust Scenario | Coal | Capacity Factor
2031 | 3 Robust Scenario | Cogeneration | Capacity Factor | 76.46%
2031 | 3 Robust Scenario | Coal to Gas - Steam Boiler | Capacity Factor | 22.38%
2031 | 3 Robust Scenario | Solar/Storage | Capacity Factor | 20.94%
2031 | 3 Robust Scenario | Hydro | Capacity Factor | 32.51%
2031 | 3 Robust Scenario | Net Imports | Capacity Factor
2031 | 3 Robust Scenario | Other | Capacity Factor | 55.96%
2031 | 3 Robust Scenario | Simple Cycle | Capacity Factor | 25.12%
2031 | 3 Robust Scenario | Solar | Capacity Factor | 20.96%
2031 | 3 Robust Scenario | Storage | Capacity Factor | 0%
2031 | 3 Robust Scenario | Wind | Capacity Factor | 37.42%
2032 | 3 Robust Scenario | Combined Cycle | Capacity Factor | 62.52%
2032 | 3 Robust Scenario | Coal | Capacity Factor
2032 | 3 Robust Scenario | Cogeneration | Capacity Factor | 76.7%
2032 | 3 Robust Scenario | Coal to Gas - Steam Boiler | Capacity Factor | 22.48%
2032 | 3 Robust Scenario | Solar/Storage | Capacity Factor | 20.94%
2032 | 3 Robust Scenario | Hydro | Capacity Factor | 32.49%
2032 | 3 Robust Scenario | Net Imports | Capacity Factor
2032 | 3 Robust Scenario | Other | Capacity Factor | 55.95%
2032 | 3 Robust Scenario | Simple Cycle | Capacity Factor | 25.83%
2032 | 3 Robust Scenario | Solar | Capacity Factor | 20.94%
2032 | 3 Robust Scenario | Storage | Capacity Factor | 0%
2032 | 3 Robust Scenario | Wind | Capacity Factor | 37.79%
2033 | 3 Robust Scenario | Combined Cycle | Capacity Factor | 61.62%
2033 | 3 Robust Scenario | Coal | Capacity Factor
2033 | 3 Robust Scenario | Cogeneration | Capacity Factor | 76.79%
2033 | 3 Robust Scenario | Coal to Gas - Steam Boiler | Capacity Factor | 23.57%
2033 | 3 Robust Scenario | Solar/Storage | Capacity Factor | 20.94%
2033 | 3 Robust Scenario | Hydro | Capacity Factor | 32.47%
2033 | 3 Robust Scenario | Net Imports | Capacity Factor
2033 | 3 Robust Scenario | Other | Capacity Factor | 56.1%
2033 | 3 Robust Scenario | Simple Cycle | Capacity Factor | 25.63%
2033 | 3 Robust Scenario | Solar | Capacity Factor | 20.95%
2033 | 3 Robust Scenario | Storage | Capacity Factor | 0%
2033 | 3 Robust Scenario | Wind | Capacity Factor | 38.13%
2034 | 3 Robust Scenario | Combined Cycle | Capacity Factor | 61.95%
2034 | 3 Robust Scenario | Coal | Capacity Factor
2034 | 3 Robust Scenario | Cogeneration | Capacity Factor | 77.02%
2034 | 3 Robust Scenario | Coal to Gas - Steam Boiler | Capacity Factor | 25.54%
2034 | 3 Robust Scenario | Solar/Storage | Capacity Factor | 20.94%
2034 | 3 Robust Scenario | Hydro | Capacity Factor | 32.49%
2034 | 3 Robust Scenario | Net Imports | Capacity Factor
2034 | 3 Robust Scenario | Other | Capacity Factor | 56.41%
2034 | 3 Robust Scenario | Simple Cycle | Capacity Factor | 25.84%
2034 | 3 Robust Scenario | Solar | Capacity Factor | 20.95%
2034 | 3 Robust Scenario | Storage | Capacity Factor | 0%
2034 | 3 Robust Scenario | Wind | Capacity Factor | 38.78%
2035 | 3 Robust Scenario | Combined Cycle | Capacity Factor | 61.5%
2035 | 3 Robust Scenario | Coal | Capacity Factor
2035 | 3 Robust Scenario | Cogeneration | Capacity Factor | 77.71%
2035 | 3 Robust Scenario | Coal to Gas - Steam Boiler | Capacity Factor | 26.62%
2035 | 3 Robust Scenario | Solar/Storage | Capacity Factor | 20.94%
2035 | 3 Robust Scenario | Hydro | Capacity Factor | 32.45%
2035 | 3 Robust Scenario | Net Imports | Capacity Factor
2035 | 3 Robust Scenario | Other | Capacity Factor | 56.41%
2035 | 3 Robust Scenario | Simple Cycle | Capacity Factor | 25.74%
2035 | 3 Robust Scenario | Solar | Capacity Factor | 20.95%
2035 | 3 Robust Scenario | Storage | Capacity Factor | 0%
2035 | 3 Robust Scenario | Wind | Capacity Factor | 38.12%
2036 | 3 Robust Scenario | Combined Cycle | Capacity Factor | 62.99%
2036 | 3 Robust Scenario | Coal | Capacity Factor
2036 | 3 Robust Scenario | Cogeneration | Capacity Factor | 77.36%
2036 | 3 Robust Scenario | Coal to Gas - Steam Boiler | Capacity Factor | 30.49%
2036 | 3 Robust Scenario | Solar/Storage | Capacity Factor | 20.94%
2036 | 3 Robust Scenario | Hydro | Capacity Factor | 32.47%
2036 | 3 Robust Scenario | Net Imports | Capacity Factor
2036 | 3 Robust Scenario | Other | Capacity Factor | 56.29%
2036 | 3 Robust Scenario | Simple Cycle | Capacity Factor | 27.04%
2036 | 3 Robust Scenario | Solar | Capacity Factor | 20.94%
2036 | 3 Robust Scenario | Storage | Capacity Factor | 0%
2036 | 3 Robust Scenario | Wind | Capacity Factor | 38.34%
2037 | 3 Robust Scenario | Combined Cycle | Capacity Factor | 59.71%
2037 | 3 Robust Scenario | Coal | Capacity Factor
2037 | 3 Robust Scenario | Cogeneration | Capacity Factor | 77.48%
2037 | 3 Robust Scenario | Coal to Gas - Steam Boiler | Capacity Factor | 22.74%
2037 | 3 Robust Scenario | Solar/Storage | Capacity Factor | 20.94%
2037 | 3 Robust Scenario | Hydro | Capacity Factor | 32.43%
2037 | 3 Robust Scenario | Net Imports | Capacity Factor
2037 | 3 Robust Scenario | Other | Capacity Factor | 56.8%
2037 | 3 Robust Scenario | Simple Cycle | Capacity Factor | 23.59%
2037 | 3 Robust Scenario | Solar | Capacity Factor | 20.95%
2037 | 3 Robust Scenario | Storage | Capacity Factor | 0%
2037 | 3 Robust Scenario | Wind | Capacity Factor | 39.19%
2038 | 3 Robust Scenario | Combined Cycle | Capacity Factor | 58.33%
2038 | 3 Robust Scenario | Coal | Capacity Factor
2038 | 3 Robust Scenario | Cogeneration | Capacity Factor | 77.58%
2038 | 3 Robust Scenario | Coal to Gas - Steam Boiler | Capacity Factor
2038 | 3 Robust Scenario | Solar/Storage | Capacity Factor | 20.94%
2038 | 3 Robust Scenario | Hydro | Capacity Factor | 32.6%
2038 | 3 Robust Scenario | Net Imports | Capacity Factor
2038 | 3 Robust Scenario | Other | Capacity Factor | 57.05%
2038 | 3 Robust Scenario | Simple Cycle | Capacity Factor | 24.06%
2038 | 3 Robust Scenario | Solar | Capacity Factor | 20.95%
2038 | 3 Robust Scenario | Storage | Capacity Factor | 0%
2038 | 3 Robust Scenario | Wind | Capacity Factor | 38.7%
2039 | 3 Robust Scenario | Combined Cycle | Capacity Factor | 55.86%
2039 | 3 Robust Scenario | Coal | Capacity Factor
2039 | 3 Robust Scenario | Cogeneration | Capacity Factor | 77.18%
2039 | 3 Robust Scenario | Coal to Gas - Steam Boiler | Capacity Factor
2039 | 3 Robust Scenario | Solar/Storage | Capacity Factor | 20.94%
2039 | 3 Robust Scenario | Hydro | Capacity Factor | 32.54%
2039 | 3 Robust Scenario | Net Imports | Capacity Factor
2039 | 3 Robust Scenario | Other | Capacity Factor | 56.85%
2039 | 3 Robust Scenario | Simple Cycle | Capacity Factor | 22.6%
2039 | 3 Robust Scenario | Solar | Capacity Factor | 20.95%
2039 | 3 Robust Scenario | Storage | Capacity Factor | 0%
2039 | 3 Robust Scenario | Wind | Capacity Factor | 38.76%
2040 | 3 Robust Scenario | Combined Cycle | Capacity Factor | 57.12%
2040 | 3 Robust Scenario | Coal | Capacity Factor
2040 | 3 Robust Scenario | Cogeneration | Capacity Factor | 77.62%
2040 | 3 Robust Scenario | Coal to Gas - Steam Boiler | Capacity Factor
2040 | 3 Robust Scenario | Solar/Storage | Capacity Factor | 20.94%
2040 | 3 Robust Scenario | Hydro | Capacity Factor | 32.29%
2040 | 3 Robust Scenario | Net Imports | Capacity Factor
2040 | 3 Robust Scenario | Other | Capacity Factor | 58.15%
2040 | 3 Robust Scenario | Simple Cycle | Capacity Factor | 22.71%
2040 | 3 Robust Scenario | Solar | Capacity Factor | 20.94%
2040 | 3 Robust Scenario | Storage | Capacity Factor | 0%
2040 | 3 Robust Scenario | Wind | Capacity Factor | 39.14%
2041 | 3 Robust Scenario | Combined Cycle | Capacity Factor | 56.86%
2041 | 3 Robust Scenario | Coal | Capacity Factor
2041 | 3 Robust Scenario | Cogeneration | Capacity Factor | 77.81%
2041 | 3 Robust Scenario | Coal to Gas - Steam Boiler | Capacity Factor
2041 | 3 Robust Scenario | Solar/Storage | Capacity Factor | 20.94%
2041 | 3 Robust Scenario | Hydro | Capacity Factor | 32.35%
2041 | 3 Robust Scenario | Net Imports | Capacity Factor
2041 | 3 Robust Scenario | Other | Capacity Factor | 57.86%
2041 | 3 Robust Scenario | Simple Cycle | Capacity Factor | 23.4%
2041 | 3 Robust Scenario | Solar | Capacity Factor | 20.95%
2041 | 3 Robust Scenario | Storage | Capacity Factor | 0%
2041 | 3 Robust Scenario | Wind | Capacity Factor | 38.75%
2021 | 4 Stagnant Scenario | Combined Cycle | Capacity Factor | 65.5%
2021 | 4 Stagnant Scenario | Coal | Capacity Factor | 44.25%
2021 | 4 Stagnant Scenario | Cogeneration | Capacity Factor | 72.8%
2021 | 4 Stagnant Scenario | Coal to Gas - Steam Boiler | Capacity Factor | 60.41%
2021 | 4 Stagnant Scenario | Solar/Storage | Capacity Factor | 14.75%
2021 | 4 Stagnant Scenario | Hydro | Capacity Factor | 32.68%
2021 | 4 Stagnant Scenario | Net Imports | Capacity Factor
2021 | 4 Stagnant Scenario | Other | Capacity Factor | 55.06%
2021 | 4 Stagnant Scenario | Simple Cycle | Capacity Factor | 36.35%
2021 | 4 Stagnant Scenario | Solar | Capacity Factor | 20.53%
2021 | 4 Stagnant Scenario | Storage | Capacity Factor | 0%
2021 | 4 Stagnant Scenario | Wind | Capacity Factor | 38.8%
2022 | 4 Stagnant Scenario | Combined Cycle | Capacity Factor | 63.25%
2022 | 4 Stagnant Scenario | Coal | Capacity Factor | 2.515%
2022 | 4 Stagnant Scenario | Cogeneration | Capacity Factor | 73.37%
2022 | 4 Stagnant Scenario | Coal to Gas - Steam Boiler | Capacity Factor | 43.84%
2022 | 4 Stagnant Scenario | Solar/Storage | Capacity Factor | 20.94%
2022 | 4 Stagnant Scenario | Hydro | Capacity Factor | 32.65%
2022 | 4 Stagnant Scenario | Net Imports | Capacity Factor
2022 | 4 Stagnant Scenario | Other | Capacity Factor | 54.2%
2022 | 4 Stagnant Scenario | Simple Cycle | Capacity Factor | 29.15%
2022 | 4 Stagnant Scenario | Solar | Capacity Factor | 21.14%
2022 | 4 Stagnant Scenario | Storage | Capacity Factor | 0%
2022 | 4 Stagnant Scenario | Wind | Capacity Factor | 37.49%
2023 | 4 Stagnant Scenario | Combined Cycle | Capacity Factor | 64.01%
2023 | 4 Stagnant Scenario | Coal | Capacity Factor | 2.16%
2023 | 4 Stagnant Scenario | Cogeneration | Capacity Factor | 72.97%
2023 | 4 Stagnant Scenario | Coal to Gas - Steam Boiler | Capacity Factor | 32.7%
2023 | 4 Stagnant Scenario | Solar/Storage | Capacity Factor | 20.94%
2023 | 4 Stagnant Scenario | Hydro | Capacity Factor | 32.61%
2023 | 4 Stagnant Scenario | Net Imports | Capacity Factor
2023 | 4 Stagnant Scenario | Other | Capacity Factor | 54.59%
2023 | 4 Stagnant Scenario | Simple Cycle | Capacity Factor | 27.86%
2023 | 4 Stagnant Scenario | Solar | Capacity Factor | 20.97%
2023 | 4 Stagnant Scenario | Storage | Capacity Factor | 0%
2023 | 4 Stagnant Scenario | Wind | Capacity Factor | 36.19%
2024 | 4 Stagnant Scenario | Combined Cycle | Capacity Factor | 62.53%
2024 | 4 Stagnant Scenario | Coal | Capacity Factor | 0%
2024 | 4 Stagnant Scenario | Cogeneration | Capacity Factor | 73.12%
2024 | 4 Stagnant Scenario | Coal to Gas - Steam Boiler | Capacity Factor | 25.4%
2024 | 4 Stagnant Scenario | Solar/Storage | Capacity Factor | 20.94%
2024 | 4 Stagnant Scenario | Hydro | Capacity Factor | 32.58%
2024 | 4 Stagnant Scenario | Net Imports | Capacity Factor
2024 | 4 Stagnant Scenario | Other | Capacity Factor | 54.83%
2024 | 4 Stagnant Scenario | Simple Cycle | Capacity Factor | 25.18%
2024 | 4 Stagnant Scenario | Solar | Capacity Factor | 20.94%
2024 | 4 Stagnant Scenario | Storage | Capacity Factor | 0%
2024 | 4 Stagnant Scenario | Wind | Capacity Factor | 36.14%
2025 | 4 Stagnant Scenario | Combined Cycle | Capacity Factor | 61.17%
2025 | 4 Stagnant Scenario | Coal | Capacity Factor | 0%
2025 | 4 Stagnant Scenario | Cogeneration | Capacity Factor | 72.98%
2025 | 4 Stagnant Scenario | Coal to Gas - Steam Boiler | Capacity Factor | 26.3%
2025 | 4 Stagnant Scenario | Solar/Storage | Capacity Factor | 20.94%
2025 | 4 Stagnant Scenario | Hydro | Capacity Factor | 32.58%
2025 | 4 Stagnant Scenario | Net Imports | Capacity Factor
2025 | 4 Stagnant Scenario | Other | Capacity Factor | 54.46%
2025 | 4 Stagnant Scenario | Simple Cycle | Capacity Factor | 24.27%
2025 | 4 Stagnant Scenario | Solar | Capacity Factor | 20.97%
2025 | 4 Stagnant Scenario | Storage | Capacity Factor | 0%
2025 | 4 Stagnant Scenario | Wind | Capacity Factor | 36.19%
2026 | 4 Stagnant Scenario | Combined Cycle | Capacity Factor | 60.35%
2026 | 4 Stagnant Scenario | Coal | Capacity Factor
2026 | 4 Stagnant Scenario | Cogeneration | Capacity Factor | 72.96%
2026 | 4 Stagnant Scenario | Coal to Gas - Steam Boiler | Capacity Factor | 31.06%
2026 | 4 Stagnant Scenario | Solar/Storage | Capacity Factor | 20.94%
2026 | 4 Stagnant Scenario | Hydro | Capacity Factor | 32.56%
2026 | 4 Stagnant Scenario | Net Imports | Capacity Factor
2026 | 4 Stagnant Scenario | Other | Capacity Factor | 55.15%
2026 | 4 Stagnant Scenario | Simple Cycle | Capacity Factor | 24.81%
2026 | 4 Stagnant Scenario | Solar | Capacity Factor | 20.97%
2026 | 4 Stagnant Scenario | Storage | Capacity Factor | 0%
2026 | 4 Stagnant Scenario | Wind | Capacity Factor | 36.63%
2027 | 4 Stagnant Scenario | Combined Cycle | Capacity Factor | 60.02%
2027 | 4 Stagnant Scenario | Coal | Capacity Factor
2027 | 4 Stagnant Scenario | Cogeneration | Capacity Factor | 72.94%
2027 | 4 Stagnant Scenario | Coal to Gas - Steam Boiler | Capacity Factor | 36.37%
2027 | 4 Stagnant Scenario | Solar/Storage | Capacity Factor | 20.94%
2027 | 4 Stagnant Scenario | Hydro | Capacity Factor | 32.53%
2027 | 4 Stagnant Scenario | Net Imports | Capacity Factor
2027 | 4 Stagnant Scenario | Other | Capacity Factor | 54.66%
2027 | 4 Stagnant Scenario | Simple Cycle | Capacity Factor | 27.21%
2027 | 4 Stagnant Scenario | Solar | Capacity Factor | 20.97%
2027 | 4 Stagnant Scenario | Storage | Capacity Factor | 0%
2027 | 4 Stagnant Scenario | Wind | Capacity Factor | 36.78%
2028 | 4 Stagnant Scenario | Combined Cycle | Capacity Factor | 60.4%
2028 | 4 Stagnant Scenario | Coal | Capacity Factor
2028 | 4 Stagnant Scenario | Cogeneration | Capacity Factor | 73.2%
2028 | 4 Stagnant Scenario | Coal to Gas - Steam Boiler | Capacity Factor | 35.43%
2028 | 4 Stagnant Scenario | Solar/Storage | Capacity Factor | 20.94%
2028 | 4 Stagnant Scenario | Hydro | Capacity Factor | 32.52%
2028 | 4 Stagnant Scenario | Net Imports | Capacity Factor
2028 | 4 Stagnant Scenario | Other | Capacity Factor | 54.78%
2028 | 4 Stagnant Scenario | Simple Cycle | Capacity Factor | 27.15%
2028 | 4 Stagnant Scenario | Solar | Capacity Factor | 20.94%
2028 | 4 Stagnant Scenario | Storage | Capacity Factor | 0%
2028 | 4 Stagnant Scenario | Wind | Capacity Factor | 36.78%
2029 | 4 Stagnant Scenario | Combined Cycle | Capacity Factor | 60.71%
2029 | 4 Stagnant Scenario | Coal | Capacity Factor
2029 | 4 Stagnant Scenario | Cogeneration | Capacity Factor | 72.97%
2029 | 4 Stagnant Scenario | Coal to Gas - Steam Boiler | Capacity Factor | 35.54%
2029 | 4 Stagnant Scenario | Solar/Storage | Capacity Factor | 20.94%
2029 | 4 Stagnant Scenario | Hydro | Capacity Factor | 32.5%
2029 | 4 Stagnant Scenario | Net Imports | Capacity Factor
2029 | 4 Stagnant Scenario | Other | Capacity Factor | 55.35%
2029 | 4 Stagnant Scenario | Simple Cycle | Capacity Factor | 27.39%
2029 | 4 Stagnant Scenario | Solar | Capacity Factor | 20.97%
2029 | 4 Stagnant Scenario | Storage | Capacity Factor | 0%
2029 | 4 Stagnant Scenario | Wind | Capacity Factor | 36.95%
2030 | 4 Stagnant Scenario | Combined Cycle | Capacity Factor | 61.36%
2030 | 4 Stagnant Scenario | Coal | Capacity Factor
2030 | 4 Stagnant Scenario | Cogeneration | Capacity Factor | 73.02%
2030 | 4 Stagnant Scenario | Coal to Gas - Steam Boiler | Capacity Factor | 34.58%
2030 | 4 Stagnant Scenario | Solar/Storage | Capacity Factor | 20.94%
2030 | 4 Stagnant Scenario | Hydro | Capacity Factor | 32.49%
2030 | 4 Stagnant Scenario | Net Imports | Capacity Factor
2030 | 4 Stagnant Scenario | Other | Capacity Factor | 55.29%
2030 | 4 Stagnant Scenario | Simple Cycle | Capacity Factor | 27.89%
2030 | 4 Stagnant Scenario | Solar | Capacity Factor | 20.97%
2030 | 4 Stagnant Scenario | Storage | Capacity Factor | 0%
2030 | 4 Stagnant Scenario | Wind | Capacity Factor | 36.95%
2031 | 4 Stagnant Scenario | Combined Cycle | Capacity Factor | 61.08%
2031 | 4 Stagnant Scenario | Coal | Capacity Factor
2031 | 4 Stagnant Scenario | Cogeneration | Capacity Factor | 73.19%
2031 | 4 Stagnant Scenario | Coal to Gas - Steam Boiler | Capacity Factor | 34.4%
2031 | 4 Stagnant Scenario | Solar/Storage | Capacity Factor | 20.94%
2031 | 4 Stagnant Scenario | Hydro | Capacity Factor | 32.44%
2031 | 4 Stagnant Scenario | Net Imports | Capacity Factor
2031 | 4 Stagnant Scenario | Other | Capacity Factor | 55.78%
2031 | 4 Stagnant Scenario | Simple Cycle | Capacity Factor | 28.18%
2031 | 4 Stagnant Scenario | Solar | Capacity Factor | 20.97%
2031 | 4 Stagnant Scenario | Storage | Capacity Factor | 0%
2031 | 4 Stagnant Scenario | Wind | Capacity Factor | 36.95%
2032 | 4 Stagnant Scenario | Combined Cycle | Capacity Factor | 61.58%
2032 | 4 Stagnant Scenario | Coal | Capacity Factor
2032 | 4 Stagnant Scenario | Cogeneration | Capacity Factor | 73.24%
2032 | 4 Stagnant Scenario | Coal to Gas - Steam Boiler | Capacity Factor | 33.28%
2032 | 4 Stagnant Scenario | Solar/Storage | Capacity Factor | 20.94%
2032 | 4 Stagnant Scenario | Hydro | Capacity Factor | 32.48%
2032 | 4 Stagnant Scenario | Net Imports | Capacity Factor
2032 | 4 Stagnant Scenario | Other | Capacity Factor | 55.75%
2032 | 4 Stagnant Scenario | Simple Cycle | Capacity Factor | 27.98%
2032 | 4 Stagnant Scenario | Solar | Capacity Factor | 20.94%
2032 | 4 Stagnant Scenario | Storage | Capacity Factor | 0%
2032 | 4 Stagnant Scenario | Wind | Capacity Factor | 37.46%
2033 | 4 Stagnant Scenario | Combined Cycle | Capacity Factor | 61.19%
2033 | 4 Stagnant Scenario | Coal | Capacity Factor
2033 | 4 Stagnant Scenario | Cogeneration | Capacity Factor | 73.07%
2033 | 4 Stagnant Scenario | Coal to Gas - Steam Boiler | Capacity Factor | 32.17%
2033 | 4 Stagnant Scenario | Solar/Storage | Capacity Factor | 20.94%
2033 | 4 Stagnant Scenario | Hydro | Capacity Factor | 32.48%
2033 | 4 Stagnant Scenario | Net Imports | Capacity Factor
2033 | 4 Stagnant Scenario | Other | Capacity Factor | 55.88%
2033 | 4 Stagnant Scenario | Simple Cycle | Capacity Factor | 27.47%
2033 | 4 Stagnant Scenario | Solar | Capacity Factor | 20.97%
2033 | 4 Stagnant Scenario | Storage | Capacity Factor | 0%
2033 | 4 Stagnant Scenario | Wind | Capacity Factor | 37.9%
2034 | 4 Stagnant Scenario | Combined Cycle | Capacity Factor | 60.54%
2034 | 4 Stagnant Scenario | Coal | Capacity Factor
2034 | 4 Stagnant Scenario | Cogeneration | Capacity Factor | 73.1%
2034 | 4 Stagnant Scenario | Coal to Gas - Steam Boiler | Capacity Factor | 32%
2034 | 4 Stagnant Scenario | Solar/Storage | Capacity Factor | 20.94%
2034 | 4 Stagnant Scenario | Hydro | Capacity Factor | 32.42%
2034 | 4 Stagnant Scenario | Net Imports | Capacity Factor
2034 | 4 Stagnant Scenario | Other | Capacity Factor | 56.21%
2034 | 4 Stagnant Scenario | Simple Cycle | Capacity Factor | 27.4%
2034 | 4 Stagnant Scenario | Solar | Capacity Factor | 20.97%
2034 | 4 Stagnant Scenario | Storage | Capacity Factor | 0%
2034 | 4 Stagnant Scenario | Wind | Capacity Factor | 38.75%
2035 | 4 Stagnant Scenario | Combined Cycle | Capacity Factor | 59.77%
2035 | 4 Stagnant Scenario | Coal | Capacity Factor
2035 | 4 Stagnant Scenario | Cogeneration | Capacity Factor | 73.45%
2035 | 4 Stagnant Scenario | Coal to Gas - Steam Boiler | Capacity Factor | 29.76%
2035 | 4 Stagnant Scenario | Solar/Storage | Capacity Factor | 20.94%
2035 | 4 Stagnant Scenario | Hydro | Capacity Factor | 32.35%
2035 | 4 Stagnant Scenario | Net Imports | Capacity Factor
2035 | 4 Stagnant Scenario | Other | Capacity Factor | 56.19%
2035 | 4 Stagnant Scenario | Simple Cycle | Capacity Factor | 26.72%
2035 | 4 Stagnant Scenario | Solar | Capacity Factor | 20.97%
2035 | 4 Stagnant Scenario | Storage | Capacity Factor | 0%
2035 | 4 Stagnant Scenario | Wind | Capacity Factor | 37.86%
2036 | 4 Stagnant Scenario | Combined Cycle | Capacity Factor | 59.97%
2036 | 4 Stagnant Scenario | Coal | Capacity Factor
2036 | 4 Stagnant Scenario | Cogeneration | Capacity Factor | 72.99%
2036 | 4 Stagnant Scenario | Coal to Gas - Steam Boiler | Capacity Factor | 28.94%
2036 | 4 Stagnant Scenario | Solar/Storage | Capacity Factor | 20.94%
2036 | 4 Stagnant Scenario | Hydro | Capacity Factor | 32.31%
2036 | 4 Stagnant Scenario | Net Imports | Capacity Factor
2036 | 4 Stagnant Scenario | Other | Capacity Factor | 56.04%
2036 | 4 Stagnant Scenario | Simple Cycle | Capacity Factor | 27.75%
2036 | 4 Stagnant Scenario | Solar | Capacity Factor | 20.94%
2036 | 4 Stagnant Scenario | Storage | Capacity Factor | 0%
2036 | 4 Stagnant Scenario | Wind | Capacity Factor | 38.17%
2037 | 4 Stagnant Scenario | Combined Cycle | Capacity Factor | 60.42%
2037 | 4 Stagnant Scenario | Coal | Capacity Factor
2037 | 4 Stagnant Scenario | Cogeneration | Capacity Factor | 73.3%
2037 | 4 Stagnant Scenario | Coal to Gas - Steam Boiler | Capacity Factor | 32.31%
2037 | 4 Stagnant Scenario | Solar/Storage | Capacity Factor | 20.94%
2037 | 4 Stagnant Scenario | Hydro | Capacity Factor | 32.39%
2037 | 4 Stagnant Scenario | Net Imports | Capacity Factor
2037 | 4 Stagnant Scenario | Other | Capacity Factor | 56.63%
2037 | 4 Stagnant Scenario | Simple Cycle | Capacity Factor | 28.95%
2037 | 4 Stagnant Scenario | Solar | Capacity Factor | 20.97%
2037 | 4 Stagnant Scenario | Storage | Capacity Factor | 0%
2037 | 4 Stagnant Scenario | Wind | Capacity Factor | 39.28%
2038 | 4 Stagnant Scenario | Combined Cycle | Capacity Factor | 59.25%
2038 | 4 Stagnant Scenario | Coal | Capacity Factor
2038 | 4 Stagnant Scenario | Cogeneration | Capacity Factor | 73.18%
2038 | 4 Stagnant Scenario | Coal to Gas - Steam Boiler | Capacity Factor
2038 | 4 Stagnant Scenario | Solar/Storage | Capacity Factor | 20.94%
2038 | 4 Stagnant Scenario | Hydro | Capacity Factor | 32.55%
2038 | 4 Stagnant Scenario | Net Imports | Capacity Factor
2038 | 4 Stagnant Scenario | Other | Capacity Factor | 56.72%
2038 | 4 Stagnant Scenario | Simple Cycle | Capacity Factor | 28.05%
2038 | 4 Stagnant Scenario | Solar | Capacity Factor | 20.97%
2038 | 4 Stagnant Scenario | Storage | Capacity Factor | 0%
2038 | 4 Stagnant Scenario | Wind | Capacity Factor | 38.64%
2039 | 4 Stagnant Scenario | Combined Cycle | Capacity Factor | 55.94%
2039 | 4 Stagnant Scenario | Coal | Capacity Factor
2039 | 4 Stagnant Scenario | Cogeneration | Capacity Factor | 72.86%
2039 | 4 Stagnant Scenario | Coal to Gas - Steam Boiler | Capacity Factor
2039 | 4 Stagnant Scenario | Solar/Storage | Capacity Factor | 20.94%
2039 | 4 Stagnant Scenario | Hydro | Capacity Factor | 32.32%
2039 | 4 Stagnant Scenario | Net Imports | Capacity Factor
2039 | 4 Stagnant Scenario | Other | Capacity Factor | 56.34%
2039 | 4 Stagnant Scenario | Simple Cycle | Capacity Factor | 24.75%
2039 | 4 Stagnant Scenario | Solar | Capacity Factor | 20.97%
2039 | 4 Stagnant Scenario | Storage | Capacity Factor | 0%
2039 | 4 Stagnant Scenario | Wind | Capacity Factor | 38.71%
2040 | 4 Stagnant Scenario | Combined Cycle | Capacity Factor | 56.36%
2040 | 4 Stagnant Scenario | Coal | Capacity Factor
2040 | 4 Stagnant Scenario | Cogeneration | Capacity Factor | 73.43%
2040 | 4 Stagnant Scenario | Coal to Gas - Steam Boiler | Capacity Factor
2040 | 4 Stagnant Scenario | Solar/Storage | Capacity Factor | 20.94%
2040 | 4 Stagnant Scenario | Hydro | Capacity Factor | 32.13%
2040 | 4 Stagnant Scenario | Net Imports | Capacity Factor
2040 | 4 Stagnant Scenario | Other | Capacity Factor | 57.62%
2040 | 4 Stagnant Scenario | Simple Cycle | Capacity Factor | 24.37%
2040 | 4 Stagnant Scenario | Solar | Capacity Factor | 20.94%
2040 | 4 Stagnant Scenario | Storage | Capacity Factor | 0%
2040 | 4 Stagnant Scenario | Wind | Capacity Factor | 39.21%
2041 | 4 Stagnant Scenario | Combined Cycle | Capacity Factor | 55.88%
2041 | 4 Stagnant Scenario | Coal | Capacity Factor
2041 | 4 Stagnant Scenario | Cogeneration | Capacity Factor | 73.51%
2041 | 4 Stagnant Scenario | Coal to Gas - Steam Boiler | Capacity Factor
2041 | 4 Stagnant Scenario | Solar/Storage | Capacity Factor | 20.94%
2041 | 4 Stagnant Scenario | Hydro | Capacity Factor | 32.08%
2041 | 4 Stagnant Scenario | Net Imports | Capacity Factor
2041 | 4 Stagnant Scenario | Other | Capacity Factor | 57.22%
2041 | 4 Stagnant Scenario | Simple Cycle | Capacity Factor | 24.16%
2041 | 4 Stagnant Scenario | Solar | Capacity Factor | 20.96%
2041 | 4 Stagnant Scenario | Storage | Capacity Factor | 0%
2041 | 4 Stagnant Scenario | Wind | Capacity Factor | 38.71%
2021 | 1 Reference Case | Combined Cycle | Carbon Emissions (Tonnes) | 4647711.6875
2021 | 1 Reference Case | Coal | Carbon Emissions (Tonnes) | 9531715.6094
2021 | 1 Reference Case | Cogeneration | Carbon Emissions (Tonnes) | 5010384.7188
2021 | 1 Reference Case | Coal to Gas - Steam Boiler | Carbon Emissions (Tonnes) | 6837082.9062
2021 | 1 Reference Case | Solar/Storage | Carbon Emissions (Tonnes)
2021 | 1 Reference Case | Hydro | Carbon Emissions (Tonnes)
2021 | 1 Reference Case | Net Imports | Carbon Emissions (Tonnes)
2021 | 1 Reference Case | Other | Carbon Emissions (Tonnes)
2021 | 1 Reference Case | Simple Cycle | Carbon Emissions (Tonnes) | 2552468.9463
2021 | 1 Reference Case | Solar | Carbon Emissions (Tonnes)
2021 | 1 Reference Case | Storage | Carbon Emissions (Tonnes)
2021 | 1 Reference Case | Wind | Carbon Emissions (Tonnes)
2022 | 1 Reference Case | Combined Cycle | Carbon Emissions (Tonnes) | 4791286.2344
2022 | 1 Reference Case | Coal | Carbon Emissions (Tonnes) | 57384.8906
2022 | 1 Reference Case | Cogeneration | Carbon Emissions (Tonnes) | 5295004.0938
2022 | 1 Reference Case | Coal to Gas - Steam Boiler | Carbon Emissions (Tonnes) | 11403543.0156
2022 | 1 Reference Case | Solar/Storage | Carbon Emissions (Tonnes)
2022 | 1 Reference Case | Hydro | Carbon Emissions (Tonnes)
2022 | 1 Reference Case | Net Imports | Carbon Emissions (Tonnes)
2022 | 1 Reference Case | Other | Carbon Emissions (Tonnes)
2022 | 1 Reference Case | Simple Cycle | Carbon Emissions (Tonnes) | 2121355.1654
2022 | 1 Reference Case | Solar | Carbon Emissions (Tonnes)
2022 | 1 Reference Case | Storage | Carbon Emissions (Tonnes)
2022 | 1 Reference Case | Wind | Carbon Emissions (Tonnes)
2023 | 1 Reference Case | Combined Cycle | Carbon Emissions (Tonnes) | 6648649.0469
2023 | 1 Reference Case | Coal | Carbon Emissions (Tonnes) | 34141.2109
2023 | 1 Reference Case | Cogeneration | Carbon Emissions (Tonnes) | 5284573.8438
2023 | 1 Reference Case | Coal to Gas - Steam Boiler | Carbon Emissions (Tonnes) | 9139502.1055
2023 | 1 Reference Case | Solar/Storage | Carbon Emissions (Tonnes)
2023 | 1 Reference Case | Hydro | Carbon Emissions (Tonnes)
2023 | 1 Reference Case | Net Imports | Carbon Emissions (Tonnes)
2023 | 1 Reference Case | Other | Carbon Emissions (Tonnes)
2023 | 1 Reference Case | Simple Cycle | Carbon Emissions (Tonnes) | 1954726.6141
2023 | 1 Reference Case | Solar | Carbon Emissions (Tonnes)
2023 | 1 Reference Case | Storage | Carbon Emissions (Tonnes)
2023 | 1 Reference Case | Wind | Carbon Emissions (Tonnes)
2024 | 1 Reference Case | Combined Cycle | Carbon Emissions (Tonnes) | 7237160.7578
2024 | 1 Reference Case | Coal | Carbon Emissions (Tonnes) | 0
2024 | 1 Reference Case | Cogeneration | Carbon Emissions (Tonnes) | 5249509.5
2024 | 1 Reference Case | Coal to Gas - Steam Boiler | Carbon Emissions (Tonnes) | 7514399.6855
2024 | 1 Reference Case | Solar/Storage | Carbon Emissions (Tonnes)
2024 | 1 Reference Case | Hydro | Carbon Emissions (Tonnes)
2024 | 1 Reference Case | Net Imports | Carbon Emissions (Tonnes)
2024 | 1 Reference Case | Other | Carbon Emissions (Tonnes)
2024 | 1 Reference Case | Simple Cycle | Carbon Emissions (Tonnes) | 1726468.0803
2024 | 1 Reference Case | Solar | Carbon Emissions (Tonnes)
2024 | 1 Reference Case | Storage | Carbon Emissions (Tonnes)
2024 | 1 Reference Case | Wind | Carbon Emissions (Tonnes)
2025 | 1 Reference Case | Combined Cycle | Carbon Emissions (Tonnes) | 7048262.0859
2025 | 1 Reference Case | Coal | Carbon Emissions (Tonnes) | 7852.1948
2025 | 1 Reference Case | Cogeneration | Carbon Emissions (Tonnes) | 5176471.125
2025 | 1 Reference Case | Coal to Gas - Steam Boiler | Carbon Emissions (Tonnes) | 6710994.6484
2025 | 1 Reference Case | Solar/Storage | Carbon Emissions (Tonnes)
2025 | 1 Reference Case | Hydro | Carbon Emissions (Tonnes)
2025 | 1 Reference Case | Net Imports | Carbon Emissions (Tonnes)
2025 | 1 Reference Case | Other | Carbon Emissions (Tonnes)
2025 | 1 Reference Case | Simple Cycle | Carbon Emissions (Tonnes) | 1565853.7441
2025 | 1 Reference Case | Solar | Carbon Emissions (Tonnes)
2025 | 1 Reference Case | Storage | Carbon Emissions (Tonnes)
2025 | 1 Reference Case | Wind | Carbon Emissions (Tonnes)
2026 | 1 Reference Case | Combined Cycle | Carbon Emissions (Tonnes) | 6966176.5703
2026 | 1 Reference Case | Coal | Carbon Emissions (Tonnes) | 0
2026 | 1 Reference Case | Cogeneration | Carbon Emissions (Tonnes) | 5112935.7344
2026 | 1 Reference Case | Coal to Gas - Steam Boiler | Carbon Emissions (Tonnes) | 6447012.4062
2026 | 1 Reference Case | Solar/Storage | Carbon Emissions (Tonnes)
2026 | 1 Reference Case | Hydro | Carbon Emissions (Tonnes)
2026 | 1 Reference Case | Net Imports | Carbon Emissions (Tonnes)
2026 | 1 Reference Case | Other | Carbon Emissions (Tonnes)
2026 | 1 Reference Case | Simple Cycle | Carbon Emissions (Tonnes) | 1471029.5614
2026 | 1 Reference Case | Solar | Carbon Emissions (Tonnes)
2026 | 1 Reference Case | Storage | Carbon Emissions (Tonnes)
2026 | 1 Reference Case | Wind | Carbon Emissions (Tonnes)
2027 | 1 Reference Case | Combined Cycle | Carbon Emissions (Tonnes) | 6734766.0625
2027 | 1 Reference Case | Coal | Carbon Emissions (Tonnes) | 0
2027 | 1 Reference Case | Cogeneration | Carbon Emissions (Tonnes) | 5087886.6094
2027 | 1 Reference Case | Coal to Gas - Steam Boiler | Carbon Emissions (Tonnes) | 6506190.0625
2027 | 1 Reference Case | Solar/Storage | Carbon Emissions (Tonnes)
2027 | 1 Reference Case | Hydro | Carbon Emissions (Tonnes)
2027 | 1 Reference Case | Net Imports | Carbon Emissions (Tonnes)
2027 | 1 Reference Case | Other | Carbon Emissions (Tonnes)
2027 | 1 Reference Case | Simple Cycle | Carbon Emissions (Tonnes) | 1475544.3941
2027 | 1 Reference Case | Solar | Carbon Emissions (Tonnes)
2027 | 1 Reference Case | Storage | Carbon Emissions (Tonnes)
2027 | 1 Reference Case | Wind | Carbon Emissions (Tonnes)
2028 | 1 Reference Case | Combined Cycle | Carbon Emissions (Tonnes) | 6871632.6484
2028 | 1 Reference Case | Coal | Carbon Emissions (Tonnes) | 0
2028 | 1 Reference Case | Cogeneration | Carbon Emissions (Tonnes) | 5093655.0156
2028 | 1 Reference Case | Coal to Gas - Steam Boiler | Carbon Emissions (Tonnes) | 6007719.5938
2028 | 1 Reference Case | Solar/Storage | Carbon Emissions (Tonnes)
2028 | 1 Reference Case | Hydro | Carbon Emissions (Tonnes)
2028 | 1 Reference Case | Net Imports | Carbon Emissions (Tonnes)
2028 | 1 Reference Case | Other | Carbon Emissions (Tonnes)
2028 | 1 Reference Case | Simple Cycle | Carbon Emissions (Tonnes) | 1464949.6221
2028 | 1 Reference Case | Solar | Carbon Emissions (Tonnes)
2028 | 1 Reference Case | Storage | Carbon Emissions (Tonnes)
2028 | 1 Reference Case | Wind | Carbon Emissions (Tonnes)
2029 | 1 Reference Case | Combined Cycle | Carbon Emissions (Tonnes) | 6717229.4219
2029 | 1 Reference Case | Coal | Carbon Emissions (Tonnes) | 0
2029 | 1 Reference Case | Cogeneration | Carbon Emissions (Tonnes) | 5032302.1562
2029 | 1 Reference Case | Coal to Gas - Steam Boiler | Carbon Emissions (Tonnes) | 6234550.5078
2029 | 1 Reference Case | Solar/Storage | Carbon Emissions (Tonnes)
2029 | 1 Reference Case | Hydro | Carbon Emissions (Tonnes)
2029 | 1 Reference Case | Net Imports | Carbon Emissions (Tonnes)
2029 | 1 Reference Case | Other | Carbon Emissions (Tonnes)
2029 | 1 Reference Case | Simple Cycle | Carbon Emissions (Tonnes) | 1480351.9672
2029 | 1 Reference Case | Solar | Carbon Emissions (Tonnes)
2029 | 1 Reference Case | Storage | Carbon Emissions (Tonnes)
2029 | 1 Reference Case | Wind | Carbon Emissions (Tonnes)
2030 | 1 Reference Case | Combined Cycle | Carbon Emissions (Tonnes) | 6738290.0625
2030 | 1 Reference Case | Coal | Carbon Emissions (Tonnes) | 0
2030 | 1 Reference Case | Cogeneration | Carbon Emissions (Tonnes) | 5036666.1875
2030 | 1 Reference Case | Coal to Gas - Steam Boiler | Carbon Emissions (Tonnes) | 5917246.8125
2030 | 1 Reference Case | Solar/Storage | Carbon Emissions (Tonnes)
2030 | 1 Reference Case | Hydro | Carbon Emissions (Tonnes)
2030 | 1 Reference Case | Net Imports | Carbon Emissions (Tonnes)
2030 | 1 Reference Case | Other | Carbon Emissions (Tonnes)
2030 | 1 Reference Case | Simple Cycle | Carbon Emissions (Tonnes) | 1499513.9934
2030 | 1 Reference Case | Solar | Carbon Emissions (Tonnes)
2030 | 1 Reference Case | Storage | Carbon Emissions (Tonnes)
2030 | 1 Reference Case | Wind | Carbon Emissions (Tonnes)
2031 | 1 Reference Case | Combined Cycle | Carbon Emissions (Tonnes) | 6721817.5312
2031 | 1 Reference Case | Coal | Carbon Emissions (Tonnes) | 0
2031 | 1 Reference Case | Cogeneration | Carbon Emissions (Tonnes) | 5002184.0469
2031 | 1 Reference Case | Coal to Gas - Steam Boiler | Carbon Emissions (Tonnes) | 5853641.3125
2031 | 1 Reference Case | Solar/Storage | Carbon Emissions (Tonnes)
2031 | 1 Reference Case | Hydro | Carbon Emissions (Tonnes)
2031 | 1 Reference Case | Net Imports | Carbon Emissions (Tonnes)
2031 | 1 Reference Case | Other | Carbon Emissions (Tonnes)
2031 | 1 Reference Case | Simple Cycle | Carbon Emissions (Tonnes) | 1488840.8334
2031 | 1 Reference Case | Solar | Carbon Emissions (Tonnes)
2031 | 1 Reference Case | Storage | Carbon Emissions (Tonnes)
2031 | 1 Reference Case | Wind | Carbon Emissions (Tonnes)
2032 | 1 Reference Case | Combined Cycle | Carbon Emissions (Tonnes) | 6760476.1953
2032 | 1 Reference Case | Coal | Carbon Emissions (Tonnes) | 0
2032 | 1 Reference Case | Cogeneration | Carbon Emissions (Tonnes) | 5045434.9688
2032 | 1 Reference Case | Coal to Gas - Steam Boiler | Carbon Emissions (Tonnes) | 5997015.125
2032 | 1 Reference Case | Solar/Storage | Carbon Emissions (Tonnes)
2032 | 1 Reference Case | Hydro | Carbon Emissions (Tonnes)
2032 | 1 Reference Case | Net Imports | Carbon Emissions (Tonnes)
2032 | 1 Reference Case | Other | Carbon Emissions (Tonnes)
2032 | 1 Reference Case | Simple Cycle | Carbon Emissions (Tonnes) | 1504654.4954
2032 | 1 Reference Case | Solar | Carbon Emissions (Tonnes)
2032 | 1 Reference Case | Storage | Carbon Emissions (Tonnes)
2032 | 1 Reference Case | Wind | Carbon Emissions (Tonnes)
2033 | 1 Reference Case | Combined Cycle | Carbon Emissions (Tonnes) | 6786599.8125
2033 | 1 Reference Case | Coal | Carbon Emissions (Tonnes) | 0
2033 | 1 Reference Case | Cogeneration | Carbon Emissions (Tonnes) | 5044692.5938
2033 | 1 Reference Case | Coal to Gas - Steam Boiler | Carbon Emissions (Tonnes) | 5565499.875
2033 | 1 Reference Case | Solar/Storage | Carbon Emissions (Tonnes)
2033 | 1 Reference Case | Hydro | Carbon Emissions (Tonnes)
2033 | 1 Reference Case | Net Imports | Carbon Emissions (Tonnes)
2033 | 1 Reference Case | Other | Carbon Emissions (Tonnes)
2033 | 1 Reference Case | Simple Cycle | Carbon Emissions (Tonnes) | 1599574.1507
2033 | 1 Reference Case | Solar | Carbon Emissions (Tonnes)
2033 | 1 Reference Case | Storage | Carbon Emissions (Tonnes)
2033 | 1 Reference Case | Wind | Carbon Emissions (Tonnes)
2034 | 1 Reference Case | Combined Cycle | Carbon Emissions (Tonnes) | 6683189.6797
2034 | 1 Reference Case | Coal | Carbon Emissions (Tonnes) | 0
2034 | 1 Reference Case | Cogeneration | Carbon Emissions (Tonnes) | 5025855.0938
2034 | 1 Reference Case | Coal to Gas - Steam Boiler | Carbon Emissions (Tonnes) | 4626052.75
2034 | 1 Reference Case | Solar/Storage | Carbon Emissions (Tonnes)
2034 | 1 Reference Case | Hydro | Carbon Emissions (Tonnes)
2034 | 1 Reference Case | Net Imports | Carbon Emissions (Tonnes)
2034 | 1 Reference Case | Other | Carbon Emissions (Tonnes)
2034 | 1 Reference Case | Simple Cycle | Carbon Emissions (Tonnes) | 1679662.4699
2034 | 1 Reference Case | Solar | Carbon Emissions (Tonnes)
2034 | 1 Reference Case | Storage | Carbon Emissions (Tonnes)
2034 | 1 Reference Case | Wind | Carbon Emissions (Tonnes)
2035 | 1 Reference Case | Combined Cycle | Carbon Emissions (Tonnes) | 6715946.9766
2035 | 1 Reference Case | Coal | Carbon Emissions (Tonnes) | 0
2035 | 1 Reference Case | Cogeneration | Carbon Emissions (Tonnes) | 5052268.5938
2035 | 1 Reference Case | Coal to Gas - Steam Boiler | Carbon Emissions (Tonnes) | 4202463.9688
2035 | 1 Reference Case | Solar/Storage | Carbon Emissions (Tonnes)
2035 | 1 Reference Case | Hydro | Carbon Emissions (Tonnes)
2035 | 1 Reference Case | Net Imports | Carbon Emissions (Tonnes)
2035 | 1 Reference Case | Other | Carbon Emissions (Tonnes)
2035 | 1 Reference Case | Simple Cycle | Carbon Emissions (Tonnes) | 1697889.7952
2035 | 1 Reference Case | Solar | Carbon Emissions (Tonnes)
2035 | 1 Reference Case | Storage | Carbon Emissions (Tonnes)
2035 | 1 Reference Case | Wind | Carbon Emissions (Tonnes)
2036 | 1 Reference Case | Combined Cycle | Carbon Emissions (Tonnes) | 6806086.6719
2036 | 1 Reference Case | Coal | Carbon Emissions (Tonnes) | 0
2036 | 1 Reference Case | Cogeneration | Carbon Emissions (Tonnes) | 5084786.2344
2036 | 1 Reference Case | Coal to Gas - Steam Boiler | Carbon Emissions (Tonnes) | 3176800.1875
2036 | 1 Reference Case | Solar/Storage | Carbon Emissions (Tonnes)
2036 | 1 Reference Case | Hydro | Carbon Emissions (Tonnes)
2036 | 1 Reference Case | Net Imports | Carbon Emissions (Tonnes)
2036 | 1 Reference Case | Other | Carbon Emissions (Tonnes)
2036 | 1 Reference Case | Simple Cycle | Carbon Emissions (Tonnes) | 2036399.2817
2036 | 1 Reference Case | Solar | Carbon Emissions (Tonnes)
2036 | 1 Reference Case | Storage | Carbon Emissions (Tonnes)
2036 | 1 Reference Case | Wind | Carbon Emissions (Tonnes)
2037 | 1 Reference Case | Combined Cycle | Carbon Emissions (Tonnes) | 7908755.3906
2037 | 1 Reference Case | Coal | Carbon Emissions (Tonnes) | 0
2037 | 1 Reference Case | Cogeneration | Carbon Emissions (Tonnes) | 5016236.3281
2037 | 1 Reference Case | Coal to Gas - Steam Boiler | Carbon Emissions (Tonnes) | 1501114.4375
2037 | 1 Reference Case | Solar/Storage | Carbon Emissions (Tonnes)
2037 | 1 Reference Case | Hydro | Carbon Emissions (Tonnes)
2037 | 1 Reference Case | Net Imports | Carbon Emissions (Tonnes)
2037 | 1 Reference Case | Other | Carbon Emissions (Tonnes)
2037 | 1 Reference Case | Simple Cycle | Carbon Emissions (Tonnes) | 1937940.0961
2037 | 1 Reference Case | Solar | Carbon Emissions (Tonnes)
2037 | 1 Reference Case | Storage | Carbon Emissions (Tonnes)
2037 | 1 Reference Case | Wind | Carbon Emissions (Tonnes)
2038 | 1 Reference Case | Combined Cycle | Carbon Emissions (Tonnes) | 7966778.0234
2038 | 1 Reference Case | Coal | Carbon Emissions (Tonnes) | 0
2038 | 1 Reference Case | Cogeneration | Carbon Emissions (Tonnes) | 5068851.0938
2038 | 1 Reference Case | Coal to Gas - Steam Boiler | Carbon Emissions (Tonnes) | 0
2038 | 1 Reference Case | Solar/Storage | Carbon Emissions (Tonnes)
2038 | 1 Reference Case | Hydro | Carbon Emissions (Tonnes)
2038 | 1 Reference Case | Net Imports | Carbon Emissions (Tonnes)
2038 | 1 Reference Case | Other | Carbon Emissions (Tonnes)
2038 | 1 Reference Case | Simple Cycle | Carbon Emissions (Tonnes) | 2019911.1165
2038 | 1 Reference Case | Solar | Carbon Emissions (Tonnes)
2038 | 1 Reference Case | Storage | Carbon Emissions (Tonnes)
2038 | 1 Reference Case | Wind | Carbon Emissions (Tonnes)
2039 | 1 Reference Case | Combined Cycle | Carbon Emissions (Tonnes) | 9716749.7733
2039 | 1 Reference Case | Coal | Carbon Emissions (Tonnes) | 0
2039 | 1 Reference Case | Cogeneration | Carbon Emissions (Tonnes) | 4911565.9531
2039 | 1 Reference Case | Coal to Gas - Steam Boiler | Carbon Emissions (Tonnes) | 0
2039 | 1 Reference Case | Solar/Storage | Carbon Emissions (Tonnes)
2039 | 1 Reference Case | Hydro | Carbon Emissions (Tonnes)
2039 | 1 Reference Case | Net Imports | Carbon Emissions (Tonnes)
2039 | 1 Reference Case | Other | Carbon Emissions (Tonnes)
2039 | 1 Reference Case | Simple Cycle | Carbon Emissions (Tonnes) | 1328048.8518
2039 | 1 Reference Case | Solar | Carbon Emissions (Tonnes)
2039 | 1 Reference Case | Storage | Carbon Emissions (Tonnes)
2039 | 1 Reference Case | Wind | Carbon Emissions (Tonnes)
2040 | 1 Reference Case | Combined Cycle | Carbon Emissions (Tonnes) | 9797175.7812
2040 | 1 Reference Case | Coal | Carbon Emissions (Tonnes) | 0
2040 | 1 Reference Case | Cogeneration | Carbon Emissions (Tonnes) | 5037533.1406
2040 | 1 Reference Case | Coal to Gas - Steam Boiler | Carbon Emissions (Tonnes) | 0
2040 | 1 Reference Case | Solar/Storage | Carbon Emissions (Tonnes)
2040 | 1 Reference Case | Hydro | Carbon Emissions (Tonnes)
2040 | 1 Reference Case | Net Imports | Carbon Emissions (Tonnes)
2040 | 1 Reference Case | Other | Carbon Emissions (Tonnes)
2040 | 1 Reference Case | Simple Cycle | Carbon Emissions (Tonnes) | 1260088.7137
2040 | 1 Reference Case | Solar | Carbon Emissions (Tonnes)
2040 | 1 Reference Case | Storage | Carbon Emissions (Tonnes)
2040 | 1 Reference Case | Wind | Carbon Emissions (Tonnes)
2041 | 1 Reference Case | Combined Cycle | Carbon Emissions (Tonnes) | 9528090
2041 | 1 Reference Case | Coal | Carbon Emissions (Tonnes) | 0
2041 | 1 Reference Case | Cogeneration | Carbon Emissions (Tonnes) | 5009974.0312
2041 | 1 Reference Case | Coal to Gas - Steam Boiler | Carbon Emissions (Tonnes) | 0
2041 | 1 Reference Case | Solar/Storage | Carbon Emissions (Tonnes)
2041 | 1 Reference Case | Hydro | Carbon Emissions (Tonnes)
2041 | 1 Reference Case | Net Imports | Carbon Emissions (Tonnes)
2041 | 1 Reference Case | Other | Carbon Emissions (Tonnes)
2041 | 1 Reference Case | Simple Cycle | Carbon Emissions (Tonnes) | 1302126.3835
2041 | 1 Reference Case | Solar | Carbon Emissions (Tonnes)
2041 | 1 Reference Case | Storage | Carbon Emissions (Tonnes)
2041 | 1 Reference Case | Wind | Carbon Emissions (Tonnes)
2021 | 2 Clean-Tech Scenario | Combined Cycle | Carbon Emissions (Tonnes) | 4637737.8281
2021 | 2 Clean-Tech Scenario | Coal | Carbon Emissions (Tonnes) | 11654237.7969
2021 | 2 Clean-Tech Scenario | Cogeneration | Carbon Emissions (Tonnes) | 5011192.7812
2021 | 2 Clean-Tech Scenario | Coal to Gas - Steam Boiler | Carbon Emissions (Tonnes) | 5674248.4688
2021 | 2 Clean-Tech Scenario | Solar/Storage | Carbon Emissions (Tonnes)
2021 | 2 Clean-Tech Scenario | Hydro | Carbon Emissions (Tonnes)
2021 | 2 Clean-Tech Scenario | Net Imports | Carbon Emissions (Tonnes)
2021 | 2 Clean-Tech Scenario | Other | Carbon Emissions (Tonnes)
2021 | 2 Clean-Tech Scenario | Simple Cycle | Carbon Emissions (Tonnes) | 2499294.8347
2021 | 2 Clean-Tech Scenario | Solar | Carbon Emissions (Tonnes)
2021 | 2 Clean-Tech Scenario | Storage | Carbon Emissions (Tonnes)
2021 | 2 Clean-Tech Scenario | Wind | Carbon Emissions (Tonnes)
2022 | 2 Clean-Tech Scenario | Combined Cycle | Carbon Emissions (Tonnes) | 4802776.7188
2022 | 2 Clean-Tech Scenario | Coal | Carbon Emissions (Tonnes) | 4934568.3984
2022 | 2 Clean-Tech Scenario | Cogeneration | Carbon Emissions (Tonnes) | 5289342.8594
2022 | 2 Clean-Tech Scenario | Coal to Gas - Steam Boiler | Carbon Emissions (Tonnes) | 8120414.4922
2022 | 2 Clean-Tech Scenario | Solar/Storage | Carbon Emissions (Tonnes)
2022 | 2 Clean-Tech Scenario | Hydro | Carbon Emissions (Tonnes)
2022 | 2 Clean-Tech Scenario | Net Imports | Carbon Emissions (Tonnes)
2022 | 2 Clean-Tech Scenario | Other | Carbon Emissions (Tonnes)
2022 | 2 Clean-Tech Scenario | Simple Cycle | Carbon Emissions (Tonnes) | 2293217.2667
2022 | 2 Clean-Tech Scenario | Solar | Carbon Emissions (Tonnes)
2022 | 2 Clean-Tech Scenario | Storage | Carbon Emissions (Tonnes)
2022 | 2 Clean-Tech Scenario | Wind | Carbon Emissions (Tonnes)
2023 | 2 Clean-Tech Scenario | Combined Cycle | Carbon Emissions (Tonnes) | 8505549.8594
2023 | 2 Clean-Tech Scenario | Coal | Carbon Emissions (Tonnes) | 2242787.2495
2023 | 2 Clean-Tech Scenario | Cogeneration | Carbon Emissions (Tonnes) | 5225611.5
2023 | 2 Clean-Tech Scenario | Coal to Gas - Steam Boiler | Carbon Emissions (Tonnes) | 5044705.5586
2023 | 2 Clean-Tech Scenario | Solar/Storage | Carbon Emissions (Tonnes)
2023 | 2 Clean-Tech Scenario | Hydro | Carbon Emissions (Tonnes)
2023 | 2 Clean-Tech Scenario | Net Imports | Carbon Emissions (Tonnes)
2023 | 2 Clean-Tech Scenario | Other | Carbon Emissions (Tonnes)
2023 | 2 Clean-Tech Scenario | Simple Cycle | Carbon Emissions (Tonnes) | 1575082.4443
2023 | 2 Clean-Tech Scenario | Solar | Carbon Emissions (Tonnes)
2023 | 2 Clean-Tech Scenario | Storage | Carbon Emissions (Tonnes)
2023 | 2 Clean-Tech Scenario | Wind | Carbon Emissions (Tonnes)
2024 | 2 Clean-Tech Scenario | Combined Cycle | Carbon Emissions (Tonnes) | 12404336.6602
2024 | 2 Clean-Tech Scenario | Coal | Carbon Emissions (Tonnes) | 4585.1841
2024 | 2 Clean-Tech Scenario | Cogeneration | Carbon Emissions (Tonnes) | 5044318.5781
2024 | 2 Clean-Tech Scenario | Coal to Gas - Steam Boiler | Carbon Emissions (Tonnes) | 1538998.8877
2024 | 2 Clean-Tech Scenario | Solar/Storage | Carbon Emissions (Tonnes)
2024 | 2 Clean-Tech Scenario | Hydro | Carbon Emissions (Tonnes)
2024 | 2 Clean-Tech Scenario | Net Imports | Carbon Emissions (Tonnes)
2024 | 2 Clean-Tech Scenario | Other | Carbon Emissions (Tonnes)
2024 | 2 Clean-Tech Scenario | Simple Cycle | Carbon Emissions (Tonnes) | 754311.9789
2024 | 2 Clean-Tech Scenario | Solar | Carbon Emissions (Tonnes)
2024 | 2 Clean-Tech Scenario | Storage | Carbon Emissions (Tonnes)
2024 | 2 Clean-Tech Scenario | Wind | Carbon Emissions (Tonnes)
2025 | 2 Clean-Tech Scenario | Combined Cycle | Carbon Emissions (Tonnes) | 11736782.9531
2025 | 2 Clean-Tech Scenario | Coal | Carbon Emissions (Tonnes) | 0
2025 | 2 Clean-Tech Scenario | Cogeneration | Carbon Emissions (Tonnes) | 4956741.625
2025 | 2 Clean-Tech Scenario | Coal to Gas - Steam Boiler | Carbon Emissions (Tonnes) | 824530.6992
2025 | 2 Clean-Tech Scenario | Solar/Storage | Carbon Emissions (Tonnes)
2025 | 2 Clean-Tech Scenario | Hydro | Carbon Emissions (Tonnes)
2025 | 2 Clean-Tech Scenario | Net Imports | Carbon Emissions (Tonnes)
2025 | 2 Clean-Tech Scenario | Other | Carbon Emissions (Tonnes)
2025 | 2 Clean-Tech Scenario | Simple Cycle | Carbon Emissions (Tonnes) | 655232.2795
2025 | 2 Clean-Tech Scenario | Solar | Carbon Emissions (Tonnes)
2025 | 2 Clean-Tech Scenario | Storage | Carbon Emissions (Tonnes)
2025 | 2 Clean-Tech Scenario | Wind | Carbon Emissions (Tonnes)
2026 | 2 Clean-Tech Scenario | Combined Cycle | Carbon Emissions (Tonnes) | 11450359.1992
2026 | 2 Clean-Tech Scenario | Coal | Carbon Emissions (Tonnes) | 0
2026 | 2 Clean-Tech Scenario | Cogeneration | Carbon Emissions (Tonnes) | 4956164.6094
2026 | 2 Clean-Tech Scenario | Coal to Gas - Steam Boiler | Carbon Emissions (Tonnes) | 570057.0625
2026 | 2 Clean-Tech Scenario | Solar/Storage | Carbon Emissions (Tonnes)
2026 | 2 Clean-Tech Scenario | Hydro | Carbon Emissions (Tonnes)
2026 | 2 Clean-Tech Scenario | Net Imports | Carbon Emissions (Tonnes)
2026 | 2 Clean-Tech Scenario | Other | Carbon Emissions (Tonnes)
2026 | 2 Clean-Tech Scenario | Simple Cycle | Carbon Emissions (Tonnes) | 665880.2271
2026 | 2 Clean-Tech Scenario | Solar | Carbon Emissions (Tonnes)
2026 | 2 Clean-Tech Scenario | Storage | Carbon Emissions (Tonnes)
2026 | 2 Clean-Tech Scenario | Wind | Carbon Emissions (Tonnes)
2027 | 2 Clean-Tech Scenario | Combined Cycle | Carbon Emissions (Tonnes) | 11195330.9258
2027 | 2 Clean-Tech Scenario | Coal | Carbon Emissions (Tonnes) | 0
2027 | 2 Clean-Tech Scenario | Cogeneration | Carbon Emissions (Tonnes) | 4953604.6875
2027 | 2 Clean-Tech Scenario | Coal to Gas - Steam Boiler | Carbon Emissions (Tonnes) | 463353.2344
2027 | 2 Clean-Tech Scenario | Solar/Storage | Carbon Emissions (Tonnes)
2027 | 2 Clean-Tech Scenario | Hydro | Carbon Emissions (Tonnes)
2027 | 2 Clean-Tech Scenario | Net Imports | Carbon Emissions (Tonnes)
2027 | 2 Clean-Tech Scenario | Other | Carbon Emissions (Tonnes)
2027 | 2 Clean-Tech Scenario | Simple Cycle | Carbon Emissions (Tonnes) | 695960.9612
2027 | 2 Clean-Tech Scenario | Solar | Carbon Emissions (Tonnes)
2027 | 2 Clean-Tech Scenario | Storage | Carbon Emissions (Tonnes)
2027 | 2 Clean-Tech Scenario | Wind | Carbon Emissions (Tonnes)
2028 | 2 Clean-Tech Scenario | Combined Cycle | Carbon Emissions (Tonnes) | 10942879.3047
2028 | 2 Clean-Tech Scenario | Coal | Carbon Emissions (Tonnes) | 0
2028 | 2 Clean-Tech Scenario | Cogeneration | Carbon Emissions (Tonnes) | 4944306.9375
2028 | 2 Clean-Tech Scenario | Coal to Gas - Steam Boiler | Carbon Emissions (Tonnes) | 341138.2031
2028 | 2 Clean-Tech Scenario | Solar/Storage | Carbon Emissions (Tonnes)
2028 | 2 Clean-Tech Scenario | Hydro | Carbon Emissions (Tonnes)
2028 | 2 Clean-Tech Scenario | Net Imports | Carbon Emissions (Tonnes)
2028 | 2 Clean-Tech Scenario | Other | Carbon Emissions (Tonnes)
2028 | 2 Clean-Tech Scenario | Simple Cycle | Carbon Emissions (Tonnes) | 730530.2056
2028 | 2 Clean-Tech Scenario | Solar | Carbon Emissions (Tonnes)
2028 | 2 Clean-Tech Scenario | Storage | Carbon Emissions (Tonnes)
2028 | 2 Clean-Tech Scenario | Wind | Carbon Emissions (Tonnes)
2029 | 2 Clean-Tech Scenario | Combined Cycle | Carbon Emissions (Tonnes) | 10536529.3066
2029 | 2 Clean-Tech Scenario | Coal | Carbon Emissions (Tonnes) | 0
2029 | 2 Clean-Tech Scenario | Cogeneration | Carbon Emissions (Tonnes) | 4889572.5625
2029 | 2 Clean-Tech Scenario | Coal to Gas - Steam Boiler | Carbon Emissions (Tonnes) | 348142.5625
2029 | 2 Clean-Tech Scenario | Solar/Storage | Carbon Emissions (Tonnes)
2029 | 2 Clean-Tech Scenario | Hydro | Carbon Emissions (Tonnes)
2029 | 2 Clean-Tech Scenario | Net Imports | Carbon Emissions (Tonnes)
2029 | 2 Clean-Tech Scenario | Other | Carbon Emissions (Tonnes)
2029 | 2 Clean-Tech Scenario | Simple Cycle | Carbon Emissions (Tonnes) | 749593.3251
2029 | 2 Clean-Tech Scenario | Solar | Carbon Emissions (Tonnes)
2029 | 2 Clean-Tech Scenario | Storage | Carbon Emissions (Tonnes)
2029 | 2 Clean-Tech Scenario | Wind | Carbon Emissions (Tonnes)
2030 | 2 Clean-Tech Scenario | Combined Cycle | Carbon Emissions (Tonnes) | 10337721.2891
2030 | 2 Clean-Tech Scenario | Coal | Carbon Emissions (Tonnes) | 0
2030 | 2 Clean-Tech Scenario | Cogeneration | Carbon Emissions (Tonnes) | 4891674.1094
2030 | 2 Clean-Tech Scenario | Coal to Gas - Steam Boiler | Carbon Emissions (Tonnes) | 330620.6562
2030 | 2 Clean-Tech Scenario | Solar/Storage | Carbon Emissions (Tonnes)
2030 | 2 Clean-Tech Scenario | Hydro | Carbon Emissions (Tonnes)
2030 | 2 Clean-Tech Scenario | Net Imports | Carbon Emissions (Tonnes)
2030 | 2 Clean-Tech Scenario | Other | Carbon Emissions (Tonnes)
2030 | 2 Clean-Tech Scenario | Simple Cycle | Carbon Emissions (Tonnes) | 791863.6838
2030 | 2 Clean-Tech Scenario | Solar | Carbon Emissions (Tonnes)
2030 | 2 Clean-Tech Scenario | Storage | Carbon Emissions (Tonnes)
2030 | 2 Clean-Tech Scenario | Wind | Carbon Emissions (Tonnes)
2031 | 2 Clean-Tech Scenario | Combined Cycle | Carbon Emissions (Tonnes) | 10100658.4512
2031 | 2 Clean-Tech Scenario | Coal | Carbon Emissions (Tonnes) | 0
2031 | 2 Clean-Tech Scenario | Cogeneration | Carbon Emissions (Tonnes) | 4849837.8125
2031 | 2 Clean-Tech Scenario | Coal to Gas - Steam Boiler | Carbon Emissions (Tonnes) | 357928.0156
2031 | 2 Clean-Tech Scenario | Solar/Storage | Carbon Emissions (Tonnes)
2031 | 2 Clean-Tech Scenario | Hydro | Carbon Emissions (Tonnes)
2031 | 2 Clean-Tech Scenario | Net Imports | Carbon Emissions (Tonnes)
2031 | 2 Clean-Tech Scenario | Other | Carbon Emissions (Tonnes)
2031 | 2 Clean-Tech Scenario | Simple Cycle | Carbon Emissions (Tonnes) | 843315.4466
2031 | 2 Clean-Tech Scenario | Solar | Carbon Emissions (Tonnes)
2031 | 2 Clean-Tech Scenario | Storage | Carbon Emissions (Tonnes)
2031 | 2 Clean-Tech Scenario | Wind | Carbon Emissions (Tonnes)
2032 | 2 Clean-Tech Scenario | Combined Cycle | Carbon Emissions (Tonnes) | 10097627.084
2032 | 2 Clean-Tech Scenario | Coal | Carbon Emissions (Tonnes) | 0
2032 | 2 Clean-Tech Scenario | Cogeneration | Carbon Emissions (Tonnes) | 4872485.7656
2032 | 2 Clean-Tech Scenario | Coal to Gas - Steam Boiler | Carbon Emissions (Tonnes) | 436289.75
2032 | 2 Clean-Tech Scenario | Solar/Storage | Carbon Emissions (Tonnes)
2032 | 2 Clean-Tech Scenario | Hydro | Carbon Emissions (Tonnes)
2032 | 2 Clean-Tech Scenario | Net Imports | Carbon Emissions (Tonnes)
2032 | 2 Clean-Tech Scenario | Other | Carbon Emissions (Tonnes)
2032 | 2 Clean-Tech Scenario | Simple Cycle | Carbon Emissions (Tonnes) | 881965.9823
2032 | 2 Clean-Tech Scenario | Solar | Carbon Emissions (Tonnes)
2032 | 2 Clean-Tech Scenario | Storage | Carbon Emissions (Tonnes)
2032 | 2 Clean-Tech Scenario | Wind | Carbon Emissions (Tonnes)
2033 | 2 Clean-Tech Scenario | Combined Cycle | Carbon Emissions (Tonnes) | 9856938.3711
2033 | 2 Clean-Tech Scenario | Coal | Carbon Emissions (Tonnes) | 0
2033 | 2 Clean-Tech Scenario | Cogeneration | Carbon Emissions (Tonnes) | 4825644.0625
2033 | 2 Clean-Tech Scenario | Coal to Gas - Steam Boiler | Carbon Emissions (Tonnes) | 568082.8438
2033 | 2 Clean-Tech Scenario | Solar/Storage | Carbon Emissions (Tonnes)
2033 | 2 Clean-Tech Scenario | Hydro | Carbon Emissions (Tonnes)
2033 | 2 Clean-Tech Scenario | Net Imports | Carbon Emissions (Tonnes)
2033 | 2 Clean-Tech Scenario | Other | Carbon Emissions (Tonnes)
2033 | 2 Clean-Tech Scenario | Simple Cycle | Carbon Emissions (Tonnes) | 937381.7217
2033 | 2 Clean-Tech Scenario | Solar | Carbon Emissions (Tonnes)
2033 | 2 Clean-Tech Scenario | Storage | Carbon Emissions (Tonnes)
2033 | 2 Clean-Tech Scenario | Wind | Carbon Emissions (Tonnes)
2034 | 2 Clean-Tech Scenario | Combined Cycle | Carbon Emissions (Tonnes) | 9692334.8965
2034 | 2 Clean-Tech Scenario | Coal | Carbon Emissions (Tonnes) | 0
2034 | 2 Clean-Tech Scenario | Cogeneration | Carbon Emissions (Tonnes) | 4792211.5625
2034 | 2 Clean-Tech Scenario | Coal to Gas - Steam Boiler | Carbon Emissions (Tonnes) | 600919.7188
2034 | 2 Clean-Tech Scenario | Solar/Storage | Carbon Emissions (Tonnes)
2034 | 2 Clean-Tech Scenario | Hydro | Carbon Emissions (Tonnes)
2034 | 2 Clean-Tech Scenario | Net Imports | Carbon Emissions (Tonnes)
2034 | 2 Clean-Tech Scenario | Other | Carbon Emissions (Tonnes)
2034 | 2 Clean-Tech Scenario | Simple Cycle | Carbon Emissions (Tonnes) | 990284.6416
2034 | 2 Clean-Tech Scenario | Solar | Carbon Emissions (Tonnes)
2034 | 2 Clean-Tech Scenario | Storage | Carbon Emissions (Tonnes)
2034 | 2 Clean-Tech Scenario | Wind | Carbon Emissions (Tonnes)
2035 | 2 Clean-Tech Scenario | Combined Cycle | Carbon Emissions (Tonnes) | 9276614.7988
2035 | 2 Clean-Tech Scenario | Coal | Carbon Emissions (Tonnes) | 0
2035 | 2 Clean-Tech Scenario | Cogeneration | Carbon Emissions (Tonnes) | 4769543.7344
2035 | 2 Clean-Tech Scenario | Coal to Gas - Steam Boiler | Carbon Emissions (Tonnes) | 771933.0625
2035 | 2 Clean-Tech Scenario | Solar/Storage | Carbon Emissions (Tonnes)
2035 | 2 Clean-Tech Scenario | Hydro | Carbon Emissions (Tonnes)
2035 | 2 Clean-Tech Scenario | Net Imports | Carbon Emissions (Tonnes)
2035 | 2 Clean-Tech Scenario | Other | Carbon Emissions (Tonnes)
2035 | 2 Clean-Tech Scenario | Simple Cycle | Carbon Emissions (Tonnes) | 1059594.797
2035 | 2 Clean-Tech Scenario | Solar | Carbon Emissions (Tonnes)
2035 | 2 Clean-Tech Scenario | Storage | Carbon Emissions (Tonnes)
2035 | 2 Clean-Tech Scenario | Wind | Carbon Emissions (Tonnes)
2036 | 2 Clean-Tech Scenario | Combined Cycle | Carbon Emissions (Tonnes) | 9263228.3848
2036 | 2 Clean-Tech Scenario | Coal | Carbon Emissions (Tonnes) | 0
2036 | 2 Clean-Tech Scenario | Cogeneration | Carbon Emissions (Tonnes) | 4778168
2036 | 2 Clean-Tech Scenario | Coal to Gas - Steam Boiler | Carbon Emissions (Tonnes) | 947168.7188
2036 | 2 Clean-Tech Scenario | Solar/Storage | Carbon Emissions (Tonnes)
2036 | 2 Clean-Tech Scenario | Hydro | Carbon Emissions (Tonnes)
2036 | 2 Clean-Tech Scenario | Net Imports | Carbon Emissions (Tonnes)
2036 | 2 Clean-Tech Scenario | Other | Carbon Emissions (Tonnes)
2036 | 2 Clean-Tech Scenario | Simple Cycle | Carbon Emissions (Tonnes) | 1133487.1958
2036 | 2 Clean-Tech Scenario | Solar | Carbon Emissions (Tonnes)
2036 | 2 Clean-Tech Scenario | Storage | Carbon Emissions (Tonnes)
2036 | 2 Clean-Tech Scenario | Wind | Carbon Emissions (Tonnes)
2037 | 2 Clean-Tech Scenario | Combined Cycle | Carbon Emissions (Tonnes) | 9081458.6406
2037 | 2 Clean-Tech Scenario | Coal | Carbon Emissions (Tonnes) | 0
2037 | 2 Clean-Tech Scenario | Cogeneration | Carbon Emissions (Tonnes) | 4727970.1719
2037 | 2 Clean-Tech Scenario | Coal to Gas - Steam Boiler | Carbon Emissions (Tonnes) | 1007177.5
2037 | 2 Clean-Tech Scenario | Solar/Storage | Carbon Emissions (Tonnes)
2037 | 2 Clean-Tech Scenario | Hydro | Carbon Emissions (Tonnes)
2037 | 2 Clean-Tech Scenario | Net Imports | Carbon Emissions (Tonnes)
2037 | 2 Clean-Tech Scenario | Other | Carbon Emissions (Tonnes)
2037 | 2 Clean-Tech Scenario | Simple Cycle | Carbon Emissions (Tonnes) | 1206137.1652
2037 | 2 Clean-Tech Scenario | Solar | Carbon Emissions (Tonnes)
2037 | 2 Clean-Tech Scenario | Storage | Carbon Emissions (Tonnes)
2037 | 2 Clean-Tech Scenario | Wind | Carbon Emissions (Tonnes)
2038 | 2 Clean-Tech Scenario | Combined Cycle | Carbon Emissions (Tonnes) | 9153954.2617
2038 | 2 Clean-Tech Scenario | Coal | Carbon Emissions (Tonnes) | 0
2038 | 2 Clean-Tech Scenario | Cogeneration | Carbon Emissions (Tonnes) | 4727079.5625
2038 | 2 Clean-Tech Scenario | Coal to Gas - Steam Boiler | Carbon Emissions (Tonnes) | 1010409.625
2038 | 2 Clean-Tech Scenario | Solar/Storage | Carbon Emissions (Tonnes)
2038 | 2 Clean-Tech Scenario | Hydro | Carbon Emissions (Tonnes)
2038 | 2 Clean-Tech Scenario | Net Imports | Carbon Emissions (Tonnes)
2038 | 2 Clean-Tech Scenario | Other | Carbon Emissions (Tonnes)
2038 | 2 Clean-Tech Scenario | Simple Cycle | Carbon Emissions (Tonnes) | 1285373.7455
2038 | 2 Clean-Tech Scenario | Solar | Carbon Emissions (Tonnes)
2038 | 2 Clean-Tech Scenario | Storage | Carbon Emissions (Tonnes)
2038 | 2 Clean-Tech Scenario | Wind | Carbon Emissions (Tonnes)
2039 | 2 Clean-Tech Scenario | Combined Cycle | Carbon Emissions (Tonnes) | 9021511.032
2039 | 2 Clean-Tech Scenario | Coal | Carbon Emissions (Tonnes) | 0
2039 | 2 Clean-Tech Scenario | Cogeneration | Carbon Emissions (Tonnes) | 4717202.9062
2039 | 2 Clean-Tech Scenario | Coal to Gas - Steam Boiler | Carbon Emissions (Tonnes) | 1001183
2039 | 2 Clean-Tech Scenario | Solar/Storage | Carbon Emissions (Tonnes)
2039 | 2 Clean-Tech Scenario | Hydro | Carbon Emissions (Tonnes)
2039 | 2 Clean-Tech Scenario | Net Imports | Carbon Emissions (Tonnes)
2039 | 2 Clean-Tech Scenario | Other | Carbon Emissions (Tonnes)
2039 | 2 Clean-Tech Scenario | Simple Cycle | Carbon Emissions (Tonnes) | 1483761.2707
2039 | 2 Clean-Tech Scenario | Solar | Carbon Emissions (Tonnes)
2039 | 2 Clean-Tech Scenario | Storage | Carbon Emissions (Tonnes)
2039 | 2 Clean-Tech Scenario | Wind | Carbon Emissions (Tonnes)
2040 | 2 Clean-Tech Scenario | Combined Cycle | Carbon Emissions (Tonnes) | 9562473.3164
2040 | 2 Clean-Tech Scenario | Coal | Carbon Emissions (Tonnes) | 0
2040 | 2 Clean-Tech Scenario | Cogeneration | Carbon Emissions (Tonnes) | 4913686.6719
2040 | 2 Clean-Tech Scenario | Coal to Gas - Steam Boiler | Carbon Emissions (Tonnes) | 0
2040 | 2 Clean-Tech Scenario | Solar/Storage | Carbon Emissions (Tonnes)
2040 | 2 Clean-Tech Scenario | Hydro | Carbon Emissions (Tonnes)
2040 | 2 Clean-Tech Scenario | Net Imports | Carbon Emissions (Tonnes)
2040 | 2 Clean-Tech Scenario | Other | Carbon Emissions (Tonnes)
2040 | 2 Clean-Tech Scenario | Simple Cycle | Carbon Emissions (Tonnes) | 1578649.9266
2040 | 2 Clean-Tech Scenario | Solar | Carbon Emissions (Tonnes)
2040 | 2 Clean-Tech Scenario | Storage | Carbon Emissions (Tonnes)
2040 | 2 Clean-Tech Scenario | Wind | Carbon Emissions (Tonnes)
2041 | 2 Clean-Tech Scenario | Combined Cycle | Carbon Emissions (Tonnes) | 9694128.7422
2041 | 2 Clean-Tech Scenario | Coal | Carbon Emissions (Tonnes) | 0
2041 | 2 Clean-Tech Scenario | Cogeneration | Carbon Emissions (Tonnes) | 4895577.2344
2041 | 2 Clean-Tech Scenario | Coal to Gas - Steam Boiler | Carbon Emissions (Tonnes) | 0
2041 | 2 Clean-Tech Scenario | Solar/Storage | Carbon Emissions (Tonnes)
2041 | 2 Clean-Tech Scenario | Hydro | Carbon Emissions (Tonnes)
2041 | 2 Clean-Tech Scenario | Net Imports | Carbon Emissions (Tonnes)
2041 | 2 Clean-Tech Scenario | Other | Carbon Emissions (Tonnes)
2041 | 2 Clean-Tech Scenario | Simple Cycle | Carbon Emissions (Tonnes) | 1682264.1911
2041 | 2 Clean-Tech Scenario | Solar | Carbon Emissions (Tonnes)
2041 | 2 Clean-Tech Scenario | Storage | Carbon Emissions (Tonnes)
2041 | 2 Clean-Tech Scenario | Wind | Carbon Emissions (Tonnes)
2021 | 3 Robust Scenario | Combined Cycle | Carbon Emissions (Tonnes) | 4654744.8047
2021 | 3 Robust Scenario | Coal | Carbon Emissions (Tonnes) | 9745868.25
2021 | 3 Robust Scenario | Cogeneration | Carbon Emissions (Tonnes) | 5011134.125
2021 | 3 Robust Scenario | Coal to Gas - Steam Boiler | Carbon Emissions (Tonnes) | 6997596.2031
2021 | 3 Robust Scenario | Solar/Storage | Carbon Emissions (Tonnes)
2021 | 3 Robust Scenario | Hydro | Carbon Emissions (Tonnes)
2021 | 3 Robust Scenario | Net Imports | Carbon Emissions (Tonnes)
2021 | 3 Robust Scenario | Other | Carbon Emissions (Tonnes)
2021 | 3 Robust Scenario | Simple Cycle | Carbon Emissions (Tonnes) | 2636414.5755
2021 | 3 Robust Scenario | Solar | Carbon Emissions (Tonnes)
2021 | 3 Robust Scenario | Storage | Carbon Emissions (Tonnes)
2021 | 3 Robust Scenario | Wind | Carbon Emissions (Tonnes)
2022 | 3 Robust Scenario | Combined Cycle | Carbon Emissions (Tonnes) | 4889320.7812
2022 | 3 Robust Scenario | Coal | Carbon Emissions (Tonnes) | 217170.0938
2022 | 3 Robust Scenario | Cogeneration | Carbon Emissions (Tonnes) | 5262306.6719
2022 | 3 Robust Scenario | Coal to Gas - Steam Boiler | Carbon Emissions (Tonnes) | 11922640.75
2022 | 3 Robust Scenario | Solar/Storage | Carbon Emissions (Tonnes)
2022 | 3 Robust Scenario | Hydro | Carbon Emissions (Tonnes)
2022 | 3 Robust Scenario | Net Imports | Carbon Emissions (Tonnes)
2022 | 3 Robust Scenario | Other | Carbon Emissions (Tonnes)
2022 | 3 Robust Scenario | Simple Cycle | Carbon Emissions (Tonnes) | 2161847.4867
2022 | 3 Robust Scenario | Solar | Carbon Emissions (Tonnes)
2022 | 3 Robust Scenario | Storage | Carbon Emissions (Tonnes)
2022 | 3 Robust Scenario | Wind | Carbon Emissions (Tonnes)
2023 | 3 Robust Scenario | Combined Cycle | Carbon Emissions (Tonnes) | 6760549.1953
2023 | 3 Robust Scenario | Coal | Carbon Emissions (Tonnes) | 100539.4922
2023 | 3 Robust Scenario | Cogeneration | Carbon Emissions (Tonnes) | 5260142.3594
2023 | 3 Robust Scenario | Coal to Gas - Steam Boiler | Carbon Emissions (Tonnes) | 9723588.4297
2023 | 3 Robust Scenario | Solar/Storage | Carbon Emissions (Tonnes)
2023 | 3 Robust Scenario | Hydro | Carbon Emissions (Tonnes)
2023 | 3 Robust Scenario | Net Imports | Carbon Emissions (Tonnes)
2023 | 3 Robust Scenario | Other | Carbon Emissions (Tonnes)
2023 | 3 Robust Scenario | Simple Cycle | Carbon Emissions (Tonnes) | 2023916.4451
2023 | 3 Robust Scenario | Solar | Carbon Emissions (Tonnes)
2023 | 3 Robust Scenario | Storage | Carbon Emissions (Tonnes)
2023 | 3 Robust Scenario | Wind | Carbon Emissions (Tonnes)
2024 | 3 Robust Scenario | Combined Cycle | Carbon Emissions (Tonnes) | 7390325.3828
2024 | 3 Robust Scenario | Coal | Carbon Emissions (Tonnes) | 79836.2266
2024 | 3 Robust Scenario | Cogeneration | Carbon Emissions (Tonnes) | 5244001.4219
2024 | 3 Robust Scenario | Coal to Gas - Steam Boiler | Carbon Emissions (Tonnes) | 8216275.1592
2024 | 3 Robust Scenario | Solar/Storage | Carbon Emissions (Tonnes)
2024 | 3 Robust Scenario | Hydro | Carbon Emissions (Tonnes)
2024 | 3 Robust Scenario | Net Imports | Carbon Emissions (Tonnes)
2024 | 3 Robust Scenario | Other | Carbon Emissions (Tonnes)
2024 | 3 Robust Scenario | Simple Cycle | Carbon Emissions (Tonnes) | 1813851.3693
2024 | 3 Robust Scenario | Solar | Carbon Emissions (Tonnes)
2024 | 3 Robust Scenario | Storage | Carbon Emissions (Tonnes)
2024 | 3 Robust Scenario | Wind | Carbon Emissions (Tonnes)
2025 | 3 Robust Scenario | Combined Cycle | Carbon Emissions (Tonnes) | 7220840.8281
2025 | 3 Robust Scenario | Coal | Carbon Emissions (Tonnes) | 104677.8125
2025 | 3 Robust Scenario | Cogeneration | Carbon Emissions (Tonnes) | 5165996.6562
2025 | 3 Robust Scenario | Coal to Gas - Steam Boiler | Carbon Emissions (Tonnes) | 7266043.0078
2025 | 3 Robust Scenario | Solar/Storage | Carbon Emissions (Tonnes)
2025 | 3 Robust Scenario | Hydro | Carbon Emissions (Tonnes)
2025 | 3 Robust Scenario | Net Imports | Carbon Emissions (Tonnes)
2025 | 3 Robust Scenario | Other | Carbon Emissions (Tonnes)
2025 | 3 Robust Scenario | Simple Cycle | Carbon Emissions (Tonnes) | 1673399.1004
2025 | 3 Robust Scenario | Solar | Carbon Emissions (Tonnes)
2025 | 3 Robust Scenario | Storage | Carbon Emissions (Tonnes)
2025 | 3 Robust Scenario | Wind | Carbon Emissions (Tonnes)
2026 | 3 Robust Scenario | Combined Cycle | Carbon Emissions (Tonnes) | 7137866.4375
2026 | 3 Robust Scenario | Coal | Carbon Emissions (Tonnes) | 0
2026 | 3 Robust Scenario | Cogeneration | Carbon Emissions (Tonnes) | 5096424.8281
2026 | 3 Robust Scenario | Coal to Gas - Steam Boiler | Carbon Emissions (Tonnes) | 6765724.0703
2026 | 3 Robust Scenario | Solar/Storage | Carbon Emissions (Tonnes)
2026 | 3 Robust Scenario | Hydro | Carbon Emissions (Tonnes)
2026 | 3 Robust Scenario | Net Imports | Carbon Emissions (Tonnes)
2026 | 3 Robust Scenario | Other | Carbon Emissions (Tonnes)
2026 | 3 Robust Scenario | Simple Cycle | Carbon Emissions (Tonnes) | 1542803.005
2026 | 3 Robust Scenario | Solar | Carbon Emissions (Tonnes)
2026 | 3 Robust Scenario | Storage | Carbon Emissions (Tonnes)
2026 | 3 Robust Scenario | Wind | Carbon Emissions (Tonnes)
2027 | 3 Robust Scenario | Combined Cycle | Carbon Emissions (Tonnes) | 6939739.9297
2027 | 3 Robust Scenario | Coal | Carbon Emissions (Tonnes) | 0
2027 | 3 Robust Scenario | Cogeneration | Carbon Emissions (Tonnes) | 5069637.3594
2027 | 3 Robust Scenario | Coal to Gas - Steam Boiler | Carbon Emissions (Tonnes) | 6623807.8984
2027 | 3 Robust Scenario | Solar/Storage | Carbon Emissions (Tonnes)
2027 | 3 Robust Scenario | Hydro | Carbon Emissions (Tonnes)
2027 | 3 Robust Scenario | Net Imports | Carbon Emissions (Tonnes)
2027 | 3 Robust Scenario | Other | Carbon Emissions (Tonnes)
2027 | 3 Robust Scenario | Simple Cycle | Carbon Emissions (Tonnes) | 1506400.4329
2027 | 3 Robust Scenario | Solar | Carbon Emissions (Tonnes)
2027 | 3 Robust Scenario | Storage | Carbon Emissions (Tonnes)
2027 | 3 Robust Scenario | Wind | Carbon Emissions (Tonnes)
2028 | 3 Robust Scenario | Combined Cycle | Carbon Emissions (Tonnes) | 7018585.6172
2028 | 3 Robust Scenario | Coal | Carbon Emissions (Tonnes) | 0
2028 | 3 Robust Scenario | Cogeneration | Carbon Emissions (Tonnes) | 5062042.9688
2028 | 3 Robust Scenario | Coal to Gas - Steam Boiler | Carbon Emissions (Tonnes) | 6162796.1641
2028 | 3 Robust Scenario | Solar/Storage | Carbon Emissions (Tonnes)
2028 | 3 Robust Scenario | Hydro | Carbon Emissions (Tonnes)
2028 | 3 Robust Scenario | Net Imports | Carbon Emissions (Tonnes)
2028 | 3 Robust Scenario | Other | Carbon Emissions (Tonnes)
2028 | 3 Robust Scenario | Simple Cycle | Carbon Emissions (Tonnes) | 1482863.9907
2028 | 3 Robust Scenario | Solar | Carbon Emissions (Tonnes)
2028 | 3 Robust Scenario | Storage | Carbon Emissions (Tonnes)
2028 | 3 Robust Scenario | Wind | Carbon Emissions (Tonnes)
2029 | 3 Robust Scenario | Combined Cycle | Carbon Emissions (Tonnes) | 6843850.2031
2029 | 3 Robust Scenario | Coal | Carbon Emissions (Tonnes) | 0
2029 | 3 Robust Scenario | Cogeneration | Carbon Emissions (Tonnes) | 4989774.1562
2029 | 3 Robust Scenario | Coal to Gas - Steam Boiler | Carbon Emissions (Tonnes) | 6096213.3203
2029 | 3 Robust Scenario | Solar/Storage | Carbon Emissions (Tonnes)
2029 | 3 Robust Scenario | Hydro | Carbon Emissions (Tonnes)
2029 | 3 Robust Scenario | Net Imports | Carbon Emissions (Tonnes)
2029 | 3 Robust Scenario | Other | Carbon Emissions (Tonnes)
2029 | 3 Robust Scenario | Simple Cycle | Carbon Emissions (Tonnes) | 1456686.5303
2029 | 3 Robust Scenario | Solar | Carbon Emissions (Tonnes)
2029 | 3 Robust Scenario | Storage | Carbon Emissions (Tonnes)
2029 | 3 Robust Scenario | Wind | Carbon Emissions (Tonnes)
2030 | 3 Robust Scenario | Combined Cycle | Carbon Emissions (Tonnes) | 6861440.75
2030 | 3 Robust Scenario | Coal | Carbon Emissions (Tonnes) | 0
2030 | 3 Robust Scenario | Cogeneration | Carbon Emissions (Tonnes) | 4996032.9688
2030 | 3 Robust Scenario | Coal to Gas - Steam Boiler | Carbon Emissions (Tonnes) | 5784859.3438
2030 | 3 Robust Scenario | Solar/Storage | Carbon Emissions (Tonnes)
2030 | 3 Robust Scenario | Hydro | Carbon Emissions (Tonnes)
2030 | 3 Robust Scenario | Net Imports | Carbon Emissions (Tonnes)
2030 | 3 Robust Scenario | Other | Carbon Emissions (Tonnes)
2030 | 3 Robust Scenario | Simple Cycle | Carbon Emissions (Tonnes) | 1446929.0979
2030 | 3 Robust Scenario | Solar | Carbon Emissions (Tonnes)
2030 | 3 Robust Scenario | Storage | Carbon Emissions (Tonnes)
2030 | 3 Robust Scenario | Wind | Carbon Emissions (Tonnes)
2031 | 3 Robust Scenario | Combined Cycle | Carbon Emissions (Tonnes) | 6859521.1094
2031 | 3 Robust Scenario | Coal | Carbon Emissions (Tonnes) | 0
2031 | 3 Robust Scenario | Cogeneration | Carbon Emissions (Tonnes) | 4973355.3125
2031 | 3 Robust Scenario | Coal to Gas - Steam Boiler | Carbon Emissions (Tonnes) | 5767469.3125
2031 | 3 Robust Scenario | Solar/Storage | Carbon Emissions (Tonnes)
2031 | 3 Robust Scenario | Hydro | Carbon Emissions (Tonnes)
2031 | 3 Robust Scenario | Net Imports | Carbon Emissions (Tonnes)
2031 | 3 Robust Scenario | Other | Carbon Emissions (Tonnes)
2031 | 3 Robust Scenario | Simple Cycle | Carbon Emissions (Tonnes) | 1446057.1371
2031 | 3 Robust Scenario | Solar | Carbon Emissions (Tonnes)
2031 | 3 Robust Scenario | Storage | Carbon Emissions (Tonnes)
2031 | 3 Robust Scenario | Wind | Carbon Emissions (Tonnes)
2032 | 3 Robust Scenario | Combined Cycle | Carbon Emissions (Tonnes) | 6917420.7891
2032 | 3 Robust Scenario | Coal | Carbon Emissions (Tonnes) | 0
2032 | 3 Robust Scenario | Cogeneration | Carbon Emissions (Tonnes) | 5021778.2031
2032 | 3 Robust Scenario | Coal to Gas - Steam Boiler | Carbon Emissions (Tonnes) | 5834416.75
2032 | 3 Robust Scenario | Solar/Storage | Carbon Emissions (Tonnes)
2032 | 3 Robust Scenario | Hydro | Carbon Emissions (Tonnes)
2032 | 3 Robust Scenario | Net Imports | Carbon Emissions (Tonnes)
2032 | 3 Robust Scenario | Other | Carbon Emissions (Tonnes)
2032 | 3 Robust Scenario | Simple Cycle | Carbon Emissions (Tonnes) | 1577452.4773
2032 | 3 Robust Scenario | Solar | Carbon Emissions (Tonnes)
2032 | 3 Robust Scenario | Storage | Carbon Emissions (Tonnes)
2032 | 3 Robust Scenario | Wind | Carbon Emissions (Tonnes)
2033 | 3 Robust Scenario | Combined Cycle | Carbon Emissions (Tonnes) | 6845408.7734
2033 | 3 Robust Scenario | Coal | Carbon Emissions (Tonnes) | 0
2033 | 3 Robust Scenario | Cogeneration | Carbon Emissions (Tonnes) | 4984219.4688
2033 | 3 Robust Scenario | Coal to Gas - Steam Boiler | Carbon Emissions (Tonnes) | 5522580.5
2033 | 3 Robust Scenario | Solar/Storage | Carbon Emissions (Tonnes)
2033 | 3 Robust Scenario | Hydro | Carbon Emissions (Tonnes)
2033 | 3 Robust Scenario | Net Imports | Carbon Emissions (Tonnes)
2033 | 3 Robust Scenario | Other | Carbon Emissions (Tonnes)
2033 | 3 Robust Scenario | Simple Cycle | Carbon Emissions (Tonnes) | 1550800.1182
2033 | 3 Robust Scenario | Solar | Carbon Emissions (Tonnes)
2033 | 3 Robust Scenario | Storage | Carbon Emissions (Tonnes)
2033 | 3 Robust Scenario | Wind | Carbon Emissions (Tonnes)
2034 | 3 Robust Scenario | Combined Cycle | Carbon Emissions (Tonnes) | 6774782.125
2034 | 3 Robust Scenario | Coal | Carbon Emissions (Tonnes) | 0
2034 | 3 Robust Scenario | Cogeneration | Carbon Emissions (Tonnes) | 4986913.5938
2034 | 3 Robust Scenario | Coal to Gas - Steam Boiler | Carbon Emissions (Tonnes) | 4534176.9062
2034 | 3 Robust Scenario | Solar/Storage | Carbon Emissions (Tonnes)
2034 | 3 Robust Scenario | Hydro | Carbon Emissions (Tonnes)
2034 | 3 Robust Scenario | Net Imports | Carbon Emissions (Tonnes)
2034 | 3 Robust Scenario | Other | Carbon Emissions (Tonnes)
2034 | 3 Robust Scenario | Simple Cycle | Carbon Emissions (Tonnes) | 1609412.19
2034 | 3 Robust Scenario | Solar | Carbon Emissions (Tonnes)
2034 | 3 Robust Scenario | Storage | Carbon Emissions (Tonnes)
2034 | 3 Robust Scenario | Wind | Carbon Emissions (Tonnes)
2035 | 3 Robust Scenario | Combined Cycle | Carbon Emissions (Tonnes) | 6757046.2422
2035 | 3 Robust Scenario | Coal | Carbon Emissions (Tonnes) | 0
2035 | 3 Robust Scenario | Cogeneration | Carbon Emissions (Tonnes) | 4999951.1094
2035 | 3 Robust Scenario | Coal to Gas - Steam Boiler | Carbon Emissions (Tonnes) | 4059864.0312
2035 | 3 Robust Scenario | Solar/Storage | Carbon Emissions (Tonnes)
2035 | 3 Robust Scenario | Hydro | Carbon Emissions (Tonnes)
2035 | 3 Robust Scenario | Net Imports | Carbon Emissions (Tonnes)
2035 | 3 Robust Scenario | Other | Carbon Emissions (Tonnes)
2035 | 3 Robust Scenario | Simple Cycle | Carbon Emissions (Tonnes) | 1586782.1089
2035 | 3 Robust Scenario | Solar | Carbon Emissions (Tonnes)
2035 | 3 Robust Scenario | Storage | Carbon Emissions (Tonnes)
2035 | 3 Robust Scenario | Wind | Carbon Emissions (Tonnes)
2036 | 3 Robust Scenario | Combined Cycle | Carbon Emissions (Tonnes) | 6913597.9141
2036 | 3 Robust Scenario | Coal | Carbon Emissions (Tonnes) | 0
2036 | 3 Robust Scenario | Cogeneration | Carbon Emissions (Tonnes) | 5059578.1406
2036 | 3 Robust Scenario | Coal to Gas - Steam Boiler | Carbon Emissions (Tonnes) | 3194546.375
2036 | 3 Robust Scenario | Solar/Storage | Carbon Emissions (Tonnes)
2036 | 3 Robust Scenario | Hydro | Carbon Emissions (Tonnes)
2036 | 3 Robust Scenario | Net Imports | Carbon Emissions (Tonnes)
2036 | 3 Robust Scenario | Other | Carbon Emissions (Tonnes)
2036 | 3 Robust Scenario | Simple Cycle | Carbon Emissions (Tonnes) | 1829292.1112
2036 | 3 Robust Scenario | Solar | Carbon Emissions (Tonnes)
2036 | 3 Robust Scenario | Storage | Carbon Emissions (Tonnes)
2036 | 3 Robust Scenario | Wind | Carbon Emissions (Tonnes)
2037 | 3 Robust Scenario | Combined Cycle | Carbon Emissions (Tonnes) | 8815461.3359
2037 | 3 Robust Scenario | Coal | Carbon Emissions (Tonnes) | 0
2037 | 3 Robust Scenario | Cogeneration | Carbon Emissions (Tonnes) | 4944919.1719
2037 | 3 Robust Scenario | Coal to Gas - Steam Boiler | Carbon Emissions (Tonnes) | 1340896.625
2037 | 3 Robust Scenario | Solar/Storage | Carbon Emissions (Tonnes)
2037 | 3 Robust Scenario | Hydro | Carbon Emissions (Tonnes)
2037 | 3 Robust Scenario | Net Imports | Carbon Emissions (Tonnes)
2037 | 3 Robust Scenario | Other | Carbon Emissions (Tonnes)
2037 | 3 Robust Scenario | Simple Cycle | Carbon Emissions (Tonnes) | 1479476.2724
2037 | 3 Robust Scenario | Solar | Carbon Emissions (Tonnes)
2037 | 3 Robust Scenario | Storage | Carbon Emissions (Tonnes)
2037 | 3 Robust Scenario | Wind | Carbon Emissions (Tonnes)
2038 | 3 Robust Scenario | Combined Cycle | Carbon Emissions (Tonnes) | 8777216.3281
2038 | 3 Robust Scenario | Coal | Carbon Emissions (Tonnes) | 0
2038 | 3 Robust Scenario | Cogeneration | Carbon Emissions (Tonnes) | 4987401.5
2038 | 3 Robust Scenario | Coal to Gas - Steam Boiler | Carbon Emissions (Tonnes) | 0
2038 | 3 Robust Scenario | Solar/Storage | Carbon Emissions (Tonnes)
2038 | 3 Robust Scenario | Hydro | Carbon Emissions (Tonnes)
2038 | 3 Robust Scenario | Net Imports | Carbon Emissions (Tonnes)
2038 | 3 Robust Scenario | Other | Carbon Emissions (Tonnes)
2038 | 3 Robust Scenario | Simple Cycle | Carbon Emissions (Tonnes) | 1611343.217
2038 | 3 Robust Scenario | Solar | Carbon Emissions (Tonnes)
2038 | 3 Robust Scenario | Storage | Carbon Emissions (Tonnes)
2038 | 3 Robust Scenario | Wind | Carbon Emissions (Tonnes)
2039 | 3 Robust Scenario | Combined Cycle | Carbon Emissions (Tonnes) | 9475623.8769
2039 | 3 Robust Scenario | Coal | Carbon Emissions (Tonnes) | 0
2039 | 3 Robust Scenario | Cogeneration | Carbon Emissions (Tonnes) | 4915632.9688
2039 | 3 Robust Scenario | Coal to Gas - Steam Boiler | Carbon Emissions (Tonnes) | 0
2039 | 3 Robust Scenario | Solar/Storage | Carbon Emissions (Tonnes)
2039 | 3 Robust Scenario | Hydro | Carbon Emissions (Tonnes)
2039 | 3 Robust Scenario | Net Imports | Carbon Emissions (Tonnes)
2039 | 3 Robust Scenario | Other | Carbon Emissions (Tonnes)
2039 | 3 Robust Scenario | Simple Cycle | Carbon Emissions (Tonnes) | 1403473.0251
2039 | 3 Robust Scenario | Solar | Carbon Emissions (Tonnes)
2039 | 3 Robust Scenario | Storage | Carbon Emissions (Tonnes)
2039 | 3 Robust Scenario | Wind | Carbon Emissions (Tonnes)
2040 | 3 Robust Scenario | Combined Cycle | Carbon Emissions (Tonnes) | 9581380.5
2040 | 3 Robust Scenario | Coal | Carbon Emissions (Tonnes) | 0
2040 | 3 Robust Scenario | Cogeneration | Carbon Emissions (Tonnes) | 5044674.2969
2040 | 3 Robust Scenario | Coal to Gas - Steam Boiler | Carbon Emissions (Tonnes) | 0
2040 | 3 Robust Scenario | Solar/Storage | Carbon Emissions (Tonnes)
2040 | 3 Robust Scenario | Hydro | Carbon Emissions (Tonnes)
2040 | 3 Robust Scenario | Net Imports | Carbon Emissions (Tonnes)
2040 | 3 Robust Scenario | Other | Carbon Emissions (Tonnes)
2040 | 3 Robust Scenario | Simple Cycle | Carbon Emissions (Tonnes) | 1362382.3245
2040 | 3 Robust Scenario | Solar | Carbon Emissions (Tonnes)
2040 | 3 Robust Scenario | Storage | Carbon Emissions (Tonnes)
2040 | 3 Robust Scenario | Wind | Carbon Emissions (Tonnes)
2041 | 3 Robust Scenario | Combined Cycle | Carbon Emissions (Tonnes) | 9325272.5586
2041 | 3 Robust Scenario | Coal | Carbon Emissions (Tonnes) | 0
2041 | 3 Robust Scenario | Cogeneration | Carbon Emissions (Tonnes) | 5013615.75
2041 | 3 Robust Scenario | Coal to Gas - Steam Boiler | Carbon Emissions (Tonnes) | 0
2041 | 3 Robust Scenario | Solar/Storage | Carbon Emissions (Tonnes)
2041 | 3 Robust Scenario | Hydro | Carbon Emissions (Tonnes)
2041 | 3 Robust Scenario | Net Imports | Carbon Emissions (Tonnes)
2041 | 3 Robust Scenario | Other | Carbon Emissions (Tonnes)
2041 | 3 Robust Scenario | Simple Cycle | Carbon Emissions (Tonnes) | 1418485.8845
2041 | 3 Robust Scenario | Solar | Carbon Emissions (Tonnes)
2041 | 3 Robust Scenario | Storage | Carbon Emissions (Tonnes)
2041 | 3 Robust Scenario | Wind | Carbon Emissions (Tonnes)
2021 | 4 Stagnant Scenario | Combined Cycle | Carbon Emissions (Tonnes) | 4634538.2656
2021 | 4 Stagnant Scenario | Coal | Carbon Emissions (Tonnes) | 9111076.3906
2021 | 4 Stagnant Scenario | Cogeneration | Carbon Emissions (Tonnes) | 5009041
2021 | 4 Stagnant Scenario | Coal to Gas - Steam Boiler | Carbon Emissions (Tonnes) | 6635877.2656
2021 | 4 Stagnant Scenario | Solar/Storage | Carbon Emissions (Tonnes)
2021 | 4 Stagnant Scenario | Hydro | Carbon Emissions (Tonnes)
2021 | 4 Stagnant Scenario | Net Imports | Carbon Emissions (Tonnes)
2021 | 4 Stagnant Scenario | Other | Carbon Emissions (Tonnes)
2021 | 4 Stagnant Scenario | Simple Cycle | Carbon Emissions (Tonnes) | 2492900.3553
2021 | 4 Stagnant Scenario | Solar | Carbon Emissions (Tonnes)
2021 | 4 Stagnant Scenario | Storage | Carbon Emissions (Tonnes)
2021 | 4 Stagnant Scenario | Wind | Carbon Emissions (Tonnes)
2022 | 4 Stagnant Scenario | Combined Cycle | Carbon Emissions (Tonnes) | 4690107.1016
2022 | 4 Stagnant Scenario | Coal | Carbon Emissions (Tonnes) | 38847.8594
2022 | 4 Stagnant Scenario | Cogeneration | Carbon Emissions (Tonnes) | 5304346.625
2022 | 4 Stagnant Scenario | Coal to Gas - Steam Boiler | Carbon Emissions (Tonnes) | 10363080.7266
2022 | 4 Stagnant Scenario | Solar/Storage | Carbon Emissions (Tonnes)
2022 | 4 Stagnant Scenario | Hydro | Carbon Emissions (Tonnes)
2022 | 4 Stagnant Scenario | Net Imports | Carbon Emissions (Tonnes)
2022 | 4 Stagnant Scenario | Other | Carbon Emissions (Tonnes)
2022 | 4 Stagnant Scenario | Simple Cycle | Carbon Emissions (Tonnes) | 2184389.9008
2022 | 4 Stagnant Scenario | Solar | Carbon Emissions (Tonnes)
2022 | 4 Stagnant Scenario | Storage | Carbon Emissions (Tonnes)
2022 | 4 Stagnant Scenario | Wind | Carbon Emissions (Tonnes)
2023 | 4 Stagnant Scenario | Combined Cycle | Carbon Emissions (Tonnes) | 6533534.3672
2023 | 4 Stagnant Scenario | Coal | Carbon Emissions (Tonnes) | 33453.9883
2023 | 4 Stagnant Scenario | Cogeneration | Carbon Emissions (Tonnes) | 5295451.125
2023 | 4 Stagnant Scenario | Coal to Gas - Steam Boiler | Carbon Emissions (Tonnes) | 8124396.25
2023 | 4 Stagnant Scenario | Solar/Storage | Carbon Emissions (Tonnes)
2023 | 4 Stagnant Scenario | Hydro | Carbon Emissions (Tonnes)
2023 | 4 Stagnant Scenario | Net Imports | Carbon Emissions (Tonnes)
2023 | 4 Stagnant Scenario | Other | Carbon Emissions (Tonnes)
2023 | 4 Stagnant Scenario | Simple Cycle | Carbon Emissions (Tonnes) | 1976021.0885
2023 | 4 Stagnant Scenario | Solar | Carbon Emissions (Tonnes)
2023 | 4 Stagnant Scenario | Storage | Carbon Emissions (Tonnes)
2023 | 4 Stagnant Scenario | Wind | Carbon Emissions (Tonnes)
2024 | 4 Stagnant Scenario | Combined Cycle | Carbon Emissions (Tonnes) | 7084913.6719
2024 | 4 Stagnant Scenario | Coal | Carbon Emissions (Tonnes) | 0
2024 | 4 Stagnant Scenario | Cogeneration | Carbon Emissions (Tonnes) | 5271953.4531
2024 | 4 Stagnant Scenario | Coal to Gas - Steam Boiler | Carbon Emissions (Tonnes) | 6704164.8359
2024 | 4 Stagnant Scenario | Solar/Storage | Carbon Emissions (Tonnes)
2024 | 4 Stagnant Scenario | Hydro | Carbon Emissions (Tonnes)
2024 | 4 Stagnant Scenario | Net Imports | Carbon Emissions (Tonnes)
2024 | 4 Stagnant Scenario | Other | Carbon Emissions (Tonnes)
2024 | 4 Stagnant Scenario | Simple Cycle | Carbon Emissions (Tonnes) | 1700026.2036
2024 | 4 Stagnant Scenario | Solar | Carbon Emissions (Tonnes)
2024 | 4 Stagnant Scenario | Storage | Carbon Emissions (Tonnes)
2024 | 4 Stagnant Scenario | Wind | Carbon Emissions (Tonnes)
2025 | 4 Stagnant Scenario | Combined Cycle | Carbon Emissions (Tonnes) | 6917913.1719
2025 | 4 Stagnant Scenario | Coal | Carbon Emissions (Tonnes) | 0
2025 | 4 Stagnant Scenario | Cogeneration | Carbon Emissions (Tonnes) | 5216787.4375
2025 | 4 Stagnant Scenario | Coal to Gas - Steam Boiler | Carbon Emissions (Tonnes) | 5888994.1562
2025 | 4 Stagnant Scenario | Solar/Storage | Carbon Emissions (Tonnes)
2025 | 4 Stagnant Scenario | Hydro | Carbon Emissions (Tonnes)
2025 | 4 Stagnant Scenario | Net Imports | Carbon Emissions (Tonnes)
2025 | 4 Stagnant Scenario | Other | Carbon Emissions (Tonnes)
2025 | 4 Stagnant Scenario | Simple Cycle | Carbon Emissions (Tonnes) | 1593398.211
2025 | 4 Stagnant Scenario | Solar | Carbon Emissions (Tonnes)
2025 | 4 Stagnant Scenario | Storage | Carbon Emissions (Tonnes)
2025 | 4 Stagnant Scenario | Wind | Carbon Emissions (Tonnes)
2026 | 4 Stagnant Scenario | Combined Cycle | Carbon Emissions (Tonnes) | 6863165.5938
2026 | 4 Stagnant Scenario | Coal | Carbon Emissions (Tonnes) | 0
2026 | 4 Stagnant Scenario | Cogeneration | Carbon Emissions (Tonnes) | 5195101.8594
2026 | 4 Stagnant Scenario | Coal to Gas - Steam Boiler | Carbon Emissions (Tonnes) | 4595291.2812
2026 | 4 Stagnant Scenario | Solar/Storage | Carbon Emissions (Tonnes)
2026 | 4 Stagnant Scenario | Hydro | Carbon Emissions (Tonnes)
2026 | 4 Stagnant Scenario | Net Imports | Carbon Emissions (Tonnes)
2026 | 4 Stagnant Scenario | Other | Carbon Emissions (Tonnes)
2026 | 4 Stagnant Scenario | Simple Cycle | Carbon Emissions (Tonnes) | 1673767.9655
2026 | 4 Stagnant Scenario | Solar | Carbon Emissions (Tonnes)
2026 | 4 Stagnant Scenario | Storage | Carbon Emissions (Tonnes)
2026 | 4 Stagnant Scenario | Wind | Carbon Emissions (Tonnes)
2027 | 4 Stagnant Scenario | Combined Cycle | Carbon Emissions (Tonnes) | 6769013.0078
2027 | 4 Stagnant Scenario | Coal | Carbon Emissions (Tonnes) | 0
2027 | 4 Stagnant Scenario | Cogeneration | Carbon Emissions (Tonnes) | 5211884.6406
2027 | 4 Stagnant Scenario | Coal to Gas - Steam Boiler | Carbon Emissions (Tonnes) | 3631906.125
2027 | 4 Stagnant Scenario | Solar/Storage | Carbon Emissions (Tonnes)
2027 | 4 Stagnant Scenario | Hydro | Carbon Emissions (Tonnes)
2027 | 4 Stagnant Scenario | Net Imports | Carbon Emissions (Tonnes)
2027 | 4 Stagnant Scenario | Other | Carbon Emissions (Tonnes)
2027 | 4 Stagnant Scenario | Simple Cycle | Carbon Emissions (Tonnes) | 1954262.9727
2027 | 4 Stagnant Scenario | Solar | Carbon Emissions (Tonnes)
2027 | 4 Stagnant Scenario | Storage | Carbon Emissions (Tonnes)
2027 | 4 Stagnant Scenario | Wind | Carbon Emissions (Tonnes)
2028 | 4 Stagnant Scenario | Combined Cycle | Carbon Emissions (Tonnes) | 6857565.2812
2028 | 4 Stagnant Scenario | Coal | Carbon Emissions (Tonnes) | 0
2028 | 4 Stagnant Scenario | Cogeneration | Carbon Emissions (Tonnes) | 5218910.2656
2028 | 4 Stagnant Scenario | Coal to Gas - Steam Boiler | Carbon Emissions (Tonnes) | 3581044.6875
2028 | 4 Stagnant Scenario | Solar/Storage | Carbon Emissions (Tonnes)
2028 | 4 Stagnant Scenario | Hydro | Carbon Emissions (Tonnes)
2028 | 4 Stagnant Scenario | Net Imports | Carbon Emissions (Tonnes)
2028 | 4 Stagnant Scenario | Other | Carbon Emissions (Tonnes)
2028 | 4 Stagnant Scenario | Simple Cycle | Carbon Emissions (Tonnes) | 1950359.3827
2028 | 4 Stagnant Scenario | Solar | Carbon Emissions (Tonnes)
2028 | 4 Stagnant Scenario | Storage | Carbon Emissions (Tonnes)
2028 | 4 Stagnant Scenario | Wind | Carbon Emissions (Tonnes)
2029 | 4 Stagnant Scenario | Combined Cycle | Carbon Emissions (Tonnes) | 6811652.0234
2029 | 4 Stagnant Scenario | Coal | Carbon Emissions (Tonnes) | 0
2029 | 4 Stagnant Scenario | Cogeneration | Carbon Emissions (Tonnes) | 5176720.2031
2029 | 4 Stagnant Scenario | Coal to Gas - Steam Boiler | Carbon Emissions (Tonnes) | 3577552
2029 | 4 Stagnant Scenario | Solar/Storage | Carbon Emissions (Tonnes)
2029 | 4 Stagnant Scenario | Hydro | Carbon Emissions (Tonnes)
2029 | 4 Stagnant Scenario | Net Imports | Carbon Emissions (Tonnes)
2029 | 4 Stagnant Scenario | Other | Carbon Emissions (Tonnes)
2029 | 4 Stagnant Scenario | Simple Cycle | Carbon Emissions (Tonnes) | 1984013.4721
2029 | 4 Stagnant Scenario | Solar | Carbon Emissions (Tonnes)
2029 | 4 Stagnant Scenario | Storage | Carbon Emissions (Tonnes)
2029 | 4 Stagnant Scenario | Wind | Carbon Emissions (Tonnes)
2030 | 4 Stagnant Scenario | Combined Cycle | Carbon Emissions (Tonnes) | 6877385.4922
2030 | 4 Stagnant Scenario | Coal | Carbon Emissions (Tonnes) | 0
2030 | 4 Stagnant Scenario | Cogeneration | Carbon Emissions (Tonnes) | 5190274.3594
2030 | 4 Stagnant Scenario | Coal to Gas - Steam Boiler | Carbon Emissions (Tonnes) | 3497287.0625
2030 | 4 Stagnant Scenario | Solar/Storage | Carbon Emissions (Tonnes)
2030 | 4 Stagnant Scenario | Hydro | Carbon Emissions (Tonnes)
2030 | 4 Stagnant Scenario | Net Imports | Carbon Emissions (Tonnes)
2030 | 4 Stagnant Scenario | Other | Carbon Emissions (Tonnes)
2030 | 4 Stagnant Scenario | Simple Cycle | Carbon Emissions (Tonnes) | 2041286.7776
2030 | 4 Stagnant Scenario | Solar | Carbon Emissions (Tonnes)
2030 | 4 Stagnant Scenario | Storage | Carbon Emissions (Tonnes)
2030 | 4 Stagnant Scenario | Wind | Carbon Emissions (Tonnes)
2031 | 4 Stagnant Scenario | Combined Cycle | Carbon Emissions (Tonnes) | 6843247.9766
2031 | 4 Stagnant Scenario | Coal | Carbon Emissions (Tonnes) | 0
2031 | 4 Stagnant Scenario | Cogeneration | Carbon Emissions (Tonnes) | 5159392.9375
2031 | 4 Stagnant Scenario | Coal to Gas - Steam Boiler | Carbon Emissions (Tonnes) | 3490346
2031 | 4 Stagnant Scenario | Solar/Storage | Carbon Emissions (Tonnes)
2031 | 4 Stagnant Scenario | Hydro | Carbon Emissions (Tonnes)
2031 | 4 Stagnant Scenario | Net Imports | Carbon Emissions (Tonnes)
2031 | 4 Stagnant Scenario | Other | Carbon Emissions (Tonnes)
2031 | 4 Stagnant Scenario | Simple Cycle | Carbon Emissions (Tonnes) | 1988880.5669
2031 | 4 Stagnant Scenario | Solar | Carbon Emissions (Tonnes)
2031 | 4 Stagnant Scenario | Storage | Carbon Emissions (Tonnes)
2031 | 4 Stagnant Scenario | Wind | Carbon Emissions (Tonnes)
2032 | 4 Stagnant Scenario | Combined Cycle | Carbon Emissions (Tonnes) | 6888187.25
2032 | 4 Stagnant Scenario | Coal | Carbon Emissions (Tonnes) | 0
2032 | 4 Stagnant Scenario | Cogeneration | Carbon Emissions (Tonnes) | 5205254.8125
2032 | 4 Stagnant Scenario | Coal to Gas - Steam Boiler | Carbon Emissions (Tonnes) | 3401031.25
2032 | 4 Stagnant Scenario | Solar/Storage | Carbon Emissions (Tonnes)
2032 | 4 Stagnant Scenario | Hydro | Carbon Emissions (Tonnes)
2032 | 4 Stagnant Scenario | Net Imports | Carbon Emissions (Tonnes)
2032 | 4 Stagnant Scenario | Other | Carbon Emissions (Tonnes)
2032 | 4 Stagnant Scenario | Simple Cycle | Carbon Emissions (Tonnes) | 1988331.1717
2032 | 4 Stagnant Scenario | Solar | Carbon Emissions (Tonnes)
2032 | 4 Stagnant Scenario | Storage | Carbon Emissions (Tonnes)
2032 | 4 Stagnant Scenario | Wind | Carbon Emissions (Tonnes)
2033 | 4 Stagnant Scenario | Combined Cycle | Carbon Emissions (Tonnes) | 6845953.1172
2033 | 4 Stagnant Scenario | Coal | Carbon Emissions (Tonnes) | 0
2033 | 4 Stagnant Scenario | Cogeneration | Carbon Emissions (Tonnes) | 5165235.7188
2033 | 4 Stagnant Scenario | Coal to Gas - Steam Boiler | Carbon Emissions (Tonnes) | 3298585.5625
2033 | 4 Stagnant Scenario | Solar/Storage | Carbon Emissions (Tonnes)
2033 | 4 Stagnant Scenario | Hydro | Carbon Emissions (Tonnes)
2033 | 4 Stagnant Scenario | Net Imports | Carbon Emissions (Tonnes)
2033 | 4 Stagnant Scenario | Other | Carbon Emissions (Tonnes)
2033 | 4 Stagnant Scenario | Simple Cycle | Carbon Emissions (Tonnes) | 1888974.7477
2033 | 4 Stagnant Scenario | Solar | Carbon Emissions (Tonnes)
2033 | 4 Stagnant Scenario | Storage | Carbon Emissions (Tonnes)
2033 | 4 Stagnant Scenario | Wind | Carbon Emissions (Tonnes)
2034 | 4 Stagnant Scenario | Combined Cycle | Carbon Emissions (Tonnes) | 6695473.1797
2034 | 4 Stagnant Scenario | Coal | Carbon Emissions (Tonnes) | 0
2034 | 4 Stagnant Scenario | Cogeneration | Carbon Emissions (Tonnes) | 5143361.8125
2034 | 4 Stagnant Scenario | Coal to Gas - Steam Boiler | Carbon Emissions (Tonnes) | 3285358.3125
2034 | 4 Stagnant Scenario | Solar/Storage | Carbon Emissions (Tonnes)
2034 | 4 Stagnant Scenario | Hydro | Carbon Emissions (Tonnes)
2034 | 4 Stagnant Scenario | Net Imports | Carbon Emissions (Tonnes)
2034 | 4 Stagnant Scenario | Other | Carbon Emissions (Tonnes)
2034 | 4 Stagnant Scenario | Simple Cycle | Carbon Emissions (Tonnes) | 1876785.624
2034 | 4 Stagnant Scenario | Solar | Carbon Emissions (Tonnes)
2034 | 4 Stagnant Scenario | Storage | Carbon Emissions (Tonnes)
2034 | 4 Stagnant Scenario | Wind | Carbon Emissions (Tonnes)
2035 | 4 Stagnant Scenario | Combined Cycle | Carbon Emissions (Tonnes) | 6658281.2109
2035 | 4 Stagnant Scenario | Coal | Carbon Emissions (Tonnes) | 0
2035 | 4 Stagnant Scenario | Cogeneration | Carbon Emissions (Tonnes) | 5145441.1406
2035 | 4 Stagnant Scenario | Coal to Gas - Steam Boiler | Carbon Emissions (Tonnes) | 3086592.9375
2035 | 4 Stagnant Scenario | Solar/Storage | Carbon Emissions (Tonnes)
2035 | 4 Stagnant Scenario | Hydro | Carbon Emissions (Tonnes)
2035 | 4 Stagnant Scenario | Net Imports | Carbon Emissions (Tonnes)
2035 | 4 Stagnant Scenario | Other | Carbon Emissions (Tonnes)
2035 | 4 Stagnant Scenario | Simple Cycle | Carbon Emissions (Tonnes) | 1792082.9134
2035 | 4 Stagnant Scenario | Solar | Carbon Emissions (Tonnes)
2035 | 4 Stagnant Scenario | Storage | Carbon Emissions (Tonnes)
2035 | 4 Stagnant Scenario | Wind | Carbon Emissions (Tonnes)
2036 | 4 Stagnant Scenario | Combined Cycle | Carbon Emissions (Tonnes) | 6715854.6094
2036 | 4 Stagnant Scenario | Coal | Carbon Emissions (Tonnes) | 0
2036 | 4 Stagnant Scenario | Cogeneration | Carbon Emissions (Tonnes) | 5154951
2036 | 4 Stagnant Scenario | Coal to Gas - Steam Boiler | Carbon Emissions (Tonnes) | 3030460.8125
2036 | 4 Stagnant Scenario | Solar/Storage | Carbon Emissions (Tonnes)
2036 | 4 Stagnant Scenario | Hydro | Carbon Emissions (Tonnes)
2036 | 4 Stagnant Scenario | Net Imports | Carbon Emissions (Tonnes)
2036 | 4 Stagnant Scenario | Other | Carbon Emissions (Tonnes)
2036 | 4 Stagnant Scenario | Simple Cycle | Carbon Emissions (Tonnes) | 1994367.6111
2036 | 4 Stagnant Scenario | Solar | Carbon Emissions (Tonnes)
2036 | 4 Stagnant Scenario | Storage | Carbon Emissions (Tonnes)
2036 | 4 Stagnant Scenario | Wind | Carbon Emissions (Tonnes)
2037 | 4 Stagnant Scenario | Combined Cycle | Carbon Emissions (Tonnes) | 6721067.1406
2037 | 4 Stagnant Scenario | Coal | Carbon Emissions (Tonnes) | 0
2037 | 4 Stagnant Scenario | Cogeneration | Carbon Emissions (Tonnes) | 5132165.8125
2037 | 4 Stagnant Scenario | Coal to Gas - Steam Boiler | Carbon Emissions (Tonnes) | 1737382.25
2037 | 4 Stagnant Scenario | Solar/Storage | Carbon Emissions (Tonnes)
2037 | 4 Stagnant Scenario | Hydro | Carbon Emissions (Tonnes)
2037 | 4 Stagnant Scenario | Net Imports | Carbon Emissions (Tonnes)
2037 | 4 Stagnant Scenario | Other | Carbon Emissions (Tonnes)
2037 | 4 Stagnant Scenario | Simple Cycle | Carbon Emissions (Tonnes) | 2178644.7744
2037 | 4 Stagnant Scenario | Solar | Carbon Emissions (Tonnes)
2037 | 4 Stagnant Scenario | Storage | Carbon Emissions (Tonnes)
2037 | 4 Stagnant Scenario | Wind | Carbon Emissions (Tonnes)
2038 | 4 Stagnant Scenario | Combined Cycle | Carbon Emissions (Tonnes) | 7763899.2188
2038 | 4 Stagnant Scenario | Coal | Carbon Emissions (Tonnes) | 0
2038 | 4 Stagnant Scenario | Cogeneration | Carbon Emissions (Tonnes) | 5117841.0469
2038 | 4 Stagnant Scenario | Coal to Gas - Steam Boiler | Carbon Emissions (Tonnes) | 0
2038 | 4 Stagnant Scenario | Solar/Storage | Carbon Emissions (Tonnes)
2038 | 4 Stagnant Scenario | Hydro | Carbon Emissions (Tonnes)
2038 | 4 Stagnant Scenario | Net Imports | Carbon Emissions (Tonnes)
2038 | 4 Stagnant Scenario | Other | Carbon Emissions (Tonnes)
2038 | 4 Stagnant Scenario | Simple Cycle | Carbon Emissions (Tonnes) | 2041904.0474
2038 | 4 Stagnant Scenario | Solar | Carbon Emissions (Tonnes)
2038 | 4 Stagnant Scenario | Storage | Carbon Emissions (Tonnes)
2038 | 4 Stagnant Scenario | Wind | Carbon Emissions (Tonnes)
2039 | 4 Stagnant Scenario | Combined Cycle | Carbon Emissions (Tonnes) | 8481830.7586
2039 | 4 Stagnant Scenario | Coal | Carbon Emissions (Tonnes) | 0
2039 | 4 Stagnant Scenario | Cogeneration | Carbon Emissions (Tonnes) | 5049540.7031
2039 | 4 Stagnant Scenario | Coal to Gas - Steam Boiler | Carbon Emissions (Tonnes) | 0
2039 | 4 Stagnant Scenario | Solar/Storage | Carbon Emissions (Tonnes)
2039 | 4 Stagnant Scenario | Hydro | Carbon Emissions (Tonnes)
2039 | 4 Stagnant Scenario | Net Imports | Carbon Emissions (Tonnes)
2039 | 4 Stagnant Scenario | Other | Carbon Emissions (Tonnes)
2039 | 4 Stagnant Scenario | Simple Cycle | Carbon Emissions (Tonnes) | 1728262.7034
2039 | 4 Stagnant Scenario | Solar | Carbon Emissions (Tonnes)
2039 | 4 Stagnant Scenario | Storage | Carbon Emissions (Tonnes)
2039 | 4 Stagnant Scenario | Wind | Carbon Emissions (Tonnes)
2040 | 4 Stagnant Scenario | Combined Cycle | Carbon Emissions (Tonnes) | 8533995.5938
2040 | 4 Stagnant Scenario | Coal | Carbon Emissions (Tonnes) | 0
2040 | 4 Stagnant Scenario | Cogeneration | Carbon Emissions (Tonnes) | 5175969.9844
2040 | 4 Stagnant Scenario | Coal to Gas - Steam Boiler | Carbon Emissions (Tonnes) | 0
2040 | 4 Stagnant Scenario | Solar/Storage | Carbon Emissions (Tonnes)
2040 | 4 Stagnant Scenario | Hydro | Carbon Emissions (Tonnes)
2040 | 4 Stagnant Scenario | Net Imports | Carbon Emissions (Tonnes)
2040 | 4 Stagnant Scenario | Other | Carbon Emissions (Tonnes)
2040 | 4 Stagnant Scenario | Simple Cycle | Carbon Emissions (Tonnes) | 1775801.9057
2040 | 4 Stagnant Scenario | Solar | Carbon Emissions (Tonnes)
2040 | 4 Stagnant Scenario | Storage | Carbon Emissions (Tonnes)
2040 | 4 Stagnant Scenario | Wind | Carbon Emissions (Tonnes)
2041 | 4 Stagnant Scenario | Combined Cycle | Carbon Emissions (Tonnes) | 8313403.7188
2041 | 4 Stagnant Scenario | Coal | Carbon Emissions (Tonnes) | 0
2041 | 4 Stagnant Scenario | Cogeneration | Carbon Emissions (Tonnes) | 5138556.0469
2041 | 4 Stagnant Scenario | Coal to Gas - Steam Boiler | Carbon Emissions (Tonnes) | 0
2041 | 4 Stagnant Scenario | Solar/Storage | Carbon Emissions (Tonnes)
2041 | 4 Stagnant Scenario | Hydro | Carbon Emissions (Tonnes)
2041 | 4 Stagnant Scenario | Net Imports | Carbon Emissions (Tonnes)
2041 | 4 Stagnant Scenario | Other | Carbon Emissions (Tonnes)
2041 | 4 Stagnant Scenario | Simple Cycle | Carbon Emissions (Tonnes) | 1853831.8213
2041 | 4 Stagnant Scenario | Solar | Carbon Emissions (Tonnes)
2041 | 4 Stagnant Scenario | Storage | Carbon Emissions (Tonnes)
2041 | 4 Stagnant Scenario | Wind | Carbon Emissions (Tonnes)

## Generation capacity by region
Calendar Year | Scenario | Fuel Type | Region | Capacity Begin Year (MW) | Capacity End Year (MW)
2021 | 1 Reference Case | Coal | Central | 155 | 155
2021 | 1 Reference Case | Coal | Edmonton | 3331 | 801
2021 | 1 Reference Case | Coal | South | 400
2021 | 1 Reference Case | Coal to Gas - Steam boiler | Central | 385 | 385
2021 | 1 Reference Case | Coal to Gas - Steam boiler | Edmonton | 401 | 2531
2021 | 1 Reference Case | Coal to Gas - Steam boiler | South | 400 | 800
2021 | 1 Reference Case | Cogeneration | Calgary | 12 | 12
2021 | 1 Reference Case | Cogeneration | Central | 1150 | 1150
2021 | 1 Reference Case | Cogeneration | Edmonton | 92 | 92
2021 | 1 Reference Case | Cogeneration | Northeast | 3569 | 3672
2021 | 1 Reference Case | Cogeneration | Northwest | 162 | 162
2021 | 1 Reference Case | Cogeneration | South | 100 | 100
2021 | 1 Reference Case | Combined Cycle | Calgary | 1300 | 1300
2021 | 1 Reference Case | Combined Cycle | Central
2021 | 1 Reference Case | Combined Cycle | Edmonton
2021 | 1 Reference Case | Combined Cycle | Northwest | 73 | 73
2021 | 1 Reference Case | Combined Cycle | South | 375 | 375
2021 | 1 Reference Case | Hydro | Central | 485 | 485
2021 | 1 Reference Case | Hydro | South | 409 | 409
2021 | 1 Reference Case | Other | Central | 50 | 50
2021 | 1 Reference Case | Other | Northeast | 149 | 149
2021 | 1 Reference Case | Other | Northwest | 182 | 182
2021 | 1 Reference Case | Other | South | 42 | 42
2021 | 1 Reference Case | Simple Cycle | Calgary | 144 | 144
2021 | 1 Reference Case | Simple Cycle | Central | 18 | 18
2021 | 1 Reference Case | Simple Cycle | Edmonton | 250 | 269.8
2021 | 1 Reference Case | Simple Cycle | Northeast
2021 | 1 Reference Case | Simple Cycle | Northwest | 650 | 666.7
2021 | 1 Reference Case | Simple Cycle | South | 64 | 108
2021 | 1 Reference Case | Solar | Calgary
2021 | 1 Reference Case | Solar | Central | 22 | 22
2021 | 1 Reference Case | Solar | Edmonton
2021 | 1 Reference Case | Solar | South | 214 | 774.5
2021 | 1 Reference Case | Solar/Storage | Central |  | 35
2021 | 1 Reference Case | Storage | Calgary
2021 | 1 Reference Case | Storage | Central
2021 | 1 Reference Case | Storage | Edmonton
2021 | 1 Reference Case | Storage | Northeast
2021 | 1 Reference Case | Storage | Northwest | 20 | 20
2021 | 1 Reference Case | Storage | South | 10 | 10
2021 | 1 Reference Case | Wind | Central | 261 | 261
2021 | 1 Reference Case | Wind | South | 1519.6 | 2092.5
2022 | 1 Reference Case | Coal | Central | 155 | 155
2022 | 1 Reference Case | Coal | Edmonton
2022 | 1 Reference Case | Coal | South
2022 | 1 Reference Case | Coal to Gas - Steam boiler | Central | 385 | 385
2022 | 1 Reference Case | Coal to Gas - Steam boiler | Edmonton | 2531 | 3120
2022 | 1 Reference Case | Coal to Gas - Steam boiler | South | 800 | 800
2022 | 1 Reference Case | Cogeneration | Calgary | 12 | 12
2022 | 1 Reference Case | Cogeneration | Central | 1150 | 1150
2022 | 1 Reference Case | Cogeneration | Edmonton | 92 | 92
2022 | 1 Reference Case | Cogeneration | Northeast | 3672 | 3672
2022 | 1 Reference Case | Cogeneration | Northwest | 162 | 162
2022 | 1 Reference Case | Cogeneration | South | 100 | 100
2022 | 1 Reference Case | Combined Cycle | Calgary | 1300 | 1300
2022 | 1 Reference Case | Combined Cycle | Central
2022 | 1 Reference Case | Combined Cycle | Edmonton
2022 | 1 Reference Case | Combined Cycle | Northwest | 73 | 73
2022 | 1 Reference Case | Combined Cycle | South | 375 | 375
2022 | 1 Reference Case | Hydro | Central | 485 | 485
2022 | 1 Reference Case | Hydro | South | 409 | 409
2022 | 1 Reference Case | Other | Central | 50 | 50
2022 | 1 Reference Case | Other | Northeast | 149 | 149
2022 | 1 Reference Case | Other | Northwest | 182 | 182
2022 | 1 Reference Case | Other | South | 42 | 42
2022 | 1 Reference Case | Simple Cycle | Calgary | 144 | 144
2022 | 1 Reference Case | Simple Cycle | Central | 18 | 18
2022 | 1 Reference Case | Simple Cycle | Edmonton | 269.8 | 269.8
2022 | 1 Reference Case | Simple Cycle | Northeast
2022 | 1 Reference Case | Simple Cycle | Northwest | 666.7 | 683.4
2022 | 1 Reference Case | Simple Cycle | South | 108 | 108
2022 | 1 Reference Case | Solar | Calgary
2022 | 1 Reference Case | Solar | Central | 22 | 22
2022 | 1 Reference Case | Solar | Edmonton
2022 | 1 Reference Case | Solar | South | 774.5 | 931.5
2022 | 1 Reference Case | Solar/Storage | Central | 35 | 35
2022 | 1 Reference Case | Storage | Calgary
2022 | 1 Reference Case | Storage | Central
2022 | 1 Reference Case | Storage | Edmonton |  | 5
2022 | 1 Reference Case | Storage | Northeast
2022 | 1 Reference Case | Storage | Northwest | 20 | 20
2022 | 1 Reference Case | Storage | South | 10 | 10
2022 | 1 Reference Case | Wind | Central | 261 | 509.4
2022 | 1 Reference Case | Wind | South | 2189.5 | 2817.9
2023 | 1 Reference Case | Coal | Central | 155 | 155
2023 | 1 Reference Case | Coal | Edmonton
2023 | 1 Reference Case | Coal | South
2023 | 1 Reference Case | Coal to Gas - Steam boiler | Central | 385 | 385
2023 | 1 Reference Case | Coal to Gas - Steam boiler | Edmonton | 3120 | 3120
2023 | 1 Reference Case | Coal to Gas - Steam boiler | South | 800 | 800
2023 | 1 Reference Case | Cogeneration | Calgary | 12 | 12
2023 | 1 Reference Case | Cogeneration | Central | 1150 | 1150
2023 | 1 Reference Case | Cogeneration | Edmonton | 92 | 92
2023 | 1 Reference Case | Cogeneration | Northeast | 3672 | 3672
2023 | 1 Reference Case | Cogeneration | Northwest | 162 | 162
2023 | 1 Reference Case | Cogeneration | South | 100 | 100
2023 | 1 Reference Case | Combined Cycle | Calgary | 1300 | 1300
2023 | 1 Reference Case | Combined Cycle | Central |  | 900
2023 | 1 Reference Case | Combined Cycle | Edmonton
2023 | 1 Reference Case | Combined Cycle | Northwest | 73 | 73
2023 | 1 Reference Case | Combined Cycle | South | 375 | 375
2023 | 1 Reference Case | Hydro | Central | 485 | 485
2023 | 1 Reference Case | Hydro | South | 409 | 409
2023 | 1 Reference Case | Other | Central | 50 | 50
2023 | 1 Reference Case | Other | Northeast | 149 | 149
2023 | 1 Reference Case | Other | Northwest | 182 | 182
2023 | 1 Reference Case | Other | South | 42 | 42
2023 | 1 Reference Case | Simple Cycle | Calgary | 144 | 144
2023 | 1 Reference Case | Simple Cycle | Central | 18 | 18
2023 | 1 Reference Case | Simple Cycle | Edmonton | 269.8 | 269.8
2023 | 1 Reference Case | Simple Cycle | Northeast
2023 | 1 Reference Case | Simple Cycle | Northwest | 683.4 | 683.4
2023 | 1 Reference Case | Simple Cycle | South | 108 | 124.7
2023 | 1 Reference Case | Solar | Calgary
2023 | 1 Reference Case | Solar | Central | 22 | 22
2023 | 1 Reference Case | Solar | Edmonton
2023 | 1 Reference Case | Solar | South | 931.5 | 931.5
2023 | 1 Reference Case | Solar/Storage | Central | 35 | 35
2023 | 1 Reference Case | Storage | Calgary
2023 | 1 Reference Case | Storage | Central
2023 | 1 Reference Case | Storage | Edmonton | 5 | 5
2023 | 1 Reference Case | Storage | Northeast
2023 | 1 Reference Case | Storage | Northwest | 20 | 20
2023 | 1 Reference Case | Storage | South | 10 | 15
2023 | 1 Reference Case | Wind | Central | 509.4 | 509.4
2023 | 1 Reference Case | Wind | South | 2817.9 | 2817.9
2024 | 1 Reference Case | Coal | Central | 155 | 155
2024 | 1 Reference Case | Coal | Edmonton
2024 | 1 Reference Case | Coal | South
2024 | 1 Reference Case | Coal to Gas - Steam boiler | Central | 385 | 385
2024 | 1 Reference Case | Coal to Gas - Steam boiler | Edmonton | 3120 | 3120
2024 | 1 Reference Case | Coal to Gas - Steam boiler | South | 800 | 800
2024 | 1 Reference Case | Cogeneration | Calgary | 12 | 12
2024 | 1 Reference Case | Cogeneration | Central | 1150 | 1195
2024 | 1 Reference Case | Cogeneration | Edmonton | 92 | 92
2024 | 1 Reference Case | Cogeneration | Northeast | 3672 | 4478
2024 | 1 Reference Case | Cogeneration | Northwest | 162 | 162
2024 | 1 Reference Case | Cogeneration | South | 100 | 100
2024 | 1 Reference Case | Combined Cycle | Calgary | 1300 | 1300
2024 | 1 Reference Case | Combined Cycle | Central | 900 | 900
2024 | 1 Reference Case | Combined Cycle | Edmonton
2024 | 1 Reference Case | Combined Cycle | Northwest | 73 | 73
2024 | 1 Reference Case | Combined Cycle | South | 375 | 375
2024 | 1 Reference Case | Hydro | Central | 485 | 485
2024 | 1 Reference Case | Hydro | South | 409 | 409
2024 | 1 Reference Case | Other | Central | 50 | 50
2024 | 1 Reference Case | Other | Northeast | 149 | 149
2024 | 1 Reference Case | Other | Northwest | 182 | 182
2024 | 1 Reference Case | Other | South | 42 | 42
2024 | 1 Reference Case | Simple Cycle | Calgary | 144 | 144
2024 | 1 Reference Case | Simple Cycle | Central | 18 | 18
2024 | 1 Reference Case | Simple Cycle | Edmonton | 269.8 | 269.8
2024 | 1 Reference Case | Simple Cycle | Northeast
2024 | 1 Reference Case | Simple Cycle | Northwest | 683.4 | 683.4
2024 | 1 Reference Case | Simple Cycle | South | 124.7 | 141.4
2024 | 1 Reference Case | Solar | Calgary |  | 10
2024 | 1 Reference Case | Solar | Central | 22 | 32
2024 | 1 Reference Case | Solar | Edmonton |  | 10
2024 | 1 Reference Case | Solar | South | 931.5 | 951.5
2024 | 1 Reference Case | Solar/Storage | Central | 35 | 35
2024 | 1 Reference Case | Storage | Calgary
2024 | 1 Reference Case | Storage | Central |  | 5
2024 | 1 Reference Case | Storage | Edmonton | 5 | 5
2024 | 1 Reference Case | Storage | Northeast
2024 | 1 Reference Case | Storage | Northwest | 20 | 20
2024 | 1 Reference Case | Storage | South | 15 | 15
2024 | 1 Reference Case | Wind | Central | 509.4 | 509.4
2024 | 1 Reference Case | Wind | South | 2817.9 | 2817.9
2025 | 1 Reference Case | Coal | Central | 155 | 155
2025 | 1 Reference Case | Coal | Edmonton
2025 | 1 Reference Case | Coal | South
2025 | 1 Reference Case | Coal to Gas - Steam boiler | Central | 385 | 385
2025 | 1 Reference Case | Coal to Gas - Steam boiler | Edmonton | 3120 | 3120
2025 | 1 Reference Case | Coal to Gas - Steam boiler | South | 800 | 800
2025 | 1 Reference Case | Cogeneration | Calgary | 12 | 12
2025 | 1 Reference Case | Cogeneration | Central | 1195 | 1195
2025 | 1 Reference Case | Cogeneration | Edmonton | 92 | 92
2025 | 1 Reference Case | Cogeneration | Northeast | 4478 | 4568
2025 | 1 Reference Case | Cogeneration | Northwest | 162 | 162
2025 | 1 Reference Case | Cogeneration | South | 100 | 100
2025 | 1 Reference Case | Combined Cycle | Calgary | 1300 | 1300
2025 | 1 Reference Case | Combined Cycle | Central | 900 | 900
2025 | 1 Reference Case | Combined Cycle | Edmonton
2025 | 1 Reference Case | Combined Cycle | Northwest | 73 | 73
2025 | 1 Reference Case | Combined Cycle | South | 375 | 375
2025 | 1 Reference Case | Hydro | Central | 485 | 485
2025 | 1 Reference Case | Hydro | South | 409 | 409
2025 | 1 Reference Case | Other | Central | 50 | 50
2025 | 1 Reference Case | Other | Northeast | 149 | 149
2025 | 1 Reference Case | Other | Northwest | 182 | 182
2025 | 1 Reference Case | Other | South | 42 | 42
2025 | 1 Reference Case | Simple Cycle | Calgary | 144 | 144
2025 | 1 Reference Case | Simple Cycle | Central | 18 | 34.7
2025 | 1 Reference Case | Simple Cycle | Edmonton | 269.8 | 269.8
2025 | 1 Reference Case | Simple Cycle | Northeast
2025 | 1 Reference Case | Simple Cycle | Northwest | 683.4 | 683.4
2025 | 1 Reference Case | Simple Cycle | South | 141.4 | 141.4
2025 | 1 Reference Case | Solar | Calgary | 10 | 10
2025 | 1 Reference Case | Solar | Central | 32 | 32
2025 | 1 Reference Case | Solar | Edmonton | 10 | 10
2025 | 1 Reference Case | Solar | South | 951.5 | 951.5
2025 | 1 Reference Case | Solar/Storage | Central | 35 | 35
2025 | 1 Reference Case | Storage | Calgary
2025 | 1 Reference Case | Storage | Central | 5 | 5
2025 | 1 Reference Case | Storage | Edmonton | 5 | 5
2025 | 1 Reference Case | Storage | Northeast
2025 | 1 Reference Case | Storage | Northwest | 20 | 20
2025 | 1 Reference Case | Storage | South | 15 | 15
2025 | 1 Reference Case | Wind | Central | 509.4 | 509.4
2025 | 1 Reference Case | Wind | South | 2817.9 | 2817.9
2026 | 1 Reference Case | Coal | Central
2026 | 1 Reference Case | Coal | Edmonton
2026 | 1 Reference Case | Coal | South
2026 | 1 Reference Case | Coal to Gas - Steam boiler | Central | 385 | 385
2026 | 1 Reference Case | Coal to Gas - Steam boiler | Edmonton | 3120 | 3120
2026 | 1 Reference Case | Coal to Gas - Steam boiler | South | 800 | 800
2026 | 1 Reference Case | Cogeneration | Calgary | 12 | 12
2026 | 1 Reference Case | Cogeneration | Central | 1195 | 1240
2026 | 1 Reference Case | Cogeneration | Edmonton | 92 | 92
2026 | 1 Reference Case | Cogeneration | Northeast | 4568 | 4568
2026 | 1 Reference Case | Cogeneration | Northwest | 162 | 162
2026 | 1 Reference Case | Cogeneration | South | 100 | 100
2026 | 1 Reference Case | Combined Cycle | Calgary | 1300 | 1300
2026 | 1 Reference Case | Combined Cycle | Central | 900 | 900
2026 | 1 Reference Case | Combined Cycle | Edmonton
2026 | 1 Reference Case | Combined Cycle | Northwest | 73 | 73
2026 | 1 Reference Case | Combined Cycle | South | 375 | 375
2026 | 1 Reference Case | Hydro | Central | 485 | 485
2026 | 1 Reference Case | Hydro | South | 409 | 409
2026 | 1 Reference Case | Other | Central | 50 | 50
2026 | 1 Reference Case | Other | Northeast | 149 | 149
2026 | 1 Reference Case | Other | Northwest | 182 | 182
2026 | 1 Reference Case | Other | South | 42 | 42
2026 | 1 Reference Case | Simple Cycle | Calgary | 144 | 144
2026 | 1 Reference Case | Simple Cycle | Central | 34.7 | 51.4
2026 | 1 Reference Case | Simple Cycle | Edmonton | 269.8 | 269.8
2026 | 1 Reference Case | Simple Cycle | Northeast
2026 | 1 Reference Case | Simple Cycle | Northwest | 683.4 | 683.4
2026 | 1 Reference Case | Simple Cycle | South | 141.4 | 141.4
2026 | 1 Reference Case | Solar | Calgary | 10 | 10
2026 | 1 Reference Case | Solar | Central | 32 | 32
2026 | 1 Reference Case | Solar | Edmonton | 10 | 10
2026 | 1 Reference Case | Solar | South | 951.5 | 951.5
2026 | 1 Reference Case | Solar/Storage | Central | 35 | 35
2026 | 1 Reference Case | Storage | Calgary
2026 | 1 Reference Case | Storage | Central | 5 | 5
2026 | 1 Reference Case | Storage | Edmonton | 5 | 5
2026 | 1 Reference Case | Storage | Northeast
2026 | 1 Reference Case | Storage | Northwest | 20 | 20
2026 | 1 Reference Case | Storage | South | 15 | 15
2026 | 1 Reference Case | Wind | Central | 509.4 | 709.4
2026 | 1 Reference Case | Wind | South | 2817.9 | 3297.9
2027 | 1 Reference Case | Coal | Central
2027 | 1 Reference Case | Coal | Edmonton
2027 | 1 Reference Case | Coal | South
2027 | 1 Reference Case | Coal to Gas - Steam boiler | Central | 385 | 385
2027 | 1 Reference Case | Coal to Gas - Steam boiler | Edmonton | 3120 | 3120
2027 | 1 Reference Case | Coal to Gas - Steam boiler | South | 800 | 800
2027 | 1 Reference Case | Cogeneration | Calgary | 12 | 12
2027 | 1 Reference Case | Cogeneration | Central | 1240 | 1240
2027 | 1 Reference Case | Cogeneration | Edmonton | 92 | 92
2027 | 1 Reference Case | Cogeneration | Northeast | 4568 | 4658
2027 | 1 Reference Case | Cogeneration | Northwest | 162 | 162
2027 | 1 Reference Case | Cogeneration | South | 100 | 100
2027 | 1 Reference Case | Combined Cycle | Calgary | 1300 | 1300
2027 | 1 Reference Case | Combined Cycle | Central | 900 | 900
2027 | 1 Reference Case | Combined Cycle | Edmonton
2027 | 1 Reference Case | Combined Cycle | Northwest | 73 | 73
2027 | 1 Reference Case | Combined Cycle | South | 375 | 375
2027 | 1 Reference Case | Hydro | Central | 485 | 485
2027 | 1 Reference Case | Hydro | South | 409 | 409
2027 | 1 Reference Case | Other | Central | 50 | 50
2027 | 1 Reference Case | Other | Northeast | 149 | 149
2027 | 1 Reference Case | Other | Northwest | 182 | 182
2027 | 1 Reference Case | Other | South | 42 | 42
2027 | 1 Reference Case | Simple Cycle | Calgary | 144 | 144
2027 | 1 Reference Case | Simple Cycle | Central | 51.4 | 51.4
2027 | 1 Reference Case | Simple Cycle | Edmonton | 269.8 | 269.8
2027 | 1 Reference Case | Simple Cycle | Northeast
2027 | 1 Reference Case | Simple Cycle | Northwest | 683.4 | 700.1
2027 | 1 Reference Case | Simple Cycle | South | 141.4 | 141.4
2027 | 1 Reference Case | Solar | Calgary | 10 | 10
2027 | 1 Reference Case | Solar | Central | 32 | 32
2027 | 1 Reference Case | Solar | Edmonton | 10 | 10
2027 | 1 Reference Case | Solar | South | 951.5 | 951.5
2027 | 1 Reference Case | Solar/Storage | Central | 35 | 35
2027 | 1 Reference Case | Storage | Calgary
2027 | 1 Reference Case | Storage | Central | 5 | 5
2027 | 1 Reference Case | Storage | Edmonton | 5 | 5
2027 | 1 Reference Case | Storage | Northeast
2027 | 1 Reference Case | Storage | Northwest | 20 | 25
2027 | 1 Reference Case | Storage | South | 15 | 20
2027 | 1 Reference Case | Wind | Central | 709.4 | 759.4
2027 | 1 Reference Case | Wind | South | 3297.9 | 3697.9
2028 | 1 Reference Case | Coal | Central
2028 | 1 Reference Case | Coal | Edmonton
2028 | 1 Reference Case | Coal | South
2028 | 1 Reference Case | Coal to Gas - Steam boiler | Central | 385 | 385
2028 | 1 Reference Case | Coal to Gas - Steam boiler | Edmonton | 3007 | 3007
2028 | 1 Reference Case | Coal to Gas - Steam boiler | South | 800 | 800
2028 | 1 Reference Case | Cogeneration | Calgary | 12 | 12
2028 | 1 Reference Case | Cogeneration | Central | 1240 | 1240
2028 | 1 Reference Case | Cogeneration | Edmonton | 92 | 92
2028 | 1 Reference Case | Cogeneration | Northeast | 4658 | 4703
2028 | 1 Reference Case | Cogeneration | Northwest | 162 | 162
2028 | 1 Reference Case | Cogeneration | South | 100 | 100
2028 | 1 Reference Case | Combined Cycle | Calgary | 1300 | 1300
2028 | 1 Reference Case | Combined Cycle | Central | 900 | 900
2028 | 1 Reference Case | Combined Cycle | Edmonton
2028 | 1 Reference Case | Combined Cycle | Northwest | 73 | 73
2028 | 1 Reference Case | Combined Cycle | South | 375 | 375
2028 | 1 Reference Case | Hydro | Central | 485 | 485
2028 | 1 Reference Case | Hydro | South | 409 | 409
2028 | 1 Reference Case | Other | Central | 50 | 50
2028 | 1 Reference Case | Other | Northeast | 149 | 149
2028 | 1 Reference Case | Other | Northwest | 182 | 182
2028 | 1 Reference Case | Other | South | 42 | 42
2028 | 1 Reference Case | Simple Cycle | Calgary | 144 | 144
2028 | 1 Reference Case | Simple Cycle | Central | 51.4 | 51.4
2028 | 1 Reference Case | Simple Cycle | Edmonton | 269.8 | 269.8
2028 | 1 Reference Case | Simple Cycle | Northeast
2028 | 1 Reference Case | Simple Cycle | Northwest | 700.1 | 700.1
2028 | 1 Reference Case | Simple Cycle | South | 141.4 | 158.1
2028 | 1 Reference Case | Solar | Calgary | 10 | 10
2028 | 1 Reference Case | Solar | Central | 32 | 32
2028 | 1 Reference Case | Solar | Edmonton | 10 | 10
2028 | 1 Reference Case | Solar | South | 951.5 | 951.5
2028 | 1 Reference Case | Solar/Storage | Central | 35 | 35
2028 | 1 Reference Case | Storage | Calgary
2028 | 1 Reference Case | Storage | Central | 5 | 5
2028 | 1 Reference Case | Storage | Edmonton | 5 | 5
2028 | 1 Reference Case | Storage | Northeast
2028 | 1 Reference Case | Storage | Northwest | 25 | 25
2028 | 1 Reference Case | Storage | South | 20 | 20
2028 | 1 Reference Case | Wind | Central | 759.4 | 759.4
2028 | 1 Reference Case | Wind | South | 3697.9 | 3847.9
2029 | 1 Reference Case | Coal | Central
2029 | 1 Reference Case | Coal | Edmonton
2029 | 1 Reference Case | Coal | South
2029 | 1 Reference Case | Coal to Gas - Steam boiler | Central | 385 | 385
2029 | 1 Reference Case | Coal to Gas - Steam boiler | Edmonton | 3007 | 3007
2029 | 1 Reference Case | Coal to Gas - Steam boiler | South | 800 | 800
2029 | 1 Reference Case | Cogeneration | Calgary | 12 | 12
2029 | 1 Reference Case | Cogeneration | Central | 1240 | 1240
2029 | 1 Reference Case | Cogeneration | Edmonton | 92 | 92
2029 | 1 Reference Case | Cogeneration | Northeast | 4703 | 4793
2029 | 1 Reference Case | Cogeneration | Northwest | 162 | 162
2029 | 1 Reference Case | Cogeneration | South | 100 | 100
2029 | 1 Reference Case | Combined Cycle | Calgary | 1300 | 1300
2029 | 1 Reference Case | Combined Cycle | Central | 900 | 900
2029 | 1 Reference Case | Combined Cycle | Edmonton
2029 | 1 Reference Case | Combined Cycle | Northwest | 73 | 73
2029 | 1 Reference Case | Combined Cycle | South | 375 | 375
2029 | 1 Reference Case | Hydro | Central | 485 | 485
2029 | 1 Reference Case | Hydro | South | 409 | 409
2029 | 1 Reference Case | Other | Central | 50 | 50
2029 | 1 Reference Case | Other | Northeast | 149 | 149
2029 | 1 Reference Case | Other | Northwest | 182 | 182
2029 | 1 Reference Case | Other | South | 42 | 42
2029 | 1 Reference Case | Simple Cycle | Calgary | 144 | 144
2029 | 1 Reference Case | Simple Cycle | Central | 51.4 | 68.1
2029 | 1 Reference Case | Simple Cycle | Edmonton | 269.8 | 269.8
2029 | 1 Reference Case | Simple Cycle | Northeast
2029 | 1 Reference Case | Simple Cycle | Northwest | 700.1 | 700.1
2029 | 1 Reference Case | Simple Cycle | South | 158.1 | 158.1
2029 | 1 Reference Case | Solar | Calgary | 10 | 10
2029 | 1 Reference Case | Solar | Central | 32 | 32
2029 | 1 Reference Case | Solar | Edmonton | 10 | 10
2029 | 1 Reference Case | Solar | South | 951.5 | 951.5
2029 | 1 Reference Case | Solar/Storage | Central | 35 | 35
2029 | 1 Reference Case | Storage | Calgary
2029 | 1 Reference Case | Storage | Central | 5 | 10
2029 | 1 Reference Case | Storage | Edmonton | 5 | 10
2029 | 1 Reference Case | Storage | Northeast
2029 | 1 Reference Case | Storage | Northwest | 25 | 25
2029 | 1 Reference Case | Storage | South | 20 | 20
2029 | 1 Reference Case | Wind | Central | 759.4 | 759.4
2029 | 1 Reference Case | Wind | South | 3847.9 | 3847.9
2030 | 1 Reference Case | Coal | Central
2030 | 1 Reference Case | Coal | Edmonton
2030 | 1 Reference Case | Coal | South
2030 | 1 Reference Case | Coal to Gas - Steam boiler | Central | 385 | 385
2030 | 1 Reference Case | Coal to Gas - Steam boiler | Edmonton | 2937 | 2937
2030 | 1 Reference Case | Coal to Gas - Steam boiler | South | 800 | 800
2030 | 1 Reference Case | Cogeneration | Calgary | 12 | 12
2030 | 1 Reference Case | Cogeneration | Central | 1240 | 1240
2030 | 1 Reference Case | Cogeneration | Edmonton | 92 | 92
2030 | 1 Reference Case | Cogeneration | Northeast | 4793 | 4883
2030 | 1 Reference Case | Cogeneration | Northwest | 162 | 162
2030 | 1 Reference Case | Cogeneration | South | 100 | 100
2030 | 1 Reference Case | Combined Cycle | Calgary | 1300 | 1300
2030 | 1 Reference Case | Combined Cycle | Central | 900 | 900
2030 | 1 Reference Case | Combined Cycle | Edmonton
2030 | 1 Reference Case | Combined Cycle | Northwest | 73 | 73
2030 | 1 Reference Case | Combined Cycle | South | 375 | 375
2030 | 1 Reference Case | Hydro | Central | 485 | 485
2030 | 1 Reference Case | Hydro | South | 409 | 409
2030 | 1 Reference Case | Other | Central | 50 | 50
2030 | 1 Reference Case | Other | Northeast | 149 | 149
2030 | 1 Reference Case | Other | Northwest | 182 | 182
2030 | 1 Reference Case | Other | South | 42 | 42
2030 | 1 Reference Case | Simple Cycle | Calgary | 144 | 144
2030 | 1 Reference Case | Simple Cycle | Central | 68.1 | 68.1
2030 | 1 Reference Case | Simple Cycle | Edmonton | 269.8 | 269.8
2030 | 1 Reference Case | Simple Cycle | Northeast
2030 | 1 Reference Case | Simple Cycle | Northwest | 700.1 | 716.8
2030 | 1 Reference Case | Simple Cycle | South | 158.1 | 158.1
2030 | 1 Reference Case | Solar | Calgary | 10 | 10
2030 | 1 Reference Case | Solar | Central | 32 | 32
2030 | 1 Reference Case | Solar | Edmonton | 10 | 10
2030 | 1 Reference Case | Solar | South | 951.5 | 951.5
2030 | 1 Reference Case | Solar/Storage | Central | 35 | 35
2030 | 1 Reference Case | Storage | Calgary
2030 | 1 Reference Case | Storage | Central | 10 | 10
2030 | 1 Reference Case | Storage | Edmonton | 10 | 10
2030 | 1 Reference Case | Storage | Northeast
2030 | 1 Reference Case | Storage | Northwest | 25 | 25
2030 | 1 Reference Case | Storage | South | 20 | 20
2030 | 1 Reference Case | Wind | Central | 759.4 | 759.4
2030 | 1 Reference Case | Wind | South | 3847.9 | 3847.9
2031 | 1 Reference Case | Coal | Central
2031 | 1 Reference Case | Coal | Edmonton
2031 | 1 Reference Case | Coal | South
2031 | 1 Reference Case | Coal to Gas - Steam boiler | Central | 385 | 385
2031 | 1 Reference Case | Coal to Gas - Steam boiler | Edmonton | 2937 | 2937
2031 | 1 Reference Case | Coal to Gas - Steam boiler | South | 800 | 800
2031 | 1 Reference Case | Cogeneration | Calgary | 12 | 12
2031 | 1 Reference Case | Cogeneration | Central | 1240 | 1240
2031 | 1 Reference Case | Cogeneration | Edmonton | 92 | 92
2031 | 1 Reference Case | Cogeneration | Northeast | 4883 | 4973
2031 | 1 Reference Case | Cogeneration | Northwest | 162 | 162
2031 | 1 Reference Case | Cogeneration | South | 100 | 100
2031 | 1 Reference Case | Combined Cycle | Calgary | 1300 | 1300
2031 | 1 Reference Case | Combined Cycle | Central | 900 | 900
2031 | 1 Reference Case | Combined Cycle | Edmonton
2031 | 1 Reference Case | Combined Cycle | Northwest | 73 | 73
2031 | 1 Reference Case | Combined Cycle | South | 375 | 375
2031 | 1 Reference Case | Hydro | Central | 485 | 485
2031 | 1 Reference Case | Hydro | South | 409 | 409
2031 | 1 Reference Case | Other | Central | 50 | 50
2031 | 1 Reference Case | Other | Northeast | 149 | 149
2031 | 1 Reference Case | Other | Northwest | 182 | 182
2031 | 1 Reference Case | Other | South | 42 | 42
2031 | 1 Reference Case | Simple Cycle | Calgary | 144 | 144
2031 | 1 Reference Case | Simple Cycle | Central | 68.1 | 68.1
2031 | 1 Reference Case | Simple Cycle | Edmonton | 269.8 | 269.8
2031 | 1 Reference Case | Simple Cycle | Northeast
2031 | 1 Reference Case | Simple Cycle | Northwest | 716.8 | 716.8
2031 | 1 Reference Case | Simple Cycle | South | 152.1 | 152.1
2031 | 1 Reference Case | Solar | Calgary | 10 | 10
2031 | 1 Reference Case | Solar | Central | 32 | 32
2031 | 1 Reference Case | Solar | Edmonton | 10 | 10
2031 | 1 Reference Case | Solar | South | 951.5 | 1001.5
2031 | 1 Reference Case | Solar/Storage | Central | 35 | 35
2031 | 1 Reference Case | Storage | Calgary
2031 | 1 Reference Case | Storage | Central | 10 | 10
2031 | 1 Reference Case | Storage | Edmonton | 10 | 10
2031 | 1 Reference Case | Storage | Northeast
2031 | 1 Reference Case | Storage | Northwest | 25 | 25
2031 | 1 Reference Case | Storage | South | 20 | 20
2031 | 1 Reference Case | Wind | Central | 759.4 | 769.4
2031 | 1 Reference Case | Wind | South | 3847.9 | 3847.9
2032 | 1 Reference Case | Coal | Central
2032 | 1 Reference Case | Coal | Edmonton
2032 | 1 Reference Case | Coal | South
2032 | 1 Reference Case | Coal to Gas - Steam boiler | Central | 385 | 385
2032 | 1 Reference Case | Coal to Gas - Steam boiler | Edmonton | 2937 | 2937
2032 | 1 Reference Case | Coal to Gas - Steam boiler | South | 800 | 800
2032 | 1 Reference Case | Cogeneration | Calgary | 12 | 12
2032 | 1 Reference Case | Cogeneration | Central | 1240 | 1240
2032 | 1 Reference Case | Cogeneration | Edmonton | 92 | 92
2032 | 1 Reference Case | Cogeneration | Northeast | 4973 | 5018
2032 | 1 Reference Case | Cogeneration | Northwest | 162 | 162
2032 | 1 Reference Case | Cogeneration | South | 100 | 100
2032 | 1 Reference Case | Combined Cycle | Calgary | 1300 | 1300
2032 | 1 Reference Case | Combined Cycle | Central | 900 | 900
2032 | 1 Reference Case | Combined Cycle | Edmonton
2032 | 1 Reference Case | Combined Cycle | Northwest | 73 | 73
2032 | 1 Reference Case | Combined Cycle | South | 375 | 375
2032 | 1 Reference Case | Hydro | Central | 485 | 485
2032 | 1 Reference Case | Hydro | South | 409 | 409
2032 | 1 Reference Case | Other | Central | 50 | 50
2032 | 1 Reference Case | Other | Northeast | 149 | 149
2032 | 1 Reference Case | Other | Northwest | 182 | 182
2032 | 1 Reference Case | Other | South | 42 | 42
2032 | 1 Reference Case | Simple Cycle | Calgary | 144 | 144
2032 | 1 Reference Case | Simple Cycle | Central | 68.1 | 68.1
2032 | 1 Reference Case | Simple Cycle | Edmonton | 269.8 | 269.8
2032 | 1 Reference Case | Simple Cycle | Northeast
2032 | 1 Reference Case | Simple Cycle | Northwest | 716.8 | 716.8
2032 | 1 Reference Case | Simple Cycle | South | 152.1 | 152.1
2032 | 1 Reference Case | Solar | Calgary | 10 | 10
2032 | 1 Reference Case | Solar | Central | 32 | 32
2032 | 1 Reference Case | Solar | Edmonton | 10 | 10
2032 | 1 Reference Case | Solar | South | 1001.5 | 1001.5
2032 | 1 Reference Case | Solar/Storage | Central | 35 | 35
2032 | 1 Reference Case | Storage | Calgary |  | 5
2032 | 1 Reference Case | Storage | Central | 10 | 10
2032 | 1 Reference Case | Storage | Edmonton | 10 | 10
2032 | 1 Reference Case | Storage | Northeast
2032 | 1 Reference Case | Storage | Northwest | 25 | 25
2032 | 1 Reference Case | Storage | South | 20 | 25
2032 | 1 Reference Case | Wind | Central | 769.4 | 819.4
2032 | 1 Reference Case | Wind | South | 3847.9 | 3847.9
2033 | 1 Reference Case | Coal | Central
2033 | 1 Reference Case | Coal | Edmonton
2033 | 1 Reference Case | Coal | South
2033 | 1 Reference Case | Coal to Gas - Steam boiler | Central
2033 | 1 Reference Case | Coal to Gas - Steam boiler | Edmonton | 2937 | 2937
2033 | 1 Reference Case | Coal to Gas - Steam boiler | South | 800 | 800
2033 | 1 Reference Case | Cogeneration | Calgary | 12 | 12
2033 | 1 Reference Case | Cogeneration | Central | 1240 | 1240
2033 | 1 Reference Case | Cogeneration | Edmonton | 92 | 92
2033 | 1 Reference Case | Cogeneration | Northeast | 5018 | 5018
2033 | 1 Reference Case | Cogeneration | Northwest | 162 | 162
2033 | 1 Reference Case | Cogeneration | South | 100 | 100
2033 | 1 Reference Case | Combined Cycle | Calgary | 1300 | 1300
2033 | 1 Reference Case | Combined Cycle | Central | 900 | 900
2033 | 1 Reference Case | Combined Cycle | Edmonton
2033 | 1 Reference Case | Combined Cycle | Northwest | 73 | 73
2033 | 1 Reference Case | Combined Cycle | South | 375 | 375
2033 | 1 Reference Case | Hydro | Central | 485 | 485
2033 | 1 Reference Case | Hydro | South | 409 | 409
2033 | 1 Reference Case | Other | Central | 50 | 50
2033 | 1 Reference Case | Other | Northeast | 149 | 149
2033 | 1 Reference Case | Other | Northwest | 182 | 182
2033 | 1 Reference Case | Other | South | 42 | 42
2033 | 1 Reference Case | Simple Cycle | Calgary | 144 | 144
2033 | 1 Reference Case | Simple Cycle | Central | 68.1 | 68.1
2033 | 1 Reference Case | Simple Cycle | Edmonton | 269.8 | 269.8
2033 | 1 Reference Case | Simple Cycle | Northeast
2033 | 1 Reference Case | Simple Cycle | Northwest | 716.8 | 763.3
2033 | 1 Reference Case | Simple Cycle | South | 152.1 | 152.1
2033 | 1 Reference Case | Solar | Calgary | 10 | 10
2033 | 1 Reference Case | Solar | Central | 32 | 82
2033 | 1 Reference Case | Solar | Edmonton | 10 | 10
2033 | 1 Reference Case | Solar | South | 1001.5 | 1001.5
2033 | 1 Reference Case | Solar/Storage | Central | 35 | 35
2033 | 1 Reference Case | Storage | Calgary | 5 | 5
2033 | 1 Reference Case | Storage | Central | 10 | 10
2033 | 1 Reference Case | Storage | Edmonton | 10 | 10
2033 | 1 Reference Case | Storage | Northeast
2033 | 1 Reference Case | Storage | Northwest | 25 | 25
2033 | 1 Reference Case | Storage | South | 25 | 25
2033 | 1 Reference Case | Wind | Central | 819.4 | 819.4
2033 | 1 Reference Case | Wind | South | 3847.9 | 3847.9
2034 | 1 Reference Case | Coal | Central
2034 | 1 Reference Case | Coal | Edmonton
2034 | 1 Reference Case | Coal | South
2034 | 1 Reference Case | Coal to Gas - Steam boiler | Central
2034 | 1 Reference Case | Coal to Gas - Steam boiler | Edmonton | 2130 | 2130
2034 | 1 Reference Case | Coal to Gas - Steam boiler | South | 800 | 800
2034 | 1 Reference Case | Cogeneration | Calgary | 12 | 12
2034 | 1 Reference Case | Cogeneration | Central | 1240 | 1240
2034 | 1 Reference Case | Cogeneration | Edmonton | 92 | 92
2034 | 1 Reference Case | Cogeneration | Northeast | 5018 | 5063
2034 | 1 Reference Case | Cogeneration | Northwest | 162 | 162
2034 | 1 Reference Case | Cogeneration | South | 100 | 100
2034 | 1 Reference Case | Combined Cycle | Calgary | 1300 | 1300
2034 | 1 Reference Case | Combined Cycle | Central | 900 | 900
2034 | 1 Reference Case | Combined Cycle | Edmonton
2034 | 1 Reference Case | Combined Cycle | Northwest | 73 | 73
2034 | 1 Reference Case | Combined Cycle | South | 375 | 375
2034 | 1 Reference Case | Hydro | Central | 485 | 485
2034 | 1 Reference Case | Hydro | South | 409 | 409
2034 | 1 Reference Case | Other | Central | 50 | 50
2034 | 1 Reference Case | Other | Northeast | 149 | 149
2034 | 1 Reference Case | Other | Northwest | 182 | 182
2034 | 1 Reference Case | Other | South | 42 | 42
2034 | 1 Reference Case | Simple Cycle | Calgary | 144 | 144
2034 | 1 Reference Case | Simple Cycle | Central | 68.1 | 68.1
2034 | 1 Reference Case | Simple Cycle | Edmonton | 269.8 | 269.8
2034 | 1 Reference Case | Simple Cycle | Northeast
2034 | 1 Reference Case | Simple Cycle | Northwest | 763.3 | 763.3
2034 | 1 Reference Case | Simple Cycle | South | 152.1 | 152.1
2034 | 1 Reference Case | Solar | Calgary | 10 | 10
2034 | 1 Reference Case | Solar | Central | 82 | 82
2034 | 1 Reference Case | Solar | Edmonton | 10 | 10
2034 | 1 Reference Case | Solar | South | 1001.5 | 1001.5
2034 | 1 Reference Case | Solar/Storage | Central | 35 | 35
2034 | 1 Reference Case | Storage | Calgary | 5 | 5
2034 | 1 Reference Case | Storage | Central | 10 | 15
2034 | 1 Reference Case | Storage | Edmonton | 10 | 15
2034 | 1 Reference Case | Storage | Northeast
2034 | 1 Reference Case | Storage | Northwest | 25 | 25
2034 | 1 Reference Case | Storage | South | 25 | 25
2034 | 1 Reference Case | Wind | Central | 819.4 | 869.4
2034 | 1 Reference Case | Wind | South | 3847.9 | 3847.9
2035 | 1 Reference Case | Coal | Central
2035 | 1 Reference Case | Coal | Edmonton
2035 | 1 Reference Case | Coal | South
2035 | 1 Reference Case | Coal to Gas - Steam boiler | Central
2035 | 1 Reference Case | Coal to Gas - Steam boiler | Edmonton | 1735 | 1735
2035 | 1 Reference Case | Coal to Gas - Steam boiler | South | 800 | 800
2035 | 1 Reference Case | Cogeneration | Calgary | 12 | 12
2035 | 1 Reference Case | Cogeneration | Central | 1240 | 1240
2035 | 1 Reference Case | Cogeneration | Edmonton | 92 | 92
2035 | 1 Reference Case | Cogeneration | Northeast | 5063 | 5063
2035 | 1 Reference Case | Cogeneration | Northwest | 162 | 162
2035 | 1 Reference Case | Cogeneration | South | 100 | 100
2035 | 1 Reference Case | Combined Cycle | Calgary | 1300 | 1300
2035 | 1 Reference Case | Combined Cycle | Central | 900 | 900
2035 | 1 Reference Case | Combined Cycle | Edmonton
2035 | 1 Reference Case | Combined Cycle | Northwest | 73 | 73
2035 | 1 Reference Case | Combined Cycle | South | 375 | 375
2035 | 1 Reference Case | Hydro | Central | 485 | 485
2035 | 1 Reference Case | Hydro | South | 409 | 409
2035 | 1 Reference Case | Other | Central | 50 | 50
2035 | 1 Reference Case | Other | Northeast | 149 | 149
2035 | 1 Reference Case | Other | Northwest | 182 | 182
2035 | 1 Reference Case | Other | South | 42 | 42
2035 | 1 Reference Case | Simple Cycle | Calgary | 144 | 144
2035 | 1 Reference Case | Simple Cycle | Central | 68.1 | 68.1
2035 | 1 Reference Case | Simple Cycle | Edmonton | 269.8 | 269.8
2035 | 1 Reference Case | Simple Cycle | Northeast
2035 | 1 Reference Case | Simple Cycle | Northwest | 763.3 | 763.3
2035 | 1 Reference Case | Simple Cycle | South | 152.1 | 152.1
2035 | 1 Reference Case | Solar | Calgary | 10 | 10
2035 | 1 Reference Case | Solar | Central | 82 | 82
2035 | 1 Reference Case | Solar | Edmonton | 10 | 10
2035 | 1 Reference Case | Solar | South | 1001.5 | 1051.5
2035 | 1 Reference Case | Solar/Storage | Central | 35 | 35
2035 | 1 Reference Case | Storage | Calgary | 5 | 5
2035 | 1 Reference Case | Storage | Central | 15 | 15
2035 | 1 Reference Case | Storage | Edmonton | 15 | 15
2035 | 1 Reference Case | Storage | Northeast
2035 | 1 Reference Case | Storage | Northwest | 25 | 25
2035 | 1 Reference Case | Storage | South | 25 | 25
2035 | 1 Reference Case | Wind | Central | 869.4 | 879.4
2035 | 1 Reference Case | Wind | South | 3847.9 | 3867.9
2036 | 1 Reference Case | Coal | Central
2036 | 1 Reference Case | Coal | Edmonton
2036 | 1 Reference Case | Coal | South
2036 | 1 Reference Case | Coal to Gas - Steam boiler | Central
2036 | 1 Reference Case | Coal to Gas - Steam boiler | Edmonton | 1735 | 1735
2036 | 1 Reference Case | Coal to Gas - Steam boiler | South
2036 | 1 Reference Case | Cogeneration | Calgary | 12 | 12
2036 | 1 Reference Case | Cogeneration | Central | 1240 | 1240
2036 | 1 Reference Case | Cogeneration | Edmonton | 92 | 92
2036 | 1 Reference Case | Cogeneration | Northeast | 5063 | 5063
2036 | 1 Reference Case | Cogeneration | Northwest | 162 | 162
2036 | 1 Reference Case | Cogeneration | South | 100 | 100
2036 | 1 Reference Case | Combined Cycle | Calgary | 1300 | 1300
2036 | 1 Reference Case | Combined Cycle | Central | 900 | 900
2036 | 1 Reference Case | Combined Cycle | Edmonton
2036 | 1 Reference Case | Combined Cycle | Northwest | 73 | 73
2036 | 1 Reference Case | Combined Cycle | South | 375 | 375
2036 | 1 Reference Case | Hydro | Central | 485 | 485
2036 | 1 Reference Case | Hydro | South | 409 | 409
2036 | 1 Reference Case | Other | Central | 50 | 50
2036 | 1 Reference Case | Other | Northeast | 149 | 149
2036 | 1 Reference Case | Other | Northwest | 182 | 182
2036 | 1 Reference Case | Other | South | 42 | 42
2036 | 1 Reference Case | Simple Cycle | Calgary | 144 | 144
2036 | 1 Reference Case | Simple Cycle | Central | 68.1 | 114.6
2036 | 1 Reference Case | Simple Cycle | Edmonton | 269.8 | 269.8
2036 | 1 Reference Case | Simple Cycle | Northeast |  | 46.5
2036 | 1 Reference Case | Simple Cycle | Northwest | 763.3 | 763.3
2036 | 1 Reference Case | Simple Cycle | South | 152.1 | 152.1
2036 | 1 Reference Case | Solar | Calgary | 10 | 10
2036 | 1 Reference Case | Solar | Central | 82 | 82
2036 | 1 Reference Case | Solar | Edmonton | 10 | 10
2036 | 1 Reference Case | Solar | South | 1051.5 | 1051.5
2036 | 1 Reference Case | Solar/Storage | Central | 35 | 35
2036 | 1 Reference Case | Storage | Calgary | 5 | 5
2036 | 1 Reference Case | Storage | Central | 15 | 20
2036 | 1 Reference Case | Storage | Edmonton | 15 | 15
2036 | 1 Reference Case | Storage | Northeast
2036 | 1 Reference Case | Storage | Northwest | 25 | 25
2036 | 1 Reference Case | Storage | South | 25 | 35
2036 | 1 Reference Case | Wind | Central | 879.4 | 879.4
2036 | 1 Reference Case | Wind | South | 3867.9 | 3927.9
2037 | 1 Reference Case | Coal | Central
2037 | 1 Reference Case | Coal | Edmonton
2037 | 1 Reference Case | Coal | South
2037 | 1 Reference Case | Coal to Gas - Steam boiler | Central
2037 | 1 Reference Case | Coal to Gas - Steam boiler | Edmonton | 935 | 935
2037 | 1 Reference Case | Coal to Gas - Steam boiler | South
2037 | 1 Reference Case | Cogeneration | Calgary | 12 | 12
2037 | 1 Reference Case | Cogeneration | Central | 1240 | 1240
2037 | 1 Reference Case | Cogeneration | Edmonton | 92 | 92
2037 | 1 Reference Case | Cogeneration | Northeast | 5063 | 5063
2037 | 1 Reference Case | Cogeneration | Northwest | 162 | 162
2037 | 1 Reference Case | Cogeneration | South | 100 | 100
2037 | 1 Reference Case | Combined Cycle | Calgary | 1300 | 1300
2037 | 1 Reference Case | Combined Cycle | Central | 900 | 900
2037 | 1 Reference Case | Combined Cycle | Edmonton |  | 479
2037 | 1 Reference Case | Combined Cycle | Northwest | 73 | 73
2037 | 1 Reference Case | Combined Cycle | South | 375 | 375
2037 | 1 Reference Case | Hydro | Central | 485 | 485
2037 | 1 Reference Case | Hydro | South | 409 | 409
2037 | 1 Reference Case | Other | Central | 50 | 50
2037 | 1 Reference Case | Other | Northeast | 149 | 149
2037 | 1 Reference Case | Other | Northwest | 182 | 182
2037 | 1 Reference Case | Other | South | 42 | 42
2037 | 1 Reference Case | Simple Cycle | Calgary | 144 | 144
2037 | 1 Reference Case | Simple Cycle | Central | 114.6 | 161.1
2037 | 1 Reference Case | Simple Cycle | Edmonton | 269.8 | 269.8
2037 | 1 Reference Case | Simple Cycle | Northeast | 46.5 | 46.5
2037 | 1 Reference Case | Simple Cycle | Northwest | 763.3 | 809.8
2037 | 1 Reference Case | Simple Cycle | South | 152.1 | 152.1
2037 | 1 Reference Case | Solar | Calgary | 10 | 10
2037 | 1 Reference Case | Solar | Central | 82 | 82
2037 | 1 Reference Case | Solar | Edmonton | 10 | 10
2037 | 1 Reference Case | Solar | South | 1051.5 | 1101.5
2037 | 1 Reference Case | Solar/Storage | Central | 35 | 35
2037 | 1 Reference Case | Storage | Calgary | 5 | 5
2037 | 1 Reference Case | Storage | Central | 20 | 20
2037 | 1 Reference Case | Storage | Edmonton | 15 | 15
2037 | 1 Reference Case | Storage | Northeast
2037 | 1 Reference Case | Storage | Northwest | 25 | 25
2037 | 1 Reference Case | Storage | South | 35 | 35
2037 | 1 Reference Case | Wind | Central | 879.4 | 879.4
2037 | 1 Reference Case | Wind | South | 3927.9 | 3846.9
2038 | 1 Reference Case | Coal | Central
2038 | 1 Reference Case | Coal | Edmonton
2038 | 1 Reference Case | Coal | South
2038 | 1 Reference Case | Coal to Gas - Steam boiler | Central
2038 | 1 Reference Case | Coal to Gas - Steam boiler | Edmonton
2038 | 1 Reference Case | Coal to Gas - Steam boiler | South
2038 | 1 Reference Case | Cogeneration | Calgary | 12 | 12
2038 | 1 Reference Case | Cogeneration | Central | 1240 | 1240
2038 | 1 Reference Case | Cogeneration | Edmonton | 92 | 92
2038 | 1 Reference Case | Cogeneration | Northeast | 5063 | 5063
2038 | 1 Reference Case | Cogeneration | Northwest | 162 | 162
2038 | 1 Reference Case | Cogeneration | South | 100 | 100
2038 | 1 Reference Case | Combined Cycle | Calgary | 1300 | 1300
2038 | 1 Reference Case | Combined Cycle | Central | 900 | 900
2038 | 1 Reference Case | Combined Cycle | Edmonton | 479 | 479
2038 | 1 Reference Case | Combined Cycle | Northwest | 73 | 73
2038 | 1 Reference Case | Combined Cycle | South | 375 | 375
2038 | 1 Reference Case | Hydro | Central | 485 | 485
2038 | 1 Reference Case | Hydro | South | 409 | 409
2038 | 1 Reference Case | Other | Central | 50 | 50
2038 | 1 Reference Case | Other | Northeast | 149 | 149
2038 | 1 Reference Case | Other | Northwest | 182 | 182
2038 | 1 Reference Case | Other | South | 42 | 42
2038 | 1 Reference Case | Simple Cycle | Calgary | 144 | 144
2038 | 1 Reference Case | Simple Cycle | Central | 161.1 | 161.1
2038 | 1 Reference Case | Simple Cycle | Edmonton | 269.8 | 269.8
2038 | 1 Reference Case | Simple Cycle | Northeast | 46.5 | 46.5
2038 | 1 Reference Case | Simple Cycle | Northwest | 809.8 | 761.8
2038 | 1 Reference Case | Simple Cycle | South | 152.1 | 152.1
2038 | 1 Reference Case | Solar | Calgary | 10 | 10
2038 | 1 Reference Case | Solar | Central | 82 | 82
2038 | 1 Reference Case | Solar | Edmonton | 10 | 10
2038 | 1 Reference Case | Solar | South | 1101.5 | 1101.5
2038 | 1 Reference Case | Solar/Storage | Central | 35 | 35
2038 | 1 Reference Case | Storage | Calgary | 5 | 5
2038 | 1 Reference Case | Storage | Central | 20 | 25
2038 | 1 Reference Case | Storage | Edmonton | 15 | 15
2038 | 1 Reference Case | Storage | Northeast |  | 5
2038 | 1 Reference Case | Storage | Northwest | 25 | 25
2038 | 1 Reference Case | Storage | South | 35 | 45
2038 | 1 Reference Case | Wind | Central | 879.4 | 879.4
2038 | 1 Reference Case | Wind | South | 3846.9 | 3977.9
2039 | 1 Reference Case | Coal | Central
2039 | 1 Reference Case | Coal | Edmonton
2039 | 1 Reference Case | Coal | South
2039 | 1 Reference Case | Coal to Gas - Steam boiler | Central
2039 | 1 Reference Case | Coal to Gas - Steam boiler | Edmonton
2039 | 1 Reference Case | Coal to Gas - Steam boiler | South
2039 | 1 Reference Case | Cogeneration | Calgary | 12 | 12
2039 | 1 Reference Case | Cogeneration | Central | 1240 | 1240
2039 | 1 Reference Case | Cogeneration | Edmonton | 92 | 92
2039 | 1 Reference Case | Cogeneration | Northeast | 5063 | 5063
2039 | 1 Reference Case | Cogeneration | Northwest | 162 | 162
2039 | 1 Reference Case | Cogeneration | South | 100 | 100
2039 | 1 Reference Case | Combined Cycle | Calgary | 1300 | 1300
2039 | 1 Reference Case | Combined Cycle | Central | 900 | 900
2039 | 1 Reference Case | Combined Cycle | Edmonton | 479 | 1437
2039 | 1 Reference Case | Combined Cycle | Northwest | 73
2039 | 1 Reference Case | Combined Cycle | South | 375 | 375
2039 | 1 Reference Case | Hydro | Central | 485 | 485
2039 | 1 Reference Case | Hydro | South | 409 | 409
2039 | 1 Reference Case | Other | Central | 50 | 50
2039 | 1 Reference Case | Other | Northeast | 149 | 149
2039 | 1 Reference Case | Other | Northwest | 182 | 182
2039 | 1 Reference Case | Other | South | 42 | 42
2039 | 1 Reference Case | Simple Cycle | Calgary | 144 | 144
2039 | 1 Reference Case | Simple Cycle | Central | 161.1 | 161.1
2039 | 1 Reference Case | Simple Cycle | Edmonton | 269.8 | 269.8
2039 | 1 Reference Case | Simple Cycle | Northeast | 46.5 | 46.5
2039 | 1 Reference Case | Simple Cycle | Northwest | 761.8 | 758.3
2039 | 1 Reference Case | Simple Cycle | South | 152.1 | 152.1
2039 | 1 Reference Case | Solar | Calgary | 10 | 10
2039 | 1 Reference Case | Solar | Central | 82 | 82
2039 | 1 Reference Case | Solar | Edmonton | 10 | 10
2039 | 1 Reference Case | Solar | South | 1101.5 | 1151.5
2039 | 1 Reference Case | Solar/Storage | Central | 35 | 35
2039 | 1 Reference Case | Storage | Calgary | 5 | 5
2039 | 1 Reference Case | Storage | Central | 25 | 25
2039 | 1 Reference Case | Storage | Edmonton | 15 | 15
2039 | 1 Reference Case | Storage | Northeast | 5 | 5
2039 | 1 Reference Case | Storage | Northwest | 25 | 25
2039 | 1 Reference Case | Storage | South | 45 | 45
2039 | 1 Reference Case | Wind | Central | 879.4 | 879.4
2039 | 1 Reference Case | Wind | South | 3977.9 | 3977.9
2040 | 1 Reference Case | Coal | Central
2040 | 1 Reference Case | Coal | Edmonton
2040 | 1 Reference Case | Coal | South
2040 | 1 Reference Case | Coal to Gas - Steam boiler | Central
2040 | 1 Reference Case | Coal to Gas - Steam boiler | Edmonton
2040 | 1 Reference Case | Coal to Gas - Steam boiler | South
2040 | 1 Reference Case | Cogeneration | Calgary | 12 | 12
2040 | 1 Reference Case | Cogeneration | Central | 1240 | 1240
2040 | 1 Reference Case | Cogeneration | Edmonton | 92 | 92
2040 | 1 Reference Case | Cogeneration | Northeast | 5063 | 5063
2040 | 1 Reference Case | Cogeneration | Northwest | 162 | 162
2040 | 1 Reference Case | Cogeneration | South | 100 | 100
2040 | 1 Reference Case | Combined Cycle | Calgary | 1300 | 1300
2040 | 1 Reference Case | Combined Cycle | Central | 900 | 900
2040 | 1 Reference Case | Combined Cycle | Edmonton | 1437 | 1437
2040 | 1 Reference Case | Combined Cycle | Northwest
2040 | 1 Reference Case | Combined Cycle | South | 375 | 375
2040 | 1 Reference Case | Hydro | Central | 485 | 485
2040 | 1 Reference Case | Hydro | South | 409 | 409
2040 | 1 Reference Case | Other | Central | 50 | 50
2040 | 1 Reference Case | Other | Northeast | 149 | 149
2040 | 1 Reference Case | Other | Northwest | 182 | 182
2040 | 1 Reference Case | Other | South | 42 | 42
2040 | 1 Reference Case | Simple Cycle | Calgary | 144 | 144
2040 | 1 Reference Case | Simple Cycle | Central | 161.1 | 161.1
2040 | 1 Reference Case | Simple Cycle | Edmonton | 269.8 | 269.8
2040 | 1 Reference Case | Simple Cycle | Northeast | 46.5 | 46.5
2040 | 1 Reference Case | Simple Cycle | Northwest | 758.3 | 758.3
2040 | 1 Reference Case | Simple Cycle | South | 152.1 | 152.1
2040 | 1 Reference Case | Solar | Calgary | 10 | 10
2040 | 1 Reference Case | Solar | Central | 82 | 82
2040 | 1 Reference Case | Solar | Edmonton | 10 | 10
2040 | 1 Reference Case | Solar | South | 1151.5 | 1151.5
2040 | 1 Reference Case | Solar/Storage | Central | 35 | 35
2040 | 1 Reference Case | Storage | Calgary | 5 | 10
2040 | 1 Reference Case | Storage | Central | 25 | 25
2040 | 1 Reference Case | Storage | Edmonton | 15 | 15
2040 | 1 Reference Case | Storage | Northeast | 5 | 10
2040 | 1 Reference Case | Storage | Northwest | 25 | 15
2040 | 1 Reference Case | Storage | South | 45 | 40
2040 | 1 Reference Case | Wind | Central | 879.4 | 879.4
2040 | 1 Reference Case | Wind | South | 3977.9 | 4027.9
2041 | 1 Reference Case | Coal | Central
2041 | 1 Reference Case | Coal | Edmonton
2041 | 1 Reference Case | Coal | South
2041 | 1 Reference Case | Coal to Gas - Steam boiler | Central
2041 | 1 Reference Case | Coal to Gas - Steam boiler | Edmonton
2041 | 1 Reference Case | Coal to Gas - Steam boiler | South
2041 | 1 Reference Case | Cogeneration | Calgary | 12 | 12
2041 | 1 Reference Case | Cogeneration | Central | 1240 | 1240
2041 | 1 Reference Case | Cogeneration | Edmonton | 92 | 92
2041 | 1 Reference Case | Cogeneration | Northeast | 5063 | 5063
2041 | 1 Reference Case | Cogeneration | Northwest | 162 | 162
2041 | 1 Reference Case | Cogeneration | South | 100 | 100
2041 | 1 Reference Case | Combined Cycle | Calgary | 1300 | 1180
2041 | 1 Reference Case | Combined Cycle | Central | 900 | 900
2041 | 1 Reference Case | Combined Cycle | Edmonton | 1437 | 1437
2041 | 1 Reference Case | Combined Cycle | Northwest
2041 | 1 Reference Case | Combined Cycle | South | 375 | 255
2041 | 1 Reference Case | Hydro | Central | 485 | 485
2041 | 1 Reference Case | Hydro | South | 409 | 409
2041 | 1 Reference Case | Other | Central | 50 | 50
2041 | 1 Reference Case | Other | Northeast | 149 | 149
2041 | 1 Reference Case | Other | Northwest | 182 | 182
2041 | 1 Reference Case | Other | South | 42 | 42
2041 | 1 Reference Case | Simple Cycle | Calgary | 144 | 144
2041 | 1 Reference Case | Simple Cycle | Central | 161.1 | 161.1
2041 | 1 Reference Case | Simple Cycle | Edmonton | 269.8 | 269.8
2041 | 1 Reference Case | Simple Cycle | Northeast | 46.5 | 46.5
2041 | 1 Reference Case | Simple Cycle | Northwest | 758.3 | 708.3
2041 | 1 Reference Case | Simple Cycle | South | 152.1 | 131.1
2041 | 1 Reference Case | Solar | Calgary | 10 | 10
2041 | 1 Reference Case | Solar | Central | 82 | 82
2041 | 1 Reference Case | Solar | Edmonton | 10 | 10
2041 | 1 Reference Case | Solar | South | 1151.5 | 1151.5
2041 | 1 Reference Case | Solar/Storage | Central | 35 | 35
2041 | 1 Reference Case | Storage | Calgary | 10 | 10
2041 | 1 Reference Case | Storage | Central | 25 | 25
2041 | 1 Reference Case | Storage | Edmonton | 15 | 15
2041 | 1 Reference Case | Storage | Northeast | 10 | 10
2041 | 1 Reference Case | Storage | Northwest | 15 | 15
2041 | 1 Reference Case | Storage | South | 40 | 40
2041 | 1 Reference Case | Wind | Central | 879.4 | 879.4
2041 | 1 Reference Case | Wind | South | 4027.9 | 4027.9
2021 | 2 Clean-Tech Scenario | Coal | Central | 155 | 155
2021 | 2 Clean-Tech Scenario | Coal | Edmonton | 3331 | 2007
2021 | 2 Clean-Tech Scenario | Coal | South | 400
2021 | 2 Clean-Tech Scenario | Coal to Gas - Steam boiler | Central | 385 | 385
2021 | 2 Clean-Tech Scenario | Coal to Gas - Steam boiler | Edmonton | 401 | 1731
2021 | 2 Clean-Tech Scenario | Coal to Gas - Steam boiler | South | 400 | 800
2021 | 2 Clean-Tech Scenario | Cogeneration | Calgary | 12 | 12
2021 | 2 Clean-Tech Scenario | Cogeneration | Central | 1150 | 1150
2021 | 2 Clean-Tech Scenario | Cogeneration | Edmonton | 92 | 92
2021 | 2 Clean-Tech Scenario | Cogeneration | Northeast | 3569 | 3672
2021 | 2 Clean-Tech Scenario | Cogeneration | Northwest | 162 | 162
2021 | 2 Clean-Tech Scenario | Cogeneration | South | 100 | 100
2021 | 2 Clean-Tech Scenario | Combined Cycle | Calgary | 1300 | 1300
2021 | 2 Clean-Tech Scenario | Combined Cycle | Central
2021 | 2 Clean-Tech Scenario | Combined Cycle | Edmonton
2021 | 2 Clean-Tech Scenario | Combined Cycle | Northwest | 73 | 73
2021 | 2 Clean-Tech Scenario | Combined Cycle | South | 375 | 375
2021 | 2 Clean-Tech Scenario | Hydro | Central | 485 | 485
2021 | 2 Clean-Tech Scenario | Hydro | South | 409 | 409
2021 | 2 Clean-Tech Scenario | Other | Central | 50 | 50
2021 | 2 Clean-Tech Scenario | Other | Northeast | 149 | 149
2021 | 2 Clean-Tech Scenario | Other | Northwest | 182 | 182
2021 | 2 Clean-Tech Scenario | Other | South | 42 | 42
2021 | 2 Clean-Tech Scenario | Simple Cycle | Calgary | 144 | 144
2021 | 2 Clean-Tech Scenario | Simple Cycle | Central | 18 | 18
2021 | 2 Clean-Tech Scenario | Simple Cycle | Edmonton | 250 | 269.8
2021 | 2 Clean-Tech Scenario | Simple Cycle | Northeast
2021 | 2 Clean-Tech Scenario | Simple Cycle | Northwest | 650 | 650
2021 | 2 Clean-Tech Scenario | Simple Cycle | South | 64 | 131.6
2021 | 2 Clean-Tech Scenario | Solar | Calgary
2021 | 2 Clean-Tech Scenario | Solar | Central | 22 | 22
2021 | 2 Clean-Tech Scenario | Solar | Edmonton
2021 | 2 Clean-Tech Scenario | Solar | South | 214 | 797.5
2021 | 2 Clean-Tech Scenario | Solar/Storage | Central |  | 35
2021 | 2 Clean-Tech Scenario | Solar/Storage | Edmonton
2021 | 2 Clean-Tech Scenario | Solar/Storage | Northeast
2021 | 2 Clean-Tech Scenario | Solar/Storage | South
2021 | 2 Clean-Tech Scenario | Storage | Calgary
2021 | 2 Clean-Tech Scenario | Storage | Central |  | 35
2021 | 2 Clean-Tech Scenario | Storage | Edmonton
2021 | 2 Clean-Tech Scenario | Storage | Northeast
2021 | 2 Clean-Tech Scenario | Storage | Northwest | 20 | 35
2021 | 2 Clean-Tech Scenario | Storage | South | 10 | 10
2021 | 2 Clean-Tech Scenario | Wind | Central | 261 | 261
2021 | 2 Clean-Tech Scenario | Wind | South | 1519.6 | 2092.5
2022 | 2 Clean-Tech Scenario | Coal | Central | 155 | 155
2022 | 2 Clean-Tech Scenario | Coal | Edmonton | 1206 | 806
2022 | 2 Clean-Tech Scenario | Coal | South
2022 | 2 Clean-Tech Scenario | Coal to Gas - Steam boiler | Central | 385 | 385
2022 | 2 Clean-Tech Scenario | Coal to Gas - Steam boiler | Edmonton | 1731 | 1914
2022 | 2 Clean-Tech Scenario | Coal to Gas - Steam boiler | South | 800 | 800
2022 | 2 Clean-Tech Scenario | Cogeneration | Calgary | 12 | 12
2022 | 2 Clean-Tech Scenario | Cogeneration | Central | 1150 | 1150
2022 | 2 Clean-Tech Scenario | Cogeneration | Edmonton | 92 | 92
2022 | 2 Clean-Tech Scenario | Cogeneration | Northeast | 3672 | 3672
2022 | 2 Clean-Tech Scenario | Cogeneration | Northwest | 162 | 162
2022 | 2 Clean-Tech Scenario | Cogeneration | South | 100 | 100
2022 | 2 Clean-Tech Scenario | Combined Cycle | Calgary | 1300 | 1300
2022 | 2 Clean-Tech Scenario | Combined Cycle | Central
2022 | 2 Clean-Tech Scenario | Combined Cycle | Edmonton
2022 | 2 Clean-Tech Scenario | Combined Cycle | Northwest | 73 | 73
2022 | 2 Clean-Tech Scenario | Combined Cycle | South | 375 | 375
2022 | 2 Clean-Tech Scenario | Hydro | Central | 485 | 485
2022 | 2 Clean-Tech Scenario | Hydro | South | 409 | 409
2022 | 2 Clean-Tech Scenario | Other | Central | 50 | 50
2022 | 2 Clean-Tech Scenario | Other | Northeast | 149 | 149
2022 | 2 Clean-Tech Scenario | Other | Northwest | 182 | 182
2022 | 2 Clean-Tech Scenario | Other | South | 42 | 42
2022 | 2 Clean-Tech Scenario | Simple Cycle | Calgary | 144 | 144
2022 | 2 Clean-Tech Scenario | Simple Cycle | Central | 18 | 41.6
2022 | 2 Clean-Tech Scenario | Simple Cycle | Edmonton | 269.8 | 269.8
2022 | 2 Clean-Tech Scenario | Simple Cycle | Northeast
2022 | 2 Clean-Tech Scenario | Simple Cycle | Northwest | 650 | 650
2022 | 2 Clean-Tech Scenario | Simple Cycle | South | 131.6 | 131.6
2022 | 2 Clean-Tech Scenario | Solar | Calgary
2022 | 2 Clean-Tech Scenario | Solar | Central | 22 | 22
2022 | 2 Clean-Tech Scenario | Solar | Edmonton
2022 | 2 Clean-Tech Scenario | Solar | South | 797.5 | 931.5
2022 | 2 Clean-Tech Scenario | Solar/Storage | Central | 35 | 35
2022 | 2 Clean-Tech Scenario | Solar/Storage | Edmonton |  | 10
2022 | 2 Clean-Tech Scenario | Solar/Storage | Northeast
2022 | 2 Clean-Tech Scenario | Solar/Storage | South
2022 | 2 Clean-Tech Scenario | Storage | Calgary
2022 | 2 Clean-Tech Scenario | Storage | Central | 35 | 55
2022 | 2 Clean-Tech Scenario | Storage | Edmonton
2022 | 2 Clean-Tech Scenario | Storage | Northeast
2022 | 2 Clean-Tech Scenario | Storage | Northwest | 35 | 35
2022 | 2 Clean-Tech Scenario | Storage | South | 10 | 45
2022 | 2 Clean-Tech Scenario | Wind | Central | 261 | 509.4
2022 | 2 Clean-Tech Scenario | Wind | South | 2189.5 | 2897.9
2023 | 2 Clean-Tech Scenario | Coal | Central | 155 | 155
2023 | 2 Clean-Tech Scenario | Coal | Edmonton | 806 | 406
2023 | 2 Clean-Tech Scenario | Coal | South
2023 | 2 Clean-Tech Scenario | Coal to Gas - Steam boiler | Central | 385 | 385
2023 | 2 Clean-Tech Scenario | Coal to Gas - Steam boiler | Edmonton | 1914 | 1914
2023 | 2 Clean-Tech Scenario | Coal to Gas - Steam boiler | South | 800 | 800
2023 | 2 Clean-Tech Scenario | Cogeneration | Calgary | 12 | 12
2023 | 2 Clean-Tech Scenario | Cogeneration | Central | 1150 | 1150
2023 | 2 Clean-Tech Scenario | Cogeneration | Edmonton | 92 | 92
2023 | 2 Clean-Tech Scenario | Cogeneration | Northeast | 3672 | 3672
2023 | 2 Clean-Tech Scenario | Cogeneration | Northwest | 162 | 162
2023 | 2 Clean-Tech Scenario | Cogeneration | South | 100 | 100
2023 | 2 Clean-Tech Scenario | Combined Cycle | Calgary | 1300 | 1300
2023 | 2 Clean-Tech Scenario | Combined Cycle | Central |  | 900
2023 | 2 Clean-Tech Scenario | Combined Cycle | Edmonton |  | 716
2023 | 2 Clean-Tech Scenario | Combined Cycle | Northwest | 73 | 73
2023 | 2 Clean-Tech Scenario | Combined Cycle | South | 375 | 375
2023 | 2 Clean-Tech Scenario | Hydro | Central | 485 | 485
2023 | 2 Clean-Tech Scenario | Hydro | South | 409 | 409
2023 | 2 Clean-Tech Scenario | Other | Central | 50 | 50
2023 | 2 Clean-Tech Scenario | Other | Northeast | 149 | 149
2023 | 2 Clean-Tech Scenario | Other | Northwest | 182 | 182
2023 | 2 Clean-Tech Scenario | Other | South | 42 | 42
2023 | 2 Clean-Tech Scenario | Simple Cycle | Calgary | 144 | 144
2023 | 2 Clean-Tech Scenario | Simple Cycle | Central | 41.6 | 41.6
2023 | 2 Clean-Tech Scenario | Simple Cycle | Edmonton | 269.8 | 269.8
2023 | 2 Clean-Tech Scenario | Simple Cycle | Northeast
2023 | 2 Clean-Tech Scenario | Simple Cycle | Northwest | 650 | 673.6
2023 | 2 Clean-Tech Scenario | Simple Cycle | South | 131.6 | 131.6
2023 | 2 Clean-Tech Scenario | Solar | Calgary
2023 | 2 Clean-Tech Scenario | Solar | Central | 22 | 72
2023 | 2 Clean-Tech Scenario | Solar | Edmonton
2023 | 2 Clean-Tech Scenario | Solar | South | 931.5 | 1031.5
2023 | 2 Clean-Tech Scenario | Solar/Storage | Central | 35 | 50
2023 | 2 Clean-Tech Scenario | Solar/Storage | Edmonton | 10 | 10
2023 | 2 Clean-Tech Scenario | Solar/Storage | Northeast |  | 50
2023 | 2 Clean-Tech Scenario | Solar/Storage | South |  | 20
2023 | 2 Clean-Tech Scenario | Storage | Calgary |  | 10
2023 | 2 Clean-Tech Scenario | Storage | Central | 55 | 75
2023 | 2 Clean-Tech Scenario | Storage | Edmonton |  | 20
2023 | 2 Clean-Tech Scenario | Storage | Northeast
2023 | 2 Clean-Tech Scenario | Storage | Northwest | 35 | 40
2023 | 2 Clean-Tech Scenario | Storage | South | 45 | 65
2023 | 2 Clean-Tech Scenario | Wind | Central | 509.4 | 609.4
2023 | 2 Clean-Tech Scenario | Wind | South | 2897.9 | 2897.9
2024 | 2 Clean-Tech Scenario | Coal | Central
2024 | 2 Clean-Tech Scenario | Coal | Edmonton | 406
2024 | 2 Clean-Tech Scenario | Coal | South
2024 | 2 Clean-Tech Scenario | Coal to Gas - Steam boiler | Central | 385 | 385
2024 | 2 Clean-Tech Scenario | Coal to Gas - Steam boiler | Edmonton | 1914 | 1914
2024 | 2 Clean-Tech Scenario | Coal to Gas - Steam boiler | South | 800 | 800
2024 | 2 Clean-Tech Scenario | Cogeneration | Calgary | 12 | 12
2024 | 2 Clean-Tech Scenario | Cogeneration | Central | 1150 | 1195
2024 | 2 Clean-Tech Scenario | Cogeneration | Edmonton | 92 | 92
2024 | 2 Clean-Tech Scenario | Cogeneration | Northeast | 3672 | 4478
2024 | 2 Clean-Tech Scenario | Cogeneration | Northwest | 162 | 162
2024 | 2 Clean-Tech Scenario | Cogeneration | South | 100 | 100
2024 | 2 Clean-Tech Scenario | Combined Cycle | Calgary | 1300 | 1300
2024 | 2 Clean-Tech Scenario | Combined Cycle | Central | 900 | 900
2024 | 2 Clean-Tech Scenario | Combined Cycle | Edmonton | 716 | 2174
2024 | 2 Clean-Tech Scenario | Combined Cycle | Northwest | 73 | 73
2024 | 2 Clean-Tech Scenario | Combined Cycle | South | 375 | 375
2024 | 2 Clean-Tech Scenario | Hydro | Central | 485 | 485
2024 | 2 Clean-Tech Scenario | Hydro | South | 409 | 409
2024 | 2 Clean-Tech Scenario | Other | Central | 50 | 50
2024 | 2 Clean-Tech Scenario | Other | Northeast | 149 | 149
2024 | 2 Clean-Tech Scenario | Other | Northwest | 182 | 182
2024 | 2 Clean-Tech Scenario | Other | South | 42 | 42
2024 | 2 Clean-Tech Scenario | Simple Cycle | Calgary | 144 | 144
2024 | 2 Clean-Tech Scenario | Simple Cycle | Central | 41.6 | 41.6
2024 | 2 Clean-Tech Scenario | Simple Cycle | Edmonton | 269.8 | 269.8
2024 | 2 Clean-Tech Scenario | Simple Cycle | Northeast
2024 | 2 Clean-Tech Scenario | Simple Cycle | Northwest | 673.6 | 673.6
2024 | 2 Clean-Tech Scenario | Simple Cycle | South | 131.6 | 155.2
2024 | 2 Clean-Tech Scenario | Solar | Calgary
2024 | 2 Clean-Tech Scenario | Solar | Central | 72 | 72
2024 | 2 Clean-Tech Scenario | Solar | Edmonton
2024 | 2 Clean-Tech Scenario | Solar | South | 1031.5 | 1031.5
2024 | 2 Clean-Tech Scenario | Solar/Storage | Central | 50 | 50
2024 | 2 Clean-Tech Scenario | Solar/Storage | Edmonton | 10 | 10
2024 | 2 Clean-Tech Scenario | Solar/Storage | Northeast | 50 | 100
2024 | 2 Clean-Tech Scenario | Solar/Storage | South | 20 | 35
2024 | 2 Clean-Tech Scenario | Storage | Calgary | 10 | 10
2024 | 2 Clean-Tech Scenario | Storage | Central | 75 | 75
2024 | 2 Clean-Tech Scenario | Storage | Edmonton | 20 | 20
2024 | 2 Clean-Tech Scenario | Storage | Northeast
2024 | 2 Clean-Tech Scenario | Storage | Northwest | 40 | 40
2024 | 2 Clean-Tech Scenario | Storage | South | 65 | 315
2024 | 2 Clean-Tech Scenario | Wind | Central | 609.4 | 709.4
2024 | 2 Clean-Tech Scenario | Wind | South | 2897.9 | 2997.9
2025 | 2 Clean-Tech Scenario | Coal | Central
2025 | 2 Clean-Tech Scenario | Coal | Edmonton
2025 | 2 Clean-Tech Scenario | Coal | South
2025 | 2 Clean-Tech Scenario | Coal to Gas - Steam boiler | Central | 385 | 385
2025 | 2 Clean-Tech Scenario | Coal to Gas - Steam boiler | Edmonton | 1731 | 1731
2025 | 2 Clean-Tech Scenario | Coal to Gas - Steam boiler | South | 800 | 800
2025 | 2 Clean-Tech Scenario | Cogeneration | Calgary | 12 | 12
2025 | 2 Clean-Tech Scenario | Cogeneration | Central | 1195 | 1195
2025 | 2 Clean-Tech Scenario | Cogeneration | Edmonton | 92 | 92
2025 | 2 Clean-Tech Scenario | Cogeneration | Northeast | 4478 | 4568
2025 | 2 Clean-Tech Scenario | Cogeneration | Northwest | 162 | 162
2025 | 2 Clean-Tech Scenario | Cogeneration | South | 100 | 100
2025 | 2 Clean-Tech Scenario | Combined Cycle | Calgary | 1300 | 1300
2025 | 2 Clean-Tech Scenario | Combined Cycle | Central | 900 | 900
2025 | 2 Clean-Tech Scenario | Combined Cycle | Edmonton | 2174 | 2174
2025 | 2 Clean-Tech Scenario | Combined Cycle | Northwest | 73 | 73
2025 | 2 Clean-Tech Scenario | Combined Cycle | South | 375 | 375
2025 | 2 Clean-Tech Scenario | Hydro | Central | 485 | 485
2025 | 2 Clean-Tech Scenario | Hydro | South | 409 | 409
2025 | 2 Clean-Tech Scenario | Other | Central | 50 | 50
2025 | 2 Clean-Tech Scenario | Other | Northeast | 149 | 149
2025 | 2 Clean-Tech Scenario | Other | Northwest | 182 | 182
2025 | 2 Clean-Tech Scenario | Other | South | 42 | 42
2025 | 2 Clean-Tech Scenario | Simple Cycle | Calgary | 144 | 144
2025 | 2 Clean-Tech Scenario | Simple Cycle | Central | 41.6 | 65.2
2025 | 2 Clean-Tech Scenario | Simple Cycle | Edmonton | 269.8 | 269.8
2025 | 2 Clean-Tech Scenario | Simple Cycle | Northeast
2025 | 2 Clean-Tech Scenario | Simple Cycle | Northwest | 673.6 | 673.6
2025 | 2 Clean-Tech Scenario | Simple Cycle | South | 155.2 | 155.2
2025 | 2 Clean-Tech Scenario | Solar | Calgary
2025 | 2 Clean-Tech Scenario | Solar | Central | 72 | 72
2025 | 2 Clean-Tech Scenario | Solar | Edmonton
2025 | 2 Clean-Tech Scenario | Solar | South | 1031.5 | 1031.5
2025 | 2 Clean-Tech Scenario | Solar/Storage | Central | 50 | 50
2025 | 2 Clean-Tech Scenario | Solar/Storage | Edmonton | 10 | 10
2025 | 2 Clean-Tech Scenario | Solar/Storage | Northeast | 100 | 100
2025 | 2 Clean-Tech Scenario | Solar/Storage | South | 35 | 35
2025 | 2 Clean-Tech Scenario | Storage | Calgary | 10 | 10
2025 | 2 Clean-Tech Scenario | Storage | Central | 75 | 150
2025 | 2 Clean-Tech Scenario | Storage | Edmonton | 20 | 20
2025 | 2 Clean-Tech Scenario | Storage | Northeast
2025 | 2 Clean-Tech Scenario | Storage | Northwest | 40 | 40
2025 | 2 Clean-Tech Scenario | Storage | South | 315 | 565
2025 | 2 Clean-Tech Scenario | Wind | Central | 709.4 | 759.4
2025 | 2 Clean-Tech Scenario | Wind | South | 2997.9 | 3147.9
2026 | 2 Clean-Tech Scenario | Coal | Central
2026 | 2 Clean-Tech Scenario | Coal | Edmonton
2026 | 2 Clean-Tech Scenario | Coal | South
2026 | 2 Clean-Tech Scenario | Coal to Gas - Steam boiler | Central
2026 | 2 Clean-Tech Scenario | Coal to Gas - Steam boiler | Edmonton | 935 | 935
2026 | 2 Clean-Tech Scenario | Coal to Gas - Steam boiler | South | 800 | 800
2026 | 2 Clean-Tech Scenario | Cogeneration | Calgary | 12 | 12
2026 | 2 Clean-Tech Scenario | Cogeneration | Central | 1195 | 1240
2026 | 2 Clean-Tech Scenario | Cogeneration | Edmonton | 92 | 92
2026 | 2 Clean-Tech Scenario | Cogeneration | Northeast | 4568 | 4568
2026 | 2 Clean-Tech Scenario | Cogeneration | Northwest | 162 | 162
2026 | 2 Clean-Tech Scenario | Cogeneration | South | 100 | 100
2026 | 2 Clean-Tech Scenario | Combined Cycle | Calgary | 1300 | 1300
2026 | 2 Clean-Tech Scenario | Combined Cycle | Central | 900 | 900
2026 | 2 Clean-Tech Scenario | Combined Cycle | Edmonton | 2174 | 2174
2026 | 2 Clean-Tech Scenario | Combined Cycle | Northwest | 73 | 73
2026 | 2 Clean-Tech Scenario | Combined Cycle | South | 375 | 375
2026 | 2 Clean-Tech Scenario | Hydro | Central | 485 | 485
2026 | 2 Clean-Tech Scenario | Hydro | South | 409 | 409
2026 | 2 Clean-Tech Scenario | Other | Central | 50 | 50
2026 | 2 Clean-Tech Scenario | Other | Northeast | 149 | 149
2026 | 2 Clean-Tech Scenario | Other | Northwest | 182 | 182
2026 | 2 Clean-Tech Scenario | Other | South | 42 | 42
2026 | 2 Clean-Tech Scenario | Simple Cycle | Calgary | 144 | 144
2026 | 2 Clean-Tech Scenario | Simple Cycle | Central | 65.2 | 65.2
2026 | 2 Clean-Tech Scenario | Simple Cycle | Edmonton | 269.8 | 269.8
2026 | 2 Clean-Tech Scenario | Simple Cycle | Northeast
2026 | 2 Clean-Tech Scenario | Simple Cycle | Northwest | 673.6 | 697.2
2026 | 2 Clean-Tech Scenario | Simple Cycle | South | 155.2 | 155.2
2026 | 2 Clean-Tech Scenario | Solar | Calgary
2026 | 2 Clean-Tech Scenario | Solar | Central | 72 | 72
2026 | 2 Clean-Tech Scenario | Solar | Edmonton
2026 | 2 Clean-Tech Scenario | Solar | South | 1031.5 | 1131.5
2026 | 2 Clean-Tech Scenario | Solar/Storage | Central | 50 | 50
2026 | 2 Clean-Tech Scenario | Solar/Storage | Edmonton | 10 | 10
2026 | 2 Clean-Tech Scenario | Solar/Storage | Northeast | 100 | 100
2026 | 2 Clean-Tech Scenario | Solar/Storage | South | 35 | 35
2026 | 2 Clean-Tech Scenario | Storage | Calgary | 10 | 10
2026 | 2 Clean-Tech Scenario | Storage | Central | 150 | 150
2026 | 2 Clean-Tech Scenario | Storage | Edmonton | 20 | 20
2026 | 2 Clean-Tech Scenario | Storage | Northeast
2026 | 2 Clean-Tech Scenario | Storage | Northwest | 40 | 40
2026 | 2 Clean-Tech Scenario | Storage | South | 565 | 565
2026 | 2 Clean-Tech Scenario | Wind | Central | 759.4 | 879.4
2026 | 2 Clean-Tech Scenario | Wind | South | 3147.9 | 3287.9
2027 | 2 Clean-Tech Scenario | Coal | Central
2027 | 2 Clean-Tech Scenario | Coal | Edmonton
2027 | 2 Clean-Tech Scenario | Coal | South
2027 | 2 Clean-Tech Scenario | Coal to Gas - Steam boiler | Central
2027 | 2 Clean-Tech Scenario | Coal to Gas - Steam boiler | Edmonton | 935 | 935
2027 | 2 Clean-Tech Scenario | Coal to Gas - Steam boiler | South
2027 | 2 Clean-Tech Scenario | Cogeneration | Calgary | 12 | 12
2027 | 2 Clean-Tech Scenario | Cogeneration | Central | 1240 | 1240
2027 | 2 Clean-Tech Scenario | Cogeneration | Edmonton | 92 | 92
2027 | 2 Clean-Tech Scenario | Cogeneration | Northeast | 4568 | 4658
2027 | 2 Clean-Tech Scenario | Cogeneration | Northwest | 162 | 162
2027 | 2 Clean-Tech Scenario | Cogeneration | South | 100 | 100
2027 | 2 Clean-Tech Scenario | Combined Cycle | Calgary | 1300 | 1300
2027 | 2 Clean-Tech Scenario | Combined Cycle | Central | 900 | 900
2027 | 2 Clean-Tech Scenario | Combined Cycle | Edmonton | 2174 | 2174
2027 | 2 Clean-Tech Scenario | Combined Cycle | Northwest | 73 | 73
2027 | 2 Clean-Tech Scenario | Combined Cycle | South | 375 | 375
2027 | 2 Clean-Tech Scenario | Hydro | Central | 485 | 485
2027 | 2 Clean-Tech Scenario | Hydro | South | 409 | 409
2027 | 2 Clean-Tech Scenario | Other | Central | 50 | 50
2027 | 2 Clean-Tech Scenario | Other | Northeast | 149 | 149
2027 | 2 Clean-Tech Scenario | Other | Northwest | 182 | 182
2027 | 2 Clean-Tech Scenario | Other | South | 42 | 42
2027 | 2 Clean-Tech Scenario | Simple Cycle | Calgary | 144 | 144
2027 | 2 Clean-Tech Scenario | Simple Cycle | Central | 65.2 | 65.2
2027 | 2 Clean-Tech Scenario | Simple Cycle | Edmonton | 269.8 | 269.8
2027 | 2 Clean-Tech Scenario | Simple Cycle | Northeast
2027 | 2 Clean-Tech Scenario | Simple Cycle | Northwest | 697.2 | 697.2
2027 | 2 Clean-Tech Scenario | Simple Cycle | South | 155.2 | 178.8
2027 | 2 Clean-Tech Scenario | Solar | Calgary |  | 10
2027 | 2 Clean-Tech Scenario | Solar | Central | 72 | 82
2027 | 2 Clean-Tech Scenario | Solar | Edmonton |  | 10
2027 | 2 Clean-Tech Scenario | Solar | South | 1131.5 | 1251.5
2027 | 2 Clean-Tech Scenario | Solar/Storage | Central | 50 | 50
2027 | 2 Clean-Tech Scenario | Solar/Storage | Edmonton | 10 | 10
2027 | 2 Clean-Tech Scenario | Solar/Storage | Northeast | 100 | 100
2027 | 2 Clean-Tech Scenario | Solar/Storage | South | 35 | 35
2027 | 2 Clean-Tech Scenario | Storage | Calgary | 10 | 10
2027 | 2 Clean-Tech Scenario | Storage | Central | 150 | 160
2027 | 2 Clean-Tech Scenario | Storage | Edmonton | 20 | 20
2027 | 2 Clean-Tech Scenario | Storage | Northeast |  | 10
2027 | 2 Clean-Tech Scenario | Storage | Northwest | 40 | 50
2027 | 2 Clean-Tech Scenario | Storage | South | 565 | 585
2027 | 2 Clean-Tech Scenario | Wind | Central | 879.4 | 889.4
2027 | 2 Clean-Tech Scenario | Wind | South | 3287.9 | 3317.9
2028 | 2 Clean-Tech Scenario | Coal | Central
2028 | 2 Clean-Tech Scenario | Coal | Edmonton
2028 | 2 Clean-Tech Scenario | Coal | South
2028 | 2 Clean-Tech Scenario | Coal to Gas - Steam boiler | Central
2028 | 2 Clean-Tech Scenario | Coal to Gas - Steam boiler | Edmonton | 935 | 935
2028 | 2 Clean-Tech Scenario | Coal to Gas - Steam boiler | South
2028 | 2 Clean-Tech Scenario | Cogeneration | Calgary | 12 | 12
2028 | 2 Clean-Tech Scenario | Cogeneration | Central | 1240 | 1240
2028 | 2 Clean-Tech Scenario | Cogeneration | Edmonton | 92 | 92
2028 | 2 Clean-Tech Scenario | Cogeneration | Northeast | 4658 | 4703
2028 | 2 Clean-Tech Scenario | Cogeneration | Northwest | 162 | 162
2028 | 2 Clean-Tech Scenario | Cogeneration | South | 100 | 100
2028 | 2 Clean-Tech Scenario | Combined Cycle | Calgary | 1300 | 1300
2028 | 2 Clean-Tech Scenario | Combined Cycle | Central | 900 | 900
2028 | 2 Clean-Tech Scenario | Combined Cycle | Edmonton | 2174 | 2174
2028 | 2 Clean-Tech Scenario | Combined Cycle | Northwest | 73 | 73
2028 | 2 Clean-Tech Scenario | Combined Cycle | South | 375 | 375
2028 | 2 Clean-Tech Scenario | Hydro | Central | 485 | 485
2028 | 2 Clean-Tech Scenario | Hydro | South | 409 | 409
2028 | 2 Clean-Tech Scenario | Other | Central | 50 | 50
2028 | 2 Clean-Tech Scenario | Other | Northeast | 149 | 149
2028 | 2 Clean-Tech Scenario | Other | Northwest | 182 | 182
2028 | 2 Clean-Tech Scenario | Other | South | 42 | 42
2028 | 2 Clean-Tech Scenario | Simple Cycle | Calgary | 144 | 144
2028 | 2 Clean-Tech Scenario | Simple Cycle | Central | 65.2 | 88.8
2028 | 2 Clean-Tech Scenario | Simple Cycle | Edmonton | 269.8 | 269.8
2028 | 2 Clean-Tech Scenario | Simple Cycle | Northeast
2028 | 2 Clean-Tech Scenario | Simple Cycle | Northwest | 697.2 | 697.2
2028 | 2 Clean-Tech Scenario | Simple Cycle | South | 178.8 | 178.8
2028 | 2 Clean-Tech Scenario | Solar | Calgary | 10 | 20
2028 | 2 Clean-Tech Scenario | Solar | Central | 82 | 152
2028 | 2 Clean-Tech Scenario | Solar | Edmonton | 10 | 20
2028 | 2 Clean-Tech Scenario | Solar | South | 1251.5 | 1331.5
2028 | 2 Clean-Tech Scenario | Solar/Storage | Central | 50 | 50
2028 | 2 Clean-Tech Scenario | Solar/Storage | Edmonton | 10 | 10
2028 | 2 Clean-Tech Scenario | Solar/Storage | Northeast | 100 | 100
2028 | 2 Clean-Tech Scenario | Solar/Storage | South | 35 | 35
2028 | 2 Clean-Tech Scenario | Storage | Calgary | 10 | 10
2028 | 2 Clean-Tech Scenario | Storage | Central | 160 | 160
2028 | 2 Clean-Tech Scenario | Storage | Edmonton | 20 | 20
2028 | 2 Clean-Tech Scenario | Storage | Northeast | 10 | 10
2028 | 2 Clean-Tech Scenario | Storage | Northwest | 50 | 50
2028 | 2 Clean-Tech Scenario | Storage | South | 585 | 585
2028 | 2 Clean-Tech Scenario | Wind | Central | 889.4 | 999.4
2028 | 2 Clean-Tech Scenario | Wind | South | 3317.9 | 3467.9
2029 | 2 Clean-Tech Scenario | Coal | Central
2029 | 2 Clean-Tech Scenario | Coal | Edmonton
2029 | 2 Clean-Tech Scenario | Coal | South
2029 | 2 Clean-Tech Scenario | Coal to Gas - Steam boiler | Central
2029 | 2 Clean-Tech Scenario | Coal to Gas - Steam boiler | Edmonton | 935 | 935
2029 | 2 Clean-Tech Scenario | Coal to Gas - Steam boiler | South
2029 | 2 Clean-Tech Scenario | Cogeneration | Calgary | 12 | 12
2029 | 2 Clean-Tech Scenario | Cogeneration | Central | 1240 | 1240
2029 | 2 Clean-Tech Scenario | Cogeneration | Edmonton | 92 | 92
2029 | 2 Clean-Tech Scenario | Cogeneration | Northeast | 4703 | 4793
2029 | 2 Clean-Tech Scenario | Cogeneration | Northwest | 162 | 162
2029 | 2 Clean-Tech Scenario | Cogeneration | South | 100 | 100
2029 | 2 Clean-Tech Scenario | Combined Cycle | Calgary | 1300 | 1300
2029 | 2 Clean-Tech Scenario | Combined Cycle | Central | 900 | 900
2029 | 2 Clean-Tech Scenario | Combined Cycle | Edmonton | 2174 | 2174
2029 | 2 Clean-Tech Scenario | Combined Cycle | Northwest | 73 | 73
2029 | 2 Clean-Tech Scenario | Combined Cycle | South | 375 | 375
2029 | 2 Clean-Tech Scenario | Hydro | Central | 485 | 485
2029 | 2 Clean-Tech Scenario | Hydro | South | 409 | 409
2029 | 2 Clean-Tech Scenario | Other | Central | 50 | 50
2029 | 2 Clean-Tech Scenario | Other | Northeast | 149 | 149
2029 | 2 Clean-Tech Scenario | Other | Northwest | 182 | 182
2029 | 2 Clean-Tech Scenario | Other | South | 42 | 42
2029 | 2 Clean-Tech Scenario | Simple Cycle | Calgary | 144 | 144
2029 | 2 Clean-Tech Scenario | Simple Cycle | Central | 88.8 | 88.8
2029 | 2 Clean-Tech Scenario | Simple Cycle | Edmonton | 269.8 | 269.8
2029 | 2 Clean-Tech Scenario | Simple Cycle | Northeast
2029 | 2 Clean-Tech Scenario | Simple Cycle | Northwest | 697.2 | 720.8
2029 | 2 Clean-Tech Scenario | Simple Cycle | South | 178.8 | 178.8
2029 | 2 Clean-Tech Scenario | Solar | Calgary | 20 | 40
2029 | 2 Clean-Tech Scenario | Solar | Central | 152 | 212
2029 | 2 Clean-Tech Scenario | Solar | Edmonton | 20 | 40
2029 | 2 Clean-Tech Scenario | Solar | South | 1331.5 | 1411.5
2029 | 2 Clean-Tech Scenario | Solar/Storage | Central | 50 | 50
2029 | 2 Clean-Tech Scenario | Solar/Storage | Edmonton | 10 | 10
2029 | 2 Clean-Tech Scenario | Solar/Storage | Northeast | 100 | 100
2029 | 2 Clean-Tech Scenario | Solar/Storage | South | 35 | 35
2029 | 2 Clean-Tech Scenario | Storage | Calgary | 10 | 10
2029 | 2 Clean-Tech Scenario | Storage | Central | 160 | 180
2029 | 2 Clean-Tech Scenario | Storage | Edmonton | 20 | 30
2029 | 2 Clean-Tech Scenario | Storage | Northeast | 10 | 10
2029 | 2 Clean-Tech Scenario | Storage | Northwest | 50 | 50
2029 | 2 Clean-Tech Scenario | Storage | South | 585 | 605
2029 | 2 Clean-Tech Scenario | Wind | Central | 999.4 | 1009.4
2029 | 2 Clean-Tech Scenario | Wind | South | 3467.9 | 3487.9
2030 | 2 Clean-Tech Scenario | Coal | Central
2030 | 2 Clean-Tech Scenario | Coal | Edmonton
2030 | 2 Clean-Tech Scenario | Coal | South
2030 | 2 Clean-Tech Scenario | Coal to Gas - Steam boiler | Central
2030 | 2 Clean-Tech Scenario | Coal to Gas - Steam boiler | Edmonton | 935 | 935
2030 | 2 Clean-Tech Scenario | Coal to Gas - Steam boiler | South
2030 | 2 Clean-Tech Scenario | Cogeneration | Calgary | 12 | 12
2030 | 2 Clean-Tech Scenario | Cogeneration | Central | 1240 | 1240
2030 | 2 Clean-Tech Scenario | Cogeneration | Edmonton | 92 | 92
2030 | 2 Clean-Tech Scenario | Cogeneration | Northeast | 4793 | 4883
2030 | 2 Clean-Tech Scenario | Cogeneration | Northwest | 162 | 162
2030 | 2 Clean-Tech Scenario | Cogeneration | South | 100 | 100
2030 | 2 Clean-Tech Scenario | Combined Cycle | Calgary | 1300 | 1300
2030 | 2 Clean-Tech Scenario | Combined Cycle | Central | 900 | 900
2030 | 2 Clean-Tech Scenario | Combined Cycle | Edmonton | 2174 | 2174
2030 | 2 Clean-Tech Scenario | Combined Cycle | Northwest | 73 | 73
2030 | 2 Clean-Tech Scenario | Combined Cycle | South | 375 | 375
2030 | 2 Clean-Tech Scenario | Hydro | Central | 485 | 485
2030 | 2 Clean-Tech Scenario | Hydro | South | 409 | 409
2030 | 2 Clean-Tech Scenario | Other | Central | 50 | 50
2030 | 2 Clean-Tech Scenario | Other | Northeast | 149 | 149
2030 | 2 Clean-Tech Scenario | Other | Northwest | 182 | 192
2030 | 2 Clean-Tech Scenario | Other | South | 42 | 42
2030 | 2 Clean-Tech Scenario | Simple Cycle | Calgary | 144 | 144
2030 | 2 Clean-Tech Scenario | Simple Cycle | Central | 88.8 | 88.8
2030 | 2 Clean-Tech Scenario | Simple Cycle | Edmonton | 269.8 | 269.8
2030 | 2 Clean-Tech Scenario | Simple Cycle | Northeast
2030 | 2 Clean-Tech Scenario | Simple Cycle | Northwest | 720.8 | 720.8
2030 | 2 Clean-Tech Scenario | Simple Cycle | South | 178.8 | 202.4
2030 | 2 Clean-Tech Scenario | Solar | Calgary | 40 | 60
2030 | 2 Clean-Tech Scenario | Solar | Central | 212 | 222
2030 | 2 Clean-Tech Scenario | Solar | Edmonton | 40 | 60
2030 | 2 Clean-Tech Scenario | Solar | South | 1411.5 | 1441.5
2030 | 2 Clean-Tech Scenario | Solar/Storage | Central | 50 | 50
2030 | 2 Clean-Tech Scenario | Solar/Storage | Edmonton | 10 | 10
2030 | 2 Clean-Tech Scenario | Solar/Storage | Northeast | 100 | 100
2030 | 2 Clean-Tech Scenario | Solar/Storage | South | 35 | 35
2030 | 2 Clean-Tech Scenario | Storage | Calgary | 10 | 10
2030 | 2 Clean-Tech Scenario | Storage | Central | 180 | 180
2030 | 2 Clean-Tech Scenario | Storage | Edmonton | 30 | 30
2030 | 2 Clean-Tech Scenario | Storage | Northeast | 10 | 10
2030 | 2 Clean-Tech Scenario | Storage | Northwest | 50 | 50
2030 | 2 Clean-Tech Scenario | Storage | South | 605 | 605
2030 | 2 Clean-Tech Scenario | Wind | Central | 1009.4 | 1009.4
2030 | 2 Clean-Tech Scenario | Wind | South | 3487.9 | 3487.9
2031 | 2 Clean-Tech Scenario | Coal | Central
2031 | 2 Clean-Tech Scenario | Coal | Edmonton
2031 | 2 Clean-Tech Scenario | Coal | South
2031 | 2 Clean-Tech Scenario | Coal to Gas - Steam boiler | Central
2031 | 2 Clean-Tech Scenario | Coal to Gas - Steam boiler | Edmonton | 935 | 935
2031 | 2 Clean-Tech Scenario | Coal to Gas - Steam boiler | South
2031 | 2 Clean-Tech Scenario | Cogeneration | Calgary | 12 | 12
2031 | 2 Clean-Tech Scenario | Cogeneration | Central | 1240 | 1240
2031 | 2 Clean-Tech Scenario | Cogeneration | Edmonton | 92 | 92
2031 | 2 Clean-Tech Scenario | Cogeneration | Northeast | 4883 | 4973
2031 | 2 Clean-Tech Scenario | Cogeneration | Northwest | 162 | 162
2031 | 2 Clean-Tech Scenario | Cogeneration | South | 100 | 100
2031 | 2 Clean-Tech Scenario | Combined Cycle | Calgary | 1300 | 1300
2031 | 2 Clean-Tech Scenario | Combined Cycle | Central | 900 | 900
2031 | 2 Clean-Tech Scenario | Combined Cycle | Edmonton | 2174 | 2174
2031 | 2 Clean-Tech Scenario | Combined Cycle | Northwest | 73 | 73
2031 | 2 Clean-Tech Scenario | Combined Cycle | South | 375 | 375
2031 | 2 Clean-Tech Scenario | Hydro | Central | 485 | 485
2031 | 2 Clean-Tech Scenario | Hydro | South | 409 | 409
2031 | 2 Clean-Tech Scenario | Other | Central | 50 | 50
2031 | 2 Clean-Tech Scenario | Other | Northeast | 149 | 149
2031 | 2 Clean-Tech Scenario | Other | Northwest | 192 | 202
2031 | 2 Clean-Tech Scenario | Other | South | 42 | 42
2031 | 2 Clean-Tech Scenario | Simple Cycle | Calgary | 144 | 144
2031 | 2 Clean-Tech Scenario | Simple Cycle | Central | 88.8 | 112.4
2031 | 2 Clean-Tech Scenario | Simple Cycle | Edmonton | 269.8 | 269.8
2031 | 2 Clean-Tech Scenario | Simple Cycle | Northeast
2031 | 2 Clean-Tech Scenario | Simple Cycle | Northwest | 720.8 | 720.8
2031 | 2 Clean-Tech Scenario | Simple Cycle | South | 202.4 | 202.4
2031 | 2 Clean-Tech Scenario | Solar | Calgary | 60 | 60
2031 | 2 Clean-Tech Scenario | Solar | Central | 222 | 282
2031 | 2 Clean-Tech Scenario | Solar | Edmonton | 60 | 60
2031 | 2 Clean-Tech Scenario | Solar | South | 1441.5 | 1561.5
2031 | 2 Clean-Tech Scenario | Solar/Storage | Central | 50 | 50
2031 | 2 Clean-Tech Scenario | Solar/Storage | Edmonton | 10 | 10
2031 | 2 Clean-Tech Scenario | Solar/Storage | Northeast | 100 | 100
2031 | 2 Clean-Tech Scenario | Solar/Storage | South | 35 | 35
2031 | 2 Clean-Tech Scenario | Storage | Calgary | 10 | 20
2031 | 2 Clean-Tech Scenario | Storage | Central | 180 | 190
2031 | 2 Clean-Tech Scenario | Storage | Edmonton | 30 | 30
2031 | 2 Clean-Tech Scenario | Storage | Northeast | 10 | 20
2031 | 2 Clean-Tech Scenario | Storage | Northwest | 50 | 50
2031 | 2 Clean-Tech Scenario | Storage | South | 605 | 625
2031 | 2 Clean-Tech Scenario | Wind | Central | 1009.4 | 1009.4
2031 | 2 Clean-Tech Scenario | Wind | South | 3487.9 | 3487.9
2032 | 2 Clean-Tech Scenario | Coal | Central
2032 | 2 Clean-Tech Scenario | Coal | Edmonton
2032 | 2 Clean-Tech Scenario | Coal | South
2032 | 2 Clean-Tech Scenario | Coal to Gas - Steam boiler | Central
2032 | 2 Clean-Tech Scenario | Coal to Gas - Steam boiler | Edmonton | 935 | 935
2032 | 2 Clean-Tech Scenario | Coal to Gas - Steam boiler | South
2032 | 2 Clean-Tech Scenario | Cogeneration | Calgary | 12 | 12
2032 | 2 Clean-Tech Scenario | Cogeneration | Central | 1240 | 1240
2032 | 2 Clean-Tech Scenario | Cogeneration | Edmonton | 92 | 92
2032 | 2 Clean-Tech Scenario | Cogeneration | Northeast | 4973 | 5018
2032 | 2 Clean-Tech Scenario | Cogeneration | Northwest | 162 | 162
2032 | 2 Clean-Tech Scenario | Cogeneration | South | 100 | 100
2032 | 2 Clean-Tech Scenario | Combined Cycle | Calgary | 1300 | 1300
2032 | 2 Clean-Tech Scenario | Combined Cycle | Central | 900 | 900
2032 | 2 Clean-Tech Scenario | Combined Cycle | Edmonton | 2174 | 2174
2032 | 2 Clean-Tech Scenario | Combined Cycle | Northwest | 73 | 73
2032 | 2 Clean-Tech Scenario | Combined Cycle | South | 375 | 375
2032 | 2 Clean-Tech Scenario | Hydro | Central | 485 | 485
2032 | 2 Clean-Tech Scenario | Hydro | South | 409 | 409
2032 | 2 Clean-Tech Scenario | Other | Central | 50 | 50
2032 | 2 Clean-Tech Scenario | Other | Northeast | 149 | 149
2032 | 2 Clean-Tech Scenario | Other | Northwest | 202 | 212
2032 | 2 Clean-Tech Scenario | Other | South | 42 | 42
2032 | 2 Clean-Tech Scenario | Simple Cycle | Calgary | 144 | 144
2032 | 2 Clean-Tech Scenario | Simple Cycle | Central | 112.4 | 112.4
2032 | 2 Clean-Tech Scenario | Simple Cycle | Edmonton | 269.8 | 269.8
2032 | 2 Clean-Tech Scenario | Simple Cycle | Northeast
2032 | 2 Clean-Tech Scenario | Simple Cycle | Northwest | 720.8 | 744.4
2032 | 2 Clean-Tech Scenario | Simple Cycle | South | 202.4 | 202.4
2032 | 2 Clean-Tech Scenario | Solar | Calgary | 60 | 60
2032 | 2 Clean-Tech Scenario | Solar | Central | 282 | 282
2032 | 2 Clean-Tech Scenario | Solar | Edmonton | 60 | 60
2032 | 2 Clean-Tech Scenario | Solar | South | 1561.5 | 1561.5
2032 | 2 Clean-Tech Scenario | Solar/Storage | Central | 50 | 50
2032 | 2 Clean-Tech Scenario | Solar/Storage | Edmonton | 10 | 10
2032 | 2 Clean-Tech Scenario | Solar/Storage | Northeast | 100 | 100
2032 | 2 Clean-Tech Scenario | Solar/Storage | South | 35 | 35
2032 | 2 Clean-Tech Scenario | Storage | Calgary | 20 | 20
2032 | 2 Clean-Tech Scenario | Storage | Central | 190 | 190
2032 | 2 Clean-Tech Scenario | Storage | Edmonton | 30 | 30
2032 | 2 Clean-Tech Scenario | Storage | Northeast | 20 | 20
2032 | 2 Clean-Tech Scenario | Storage | Northwest | 50 | 50
2032 | 2 Clean-Tech Scenario | Storage | South | 625 | 625
2032 | 2 Clean-Tech Scenario | Wind | Central | 1009.4 | 1109.4
2032 | 2 Clean-Tech Scenario | Wind | South | 3487.9 | 3537.9
2033 | 2 Clean-Tech Scenario | Coal | Central
2033 | 2 Clean-Tech Scenario | Coal | Edmonton
2033 | 2 Clean-Tech Scenario | Coal | South
2033 | 2 Clean-Tech Scenario | Coal to Gas - Steam boiler | Central
2033 | 2 Clean-Tech Scenario | Coal to Gas - Steam boiler | Edmonton | 935 | 935
2033 | 2 Clean-Tech Scenario | Coal to Gas - Steam boiler | South
2033 | 2 Clean-Tech Scenario | Cogeneration | Calgary | 12 | 12
2033 | 2 Clean-Tech Scenario | Cogeneration | Central | 1240 | 1240
2033 | 2 Clean-Tech Scenario | Cogeneration | Edmonton | 92 | 92
2033 | 2 Clean-Tech Scenario | Cogeneration | Northeast | 5018 | 5018
2033 | 2 Clean-Tech Scenario | Cogeneration | Northwest | 162 | 162
2033 | 2 Clean-Tech Scenario | Cogeneration | South | 100 | 100
2033 | 2 Clean-Tech Scenario | Combined Cycle | Calgary | 1300 | 1300
2033 | 2 Clean-Tech Scenario | Combined Cycle | Central | 900 | 900
2033 | 2 Clean-Tech Scenario | Combined Cycle | Edmonton | 2174 | 2174
2033 | 2 Clean-Tech Scenario | Combined Cycle | Northwest | 73 | 73
2033 | 2 Clean-Tech Scenario | Combined Cycle | South | 375 | 375
2033 | 2 Clean-Tech Scenario | Hydro | Central | 485 | 485
2033 | 2 Clean-Tech Scenario | Hydro | South | 409 | 409
2033 | 2 Clean-Tech Scenario | Other | Central | 50 | 50
2033 | 2 Clean-Tech Scenario | Other | Northeast | 149 | 149
2033 | 2 Clean-Tech Scenario | Other | Northwest | 212 | 222
2033 | 2 Clean-Tech Scenario | Other | South | 42 | 42
2033 | 2 Clean-Tech Scenario | Simple Cycle | Calgary | 144 | 144
2033 | 2 Clean-Tech Scenario | Simple Cycle | Central | 112.4 | 112.4
2033 | 2 Clean-Tech Scenario | Simple Cycle | Edmonton | 269.8 | 269.8
2033 | 2 Clean-Tech Scenario | Simple Cycle | Northeast
2033 | 2 Clean-Tech Scenario | Simple Cycle | Northwest | 744.4 | 744.4
2033 | 2 Clean-Tech Scenario | Simple Cycle | South | 202.4 | 226
2033 | 2 Clean-Tech Scenario | Solar | Calgary | 60 | 60
2033 | 2 Clean-Tech Scenario | Solar | Central | 282 | 332
2033 | 2 Clean-Tech Scenario | Solar | Edmonton | 60 | 60
2033 | 2 Clean-Tech Scenario | Solar | South | 1561.5 | 1661.5
2033 | 2 Clean-Tech Scenario | Solar/Storage | Central | 50 | 50
2033 | 2 Clean-Tech Scenario | Solar/Storage | Edmonton | 10 | 10
2033 | 2 Clean-Tech Scenario | Solar/Storage | Northeast | 100 | 100
2033 | 2 Clean-Tech Scenario | Solar/Storage | South | 35 | 35
2033 | 2 Clean-Tech Scenario | Storage | Calgary | 20 | 20
2033 | 2 Clean-Tech Scenario | Storage | Central | 190 | 210
2033 | 2 Clean-Tech Scenario | Storage | Edmonton | 30 | 40
2033 | 2 Clean-Tech Scenario | Storage | Northeast | 20 | 30
2033 | 2 Clean-Tech Scenario | Storage | Northwest | 50 | 60
2033 | 2 Clean-Tech Scenario | Storage | South | 625 | 645
2033 | 2 Clean-Tech Scenario | Wind | Central | 1109.4 | 1109.4
2033 | 2 Clean-Tech Scenario | Wind | South | 3537.9 | 3537.9
2034 | 2 Clean-Tech Scenario | Coal | Central
2034 | 2 Clean-Tech Scenario | Coal | Edmonton
2034 | 2 Clean-Tech Scenario | Coal | South
2034 | 2 Clean-Tech Scenario | Coal to Gas - Steam boiler | Central
2034 | 2 Clean-Tech Scenario | Coal to Gas - Steam boiler | Edmonton | 935 | 935
2034 | 2 Clean-Tech Scenario | Coal to Gas - Steam boiler | South
2034 | 2 Clean-Tech Scenario | Cogeneration | Calgary | 12 | 12
2034 | 2 Clean-Tech Scenario | Cogeneration | Central | 1240 | 1240
2034 | 2 Clean-Tech Scenario | Cogeneration | Edmonton | 92 | 92
2034 | 2 Clean-Tech Scenario | Cogeneration | Northeast | 5018 | 5063
2034 | 2 Clean-Tech Scenario | Cogeneration | Northwest | 162 | 162
2034 | 2 Clean-Tech Scenario | Cogeneration | South | 100 | 100
2034 | 2 Clean-Tech Scenario | Combined Cycle | Calgary | 1300 | 1300
2034 | 2 Clean-Tech Scenario | Combined Cycle | Central | 900 | 900
2034 | 2 Clean-Tech Scenario | Combined Cycle | Edmonton | 2174 | 2174
2034 | 2 Clean-Tech Scenario | Combined Cycle | Northwest | 73 | 73
2034 | 2 Clean-Tech Scenario | Combined Cycle | South | 375 | 375
2034 | 2 Clean-Tech Scenario | Hydro | Central | 485 | 485
2034 | 2 Clean-Tech Scenario | Hydro | South | 409 | 409
2034 | 2 Clean-Tech Scenario | Other | Central | 50 | 50
2034 | 2 Clean-Tech Scenario | Other | Northeast | 149 | 149
2034 | 2 Clean-Tech Scenario | Other | Northwest | 222 | 232
2034 | 2 Clean-Tech Scenario | Other | South | 42 | 42
2034 | 2 Clean-Tech Scenario | Simple Cycle | Calgary | 144 | 144
2034 | 2 Clean-Tech Scenario | Simple Cycle | Central | 112.4 | 136
2034 | 2 Clean-Tech Scenario | Simple Cycle | Edmonton | 269.8 | 269.8
2034 | 2 Clean-Tech Scenario | Simple Cycle | Northeast
2034 | 2 Clean-Tech Scenario | Simple Cycle | Northwest | 744.4 | 744.4
2034 | 2 Clean-Tech Scenario | Simple Cycle | South | 226 | 226
2034 | 2 Clean-Tech Scenario | Solar | Calgary | 60 | 60
2034 | 2 Clean-Tech Scenario | Solar | Central | 332 | 332
2034 | 2 Clean-Tech Scenario | Solar | Edmonton | 60 | 60
2034 | 2 Clean-Tech Scenario | Solar | South | 1661.5 | 1661.5
2034 | 2 Clean-Tech Scenario | Solar/Storage | Central | 50 | 50
2034 | 2 Clean-Tech Scenario | Solar/Storage | Edmonton | 10 | 10
2034 | 2 Clean-Tech Scenario | Solar/Storage | Northeast | 100 | 100
2034 | 2 Clean-Tech Scenario | Solar/Storage | South | 35 | 35
2034 | 2 Clean-Tech Scenario | Storage | Calgary | 20 | 20
2034 | 2 Clean-Tech Scenario | Storage | Central | 210 | 210
2034 | 2 Clean-Tech Scenario | Storage | Edmonton | 40 | 40
2034 | 2 Clean-Tech Scenario | Storage | Northeast | 30 | 30
2034 | 2 Clean-Tech Scenario | Storage | Northwest | 60 | 60
2034 | 2 Clean-Tech Scenario | Storage | South | 645 | 645
2034 | 2 Clean-Tech Scenario | Wind | Central | 1109.4 | 1159.4
2034 | 2 Clean-Tech Scenario | Wind | South | 3537.9 | 3637.9
2035 | 2 Clean-Tech Scenario | Coal | Central
2035 | 2 Clean-Tech Scenario | Coal | Edmonton
2035 | 2 Clean-Tech Scenario | Coal | South
2035 | 2 Clean-Tech Scenario | Coal to Gas - Steam boiler | Central
2035 | 2 Clean-Tech Scenario | Coal to Gas - Steam boiler | Edmonton | 935 | 935
2035 | 2 Clean-Tech Scenario | Coal to Gas - Steam boiler | South
2035 | 2 Clean-Tech Scenario | Cogeneration | Calgary | 12 | 12
2035 | 2 Clean-Tech Scenario | Cogeneration | Central | 1240 | 1240
2035 | 2 Clean-Tech Scenario | Cogeneration | Edmonton | 92 | 92
2035 | 2 Clean-Tech Scenario | Cogeneration | Northeast | 5063 | 5063
2035 | 2 Clean-Tech Scenario | Cogeneration | Northwest | 162 | 162
2035 | 2 Clean-Tech Scenario | Cogeneration | South | 100 | 100
2035 | 2 Clean-Tech Scenario | Combined Cycle | Calgary | 1300 | 1300
2035 | 2 Clean-Tech Scenario | Combined Cycle | Central | 900 | 900
2035 | 2 Clean-Tech Scenario | Combined Cycle | Edmonton | 2174 | 2174
2035 | 2 Clean-Tech Scenario | Combined Cycle | Northwest | 73 | 73
2035 | 2 Clean-Tech Scenario | Combined Cycle | South | 375 | 375
2035 | 2 Clean-Tech Scenario | Hydro | Central | 485 | 485
2035 | 2 Clean-Tech Scenario | Hydro | South | 409 | 409
2035 | 2 Clean-Tech Scenario | Other | Central | 50 | 50
2035 | 2 Clean-Tech Scenario | Other | Northeast | 149 | 149
2035 | 2 Clean-Tech Scenario | Other | Northwest | 232 | 242
2035 | 2 Clean-Tech Scenario | Other | South | 42 | 42
2035 | 2 Clean-Tech Scenario | Simple Cycle | Calgary | 144 | 144
2035 | 2 Clean-Tech Scenario | Simple Cycle | Central | 136 | 136
2035 | 2 Clean-Tech Scenario | Simple Cycle | Edmonton | 269.8 | 269.8
2035 | 2 Clean-Tech Scenario | Simple Cycle | Northeast
2035 | 2 Clean-Tech Scenario | Simple Cycle | Northwest | 744.4 | 768
2035 | 2 Clean-Tech Scenario | Simple Cycle | South | 226 | 226
2035 | 2 Clean-Tech Scenario | Solar | Calgary | 60 | 70
2035 | 2 Clean-Tech Scenario | Solar | Central | 332 | 402
2035 | 2 Clean-Tech Scenario | Solar | Edmonton | 60 | 80
2035 | 2 Clean-Tech Scenario | Solar | South | 1661.5 | 1791.5
2035 | 2 Clean-Tech Scenario | Solar/Storage | Central | 50 | 50
2035 | 2 Clean-Tech Scenario | Solar/Storage | Edmonton | 10 | 10
2035 | 2 Clean-Tech Scenario | Solar/Storage | Northeast | 100 | 100
2035 | 2 Clean-Tech Scenario | Solar/Storage | South | 35 | 35
2035 | 2 Clean-Tech Scenario | Storage | Calgary | 20 | 30
2035 | 2 Clean-Tech Scenario | Storage | Central | 210 | 240
2035 | 2 Clean-Tech Scenario | Storage | Edmonton | 40 | 50
2035 | 2 Clean-Tech Scenario | Storage | Northeast | 30 | 40
2035 | 2 Clean-Tech Scenario | Storage | Northwest | 60 | 70
2035 | 2 Clean-Tech Scenario | Storage | South | 645 | 665
2035 | 2 Clean-Tech Scenario | Wind | Central | 1159.4 | 1159.4
2035 | 2 Clean-Tech Scenario | Wind | South | 3637.9 | 3837.9
2036 | 2 Clean-Tech Scenario | Coal | Central
2036 | 2 Clean-Tech Scenario | Coal | Edmonton
2036 | 2 Clean-Tech Scenario | Coal | South
2036 | 2 Clean-Tech Scenario | Coal to Gas - Steam boiler | Central
2036 | 2 Clean-Tech Scenario | Coal to Gas - Steam boiler | Edmonton | 935 | 935
2036 | 2 Clean-Tech Scenario | Coal to Gas - Steam boiler | South
2036 | 2 Clean-Tech Scenario | Cogeneration | Calgary | 12 | 12
2036 | 2 Clean-Tech Scenario | Cogeneration | Central | 1240 | 1240
2036 | 2 Clean-Tech Scenario | Cogeneration | Edmonton | 92 | 92
2036 | 2 Clean-Tech Scenario | Cogeneration | Northeast | 5063 | 5108
2036 | 2 Clean-Tech Scenario | Cogeneration | Northwest | 162 | 162
2036 | 2 Clean-Tech Scenario | Cogeneration | South | 100 | 100
2036 | 2 Clean-Tech Scenario | Combined Cycle | Calgary | 1300 | 1300
2036 | 2 Clean-Tech Scenario | Combined Cycle | Central | 900 | 900
2036 | 2 Clean-Tech Scenario | Combined Cycle | Edmonton | 2174 | 2174
2036 | 2 Clean-Tech Scenario | Combined Cycle | Northwest | 73 | 73
2036 | 2 Clean-Tech Scenario | Combined Cycle | South | 375 | 375
2036 | 2 Clean-Tech Scenario | Hydro | Central | 485 | 485
2036 | 2 Clean-Tech Scenario | Hydro | South | 409 | 409
2036 | 2 Clean-Tech Scenario | Other | Central | 50 | 50
2036 | 2 Clean-Tech Scenario | Other | Northeast | 149 | 149
2036 | 2 Clean-Tech Scenario | Other | Northwest | 242 | 252
2036 | 2 Clean-Tech Scenario | Other | South | 42 | 42
2036 | 2 Clean-Tech Scenario | Simple Cycle | Calgary | 144 | 144
2036 | 2 Clean-Tech Scenario | Simple Cycle | Central | 136 | 136
2036 | 2 Clean-Tech Scenario | Simple Cycle | Edmonton | 269.8 | 269.8
2036 | 2 Clean-Tech Scenario | Simple Cycle | Northeast
2036 | 2 Clean-Tech Scenario | Simple Cycle | Northwest | 768 | 768
2036 | 2 Clean-Tech Scenario | Simple Cycle | South | 226 | 249.6
2036 | 2 Clean-Tech Scenario | Solar | Calgary | 70 | 90
2036 | 2 Clean-Tech Scenario | Solar | Central | 402 | 412
2036 | 2 Clean-Tech Scenario | Solar | Edmonton | 80 | 100
2036 | 2 Clean-Tech Scenario | Solar | South | 1791.5 | 1821.5
2036 | 2 Clean-Tech Scenario | Solar/Storage | Central | 50 | 50
2036 | 2 Clean-Tech Scenario | Solar/Storage | Edmonton | 10 | 10
2036 | 2 Clean-Tech Scenario | Solar/Storage | Northeast | 100 | 100
2036 | 2 Clean-Tech Scenario | Solar/Storage | South | 35 | 35
2036 | 2 Clean-Tech Scenario | Storage | Calgary | 30 | 30
2036 | 2 Clean-Tech Scenario | Storage | Central | 240 | 240
2036 | 2 Clean-Tech Scenario | Storage | Edmonton | 50 | 50
2036 | 2 Clean-Tech Scenario | Storage | Northeast | 40 | 40
2036 | 2 Clean-Tech Scenario | Storage | Northwest | 70 | 70
2036 | 2 Clean-Tech Scenario | Storage | South | 665 | 665
2036 | 2 Clean-Tech Scenario | Wind | Central | 1159.4 | 1259.4
2036 | 2 Clean-Tech Scenario | Wind | South | 3837.9 | 3887.9
2037 | 2 Clean-Tech Scenario | Coal | Central
2037 | 2 Clean-Tech Scenario | Coal | Edmonton
2037 | 2 Clean-Tech Scenario | Coal | South
2037 | 2 Clean-Tech Scenario | Coal to Gas - Steam boiler | Central
2037 | 2 Clean-Tech Scenario | Coal to Gas - Steam boiler | Edmonton | 935 | 935
2037 | 2 Clean-Tech Scenario | Coal to Gas - Steam boiler | South
2037 | 2 Clean-Tech Scenario | Cogeneration | Calgary | 12 | 12
2037 | 2 Clean-Tech Scenario | Cogeneration | Central | 1240 | 1240
2037 | 2 Clean-Tech Scenario | Cogeneration | Edmonton | 92 | 92
2037 | 2 Clean-Tech Scenario | Cogeneration | Northeast | 5108 | 5108
2037 | 2 Clean-Tech Scenario | Cogeneration | Northwest | 162 | 162
2037 | 2 Clean-Tech Scenario | Cogeneration | South | 100 | 100
2037 | 2 Clean-Tech Scenario | Combined Cycle | Calgary | 1300 | 1300
2037 | 2 Clean-Tech Scenario | Combined Cycle | Central | 900 | 900
2037 | 2 Clean-Tech Scenario | Combined Cycle | Edmonton | 2174 | 2174
2037 | 2 Clean-Tech Scenario | Combined Cycle | Northwest | 73 | 73
2037 | 2 Clean-Tech Scenario | Combined Cycle | South | 375 | 375
2037 | 2 Clean-Tech Scenario | Hydro | Central | 485 | 485
2037 | 2 Clean-Tech Scenario | Hydro | South | 409 | 409
2037 | 2 Clean-Tech Scenario | Other | Central | 50 | 50
2037 | 2 Clean-Tech Scenario | Other | Northeast | 149 | 149
2037 | 2 Clean-Tech Scenario | Other | Northwest | 252 | 262
2037 | 2 Clean-Tech Scenario | Other | South | 42 | 42
2037 | 2 Clean-Tech Scenario | Simple Cycle | Calgary | 144 | 144
2037 | 2 Clean-Tech Scenario | Simple Cycle | Central | 136 | 159.6
2037 | 2 Clean-Tech Scenario | Simple Cycle | Edmonton | 269.8 | 269.8
2037 | 2 Clean-Tech Scenario | Simple Cycle | Northeast
2037 | 2 Clean-Tech Scenario | Simple Cycle | Northwest | 768 | 768
2037 | 2 Clean-Tech Scenario | Simple Cycle | South | 249.6 | 249.6
2037 | 2 Clean-Tech Scenario | Solar | Calgary | 90 | 100
2037 | 2 Clean-Tech Scenario | Solar | Central | 412 | 432
2037 | 2 Clean-Tech Scenario | Solar | Edmonton | 100 | 120
2037 | 2 Clean-Tech Scenario | Solar | South | 1821.5 | 2001.5
2037 | 2 Clean-Tech Scenario | Solar/Storage | Central | 50 | 50
2037 | 2 Clean-Tech Scenario | Solar/Storage | Edmonton | 10 | 10
2037 | 2 Clean-Tech Scenario | Solar/Storage | Northeast | 100 | 100
2037 | 2 Clean-Tech Scenario | Solar/Storage | South | 35 | 35
2037 | 2 Clean-Tech Scenario | Storage | Calgary | 30 | 40
2037 | 2 Clean-Tech Scenario | Storage | Central | 240 | 260
2037 | 2 Clean-Tech Scenario | Storage | Edmonton | 50 | 60
2037 | 2 Clean-Tech Scenario | Storage | Northeast | 40 | 50
2037 | 2 Clean-Tech Scenario | Storage | Northwest | 70 | 80
2037 | 2 Clean-Tech Scenario | Storage | South | 665 | 695
2037 | 2 Clean-Tech Scenario | Wind | Central | 1259.4 | 1259.4
2037 | 2 Clean-Tech Scenario | Wind | South | 3887.9 | 3806.9
2038 | 2 Clean-Tech Scenario | Coal | Central
2038 | 2 Clean-Tech Scenario | Coal | Edmonton
2038 | 2 Clean-Tech Scenario | Coal | South
2038 | 2 Clean-Tech Scenario | Coal to Gas - Steam boiler | Central
2038 | 2 Clean-Tech Scenario | Coal to Gas - Steam boiler | Edmonton | 935 | 935
2038 | 2 Clean-Tech Scenario | Coal to Gas - Steam boiler | South
2038 | 2 Clean-Tech Scenario | Cogeneration | Calgary | 12 | 12
2038 | 2 Clean-Tech Scenario | Cogeneration | Central | 1240 | 1240
2038 | 2 Clean-Tech Scenario | Cogeneration | Edmonton | 92 | 92
2038 | 2 Clean-Tech Scenario | Cogeneration | Northeast | 5108 | 5153
2038 | 2 Clean-Tech Scenario | Cogeneration | Northwest | 162 | 162
2038 | 2 Clean-Tech Scenario | Cogeneration | South | 100 | 100
2038 | 2 Clean-Tech Scenario | Combined Cycle | Calgary | 1300 | 1300
2038 | 2 Clean-Tech Scenario | Combined Cycle | Central | 900 | 900
2038 | 2 Clean-Tech Scenario | Combined Cycle | Edmonton | 2174 | 2174
2038 | 2 Clean-Tech Scenario | Combined Cycle | Northwest | 73 | 73
2038 | 2 Clean-Tech Scenario | Combined Cycle | South | 375 | 375
2038 | 2 Clean-Tech Scenario | Hydro | Central | 485 | 485
2038 | 2 Clean-Tech Scenario | Hydro | South | 409 | 409
2038 | 2 Clean-Tech Scenario | Other | Central | 50 | 50
2038 | 2 Clean-Tech Scenario | Other | Northeast | 149 | 149
2038 | 2 Clean-Tech Scenario | Other | Northwest | 262 | 272
2038 | 2 Clean-Tech Scenario | Other | South | 42 | 42
2038 | 2 Clean-Tech Scenario | Simple Cycle | Calgary | 144 | 144
2038 | 2 Clean-Tech Scenario | Simple Cycle | Central | 159.6 | 206.1
2038 | 2 Clean-Tech Scenario | Simple Cycle | Edmonton | 269.8 | 269.8
2038 | 2 Clean-Tech Scenario | Simple Cycle | Northeast
2038 | 2 Clean-Tech Scenario | Simple Cycle | Northwest | 768 | 743.6
2038 | 2 Clean-Tech Scenario | Simple Cycle | South | 249.6 | 249.6
2038 | 2 Clean-Tech Scenario | Solar | Calgary | 100 | 100
2038 | 2 Clean-Tech Scenario | Solar | Central | 432 | 462
2038 | 2 Clean-Tech Scenario | Solar | Edmonton | 120 | 120
2038 | 2 Clean-Tech Scenario | Solar | South | 2001.5 | 2021.5
2038 | 2 Clean-Tech Scenario | Solar/Storage | Central | 50 | 50
2038 | 2 Clean-Tech Scenario | Solar/Storage | Edmonton | 10 | 10
2038 | 2 Clean-Tech Scenario | Solar/Storage | Northeast | 100 | 100
2038 | 2 Clean-Tech Scenario | Solar/Storage | South | 35 | 35
2038 | 2 Clean-Tech Scenario | Storage | Calgary | 40 | 40
2038 | 2 Clean-Tech Scenario | Storage | Central | 260 | 260
2038 | 2 Clean-Tech Scenario | Storage | Edmonton | 60 | 60
2038 | 2 Clean-Tech Scenario | Storage | Northeast | 50 | 50
2038 | 2 Clean-Tech Scenario | Storage | Northwest | 80 | 80
2038 | 2 Clean-Tech Scenario | Storage | South | 695 | 695
2038 | 2 Clean-Tech Scenario | Wind | Central | 1259.4 | 1259.4
2038 | 2 Clean-Tech Scenario | Wind | South | 3806.9 | 4037.9
2039 | 2 Clean-Tech Scenario | Coal | Central
2039 | 2 Clean-Tech Scenario | Coal | Edmonton
2039 | 2 Clean-Tech Scenario | Coal | South
2039 | 2 Clean-Tech Scenario | Coal to Gas - Steam boiler | Central
2039 | 2 Clean-Tech Scenario | Coal to Gas - Steam boiler | Edmonton | 935 | 935
2039 | 2 Clean-Tech Scenario | Coal to Gas - Steam boiler | South
2039 | 2 Clean-Tech Scenario | Cogeneration | Calgary | 12 | 12
2039 | 2 Clean-Tech Scenario | Cogeneration | Central | 1240 | 1240
2039 | 2 Clean-Tech Scenario | Cogeneration | Edmonton | 92 | 92
2039 | 2 Clean-Tech Scenario | Cogeneration | Northeast | 5153 | 5153
2039 | 2 Clean-Tech Scenario | Cogeneration | Northwest | 162 | 162
2039 | 2 Clean-Tech Scenario | Cogeneration | South | 100 | 100
2039 | 2 Clean-Tech Scenario | Combined Cycle | Calgary | 1300 | 1300
2039 | 2 Clean-Tech Scenario | Combined Cycle | Central | 900 | 900
2039 | 2 Clean-Tech Scenario | Combined Cycle | Edmonton | 2174 | 2174
2039 | 2 Clean-Tech Scenario | Combined Cycle | Northwest | 73
2039 | 2 Clean-Tech Scenario | Combined Cycle | South | 375 | 375
2039 | 2 Clean-Tech Scenario | Hydro | Central | 485 | 485
2039 | 2 Clean-Tech Scenario | Hydro | South | 409 | 409
2039 | 2 Clean-Tech Scenario | Other | Central | 50 | 50
2039 | 2 Clean-Tech Scenario | Other | Northeast | 149 | 149
2039 | 2 Clean-Tech Scenario | Other | Northwest | 272 | 282
2039 | 2 Clean-Tech Scenario | Other | South | 42 | 42
2039 | 2 Clean-Tech Scenario | Simple Cycle | Calgary | 144 | 144
2039 | 2 Clean-Tech Scenario | Simple Cycle | Central | 206.1 | 206.1
2039 | 2 Clean-Tech Scenario | Simple Cycle | Edmonton | 269.8 | 548.8
2039 | 2 Clean-Tech Scenario | Simple Cycle | Northeast |  | 46.5
2039 | 2 Clean-Tech Scenario | Simple Cycle | Northwest | 743.6 | 786.6
2039 | 2 Clean-Tech Scenario | Simple Cycle | South | 249.6 | 273.2
2039 | 2 Clean-Tech Scenario | Solar | Calgary | 100 | 120
2039 | 2 Clean-Tech Scenario | Solar | Central | 462 | 532
2039 | 2 Clean-Tech Scenario | Solar | Edmonton | 120 | 130
2039 | 2 Clean-Tech Scenario | Solar | South | 2021.5 | 2151.5
2039 | 2 Clean-Tech Scenario | Solar/Storage | Central | 50 | 50
2039 | 2 Clean-Tech Scenario | Solar/Storage | Edmonton | 10 | 10
2039 | 2 Clean-Tech Scenario | Solar/Storage | Northeast | 100 | 100
2039 | 2 Clean-Tech Scenario | Solar/Storage | South | 35 | 35
2039 | 2 Clean-Tech Scenario | Storage | Calgary | 40 | 50
2039 | 2 Clean-Tech Scenario | Storage | Central | 260 | 290
2039 | 2 Clean-Tech Scenario | Storage | Edmonton | 60 | 70
2039 | 2 Clean-Tech Scenario | Storage | Northeast | 50 | 60
2039 | 2 Clean-Tech Scenario | Storage | Northwest | 80 | 100
2039 | 2 Clean-Tech Scenario | Storage | South | 695 | 725
2039 | 2 Clean-Tech Scenario | Wind | Central | 1259.4 | 1259.4
2039 | 2 Clean-Tech Scenario | Wind | South | 4037.9 | 4037.9
2040 | 2 Clean-Tech Scenario | Coal | Central
2040 | 2 Clean-Tech Scenario | Coal | Edmonton
2040 | 2 Clean-Tech Scenario | Coal | South
2040 | 2 Clean-Tech Scenario | Coal to Gas - Steam boiler | Central
2040 | 2 Clean-Tech Scenario | Coal to Gas - Steam boiler | Edmonton
2040 | 2 Clean-Tech Scenario | Coal to Gas - Steam boiler | South
2040 | 2 Clean-Tech Scenario | Cogeneration | Calgary | 12 | 12
2040 | 2 Clean-Tech Scenario | Cogeneration | Central | 1240 | 1240
2040 | 2 Clean-Tech Scenario | Cogeneration | Edmonton | 92 | 92
2040 | 2 Clean-Tech Scenario | Cogeneration | Northeast | 5153 | 5198
2040 | 2 Clean-Tech Scenario | Cogeneration | Northwest | 162 | 162
2040 | 2 Clean-Tech Scenario | Cogeneration | South | 100 | 100
2040 | 2 Clean-Tech Scenario | Combined Cycle | Calgary | 1300 | 1300
2040 | 2 Clean-Tech Scenario | Combined Cycle | Central | 900 | 900
2040 | 2 Clean-Tech Scenario | Combined Cycle | Edmonton | 2174 | 2174
2040 | 2 Clean-Tech Scenario | Combined Cycle | Northwest
2040 | 2 Clean-Tech Scenario | Combined Cycle | South | 375 | 375
2040 | 2 Clean-Tech Scenario | Hydro | Central | 485 | 485
2040 | 2 Clean-Tech Scenario | Hydro | South | 409 | 409
2040 | 2 Clean-Tech Scenario | Other | Central | 50 | 50
2040 | 2 Clean-Tech Scenario | Other | Northeast | 149 | 149
2040 | 2 Clean-Tech Scenario | Other | Northwest | 282 | 282
2040 | 2 Clean-Tech Scenario | Other | South | 42 | 42
2040 | 2 Clean-Tech Scenario | Simple Cycle | Calgary | 144 | 144
2040 | 2 Clean-Tech Scenario | Simple Cycle | Central | 206.1 | 229.7
2040 | 2 Clean-Tech Scenario | Simple Cycle | Edmonton | 548.8 | 548.8
2040 | 2 Clean-Tech Scenario | Simple Cycle | Northeast | 46.5 | 46.5
2040 | 2 Clean-Tech Scenario | Simple Cycle | Northwest | 786.6 | 786.6
2040 | 2 Clean-Tech Scenario | Simple Cycle | South | 273.2 | 273.2
2040 | 2 Clean-Tech Scenario | Solar | Calgary | 120 | 120
2040 | 2 Clean-Tech Scenario | Solar | Central | 532 | 532
2040 | 2 Clean-Tech Scenario | Solar | Edmonton | 130 | 130
2040 | 2 Clean-Tech Scenario | Solar | South | 2151.5 | 2151.5
2040 | 2 Clean-Tech Scenario | Solar/Storage | Central | 50 | 50
2040 | 2 Clean-Tech Scenario | Solar/Storage | Edmonton | 10 | 10
2040 | 2 Clean-Tech Scenario | Solar/Storage | Northeast | 100 | 100
2040 | 2 Clean-Tech Scenario | Solar/Storage | South | 35 | 35
2040 | 2 Clean-Tech Scenario | Storage | Calgary | 50 | 50
2040 | 2 Clean-Tech Scenario | Storage | Central | 290 | 290
2040 | 2 Clean-Tech Scenario | Storage | Edmonton | 70 | 70
2040 | 2 Clean-Tech Scenario | Storage | Northeast | 60 | 60
2040 | 2 Clean-Tech Scenario | Storage | Northwest | 100 | 80
2040 | 2 Clean-Tech Scenario | Storage | South | 725 | 715
2040 | 2 Clean-Tech Scenario | Wind | Central | 1259.4 | 1359.4
2040 | 2 Clean-Tech Scenario | Wind | South | 4037.9 | 4087.9
2041 | 2 Clean-Tech Scenario | Coal | Central
2041 | 2 Clean-Tech Scenario | Coal | Edmonton
2041 | 2 Clean-Tech Scenario | Coal | South
2041 | 2 Clean-Tech Scenario | Coal to Gas - Steam boiler | Central
2041 | 2 Clean-Tech Scenario | Coal to Gas - Steam boiler | Edmonton
2041 | 2 Clean-Tech Scenario | Coal to Gas - Steam boiler | South
2041 | 2 Clean-Tech Scenario | Cogeneration | Calgary | 12 | 12
2041 | 2 Clean-Tech Scenario | Cogeneration | Central | 1240 | 1240
2041 | 2 Clean-Tech Scenario | Cogeneration | Edmonton | 92 | 92
2041 | 2 Clean-Tech Scenario | Cogeneration | Northeast | 5198 | 5198
2041 | 2 Clean-Tech Scenario | Cogeneration | Northwest | 162 | 162
2041 | 2 Clean-Tech Scenario | Cogeneration | South | 100 | 100
2041 | 2 Clean-Tech Scenario | Combined Cycle | Calgary | 1300 | 1180
2041 | 2 Clean-Tech Scenario | Combined Cycle | Central | 900 | 900
2041 | 2 Clean-Tech Scenario | Combined Cycle | Edmonton | 2174 | 2174
2041 | 2 Clean-Tech Scenario | Combined Cycle | Northwest
2041 | 2 Clean-Tech Scenario | Combined Cycle | South | 375 | 255
2041 | 2 Clean-Tech Scenario | Hydro | Central | 485 | 485
2041 | 2 Clean-Tech Scenario | Hydro | South | 409 | 409
2041 | 2 Clean-Tech Scenario | Other | Central | 50 | 50
2041 | 2 Clean-Tech Scenario | Other | Northeast | 149 | 149
2041 | 2 Clean-Tech Scenario | Other | Northwest | 282 | 282
2041 | 2 Clean-Tech Scenario | Other | South | 42 | 42
2041 | 2 Clean-Tech Scenario | Simple Cycle | Calgary | 144 | 144
2041 | 2 Clean-Tech Scenario | Simple Cycle | Central | 229.7 | 229.7
2041 | 2 Clean-Tech Scenario | Simple Cycle | Edmonton | 548.8 | 548.8
2041 | 2 Clean-Tech Scenario | Simple Cycle | Northeast | 46.5 | 46.5
2041 | 2 Clean-Tech Scenario | Simple Cycle | Northwest | 786.6 | 760.2
2041 | 2 Clean-Tech Scenario | Simple Cycle | South | 273.2 | 246.2
2041 | 2 Clean-Tech Scenario | Solar | Calgary | 120 | 120
2041 | 2 Clean-Tech Scenario | Solar | Central | 532 | 532
2041 | 2 Clean-Tech Scenario | Solar | Edmonton | 130 | 130
2041 | 2 Clean-Tech Scenario | Solar | South | 2151.5 | 2151.5
2041 | 2 Clean-Tech Scenario | Solar/Storage | Central | 50 | 50
2041 | 2 Clean-Tech Scenario | Solar/Storage | Edmonton | 10 | 10
2041 | 2 Clean-Tech Scenario | Solar/Storage | Northeast | 100 | 100
2041 | 2 Clean-Tech Scenario | Solar/Storage | South | 35 | 35
2041 | 2 Clean-Tech Scenario | Storage | Calgary | 50 | 70
2041 | 2 Clean-Tech Scenario | Storage | Central | 290 | 285
2041 | 2 Clean-Tech Scenario | Storage | Edmonton | 70 | 80
2041 | 2 Clean-Tech Scenario | Storage | Northeast | 60 | 70
2041 | 2 Clean-Tech Scenario | Storage | Northwest | 80 | 75
2041 | 2 Clean-Tech Scenario | Storage | South | 715 | 745
2041 | 2 Clean-Tech Scenario | Wind | Central | 1359.4 | 1359.4
2041 | 2 Clean-Tech Scenario | Wind | South | 4087.9 | 4087.9
2021 | 3 Robust Scenario | Coal | Central | 155 | 155
2021 | 3 Robust Scenario | Coal | Edmonton | 3331 | 801
2021 | 3 Robust Scenario | Coal | South | 400
2021 | 3 Robust Scenario | Coal to Gas - Steam boiler | Central | 385 | 385
2021 | 3 Robust Scenario | Coal to Gas - Steam boiler | Edmonton | 401 | 2531
2021 | 3 Robust Scenario | Coal to Gas - Steam boiler | South | 400 | 800
2021 | 3 Robust Scenario | Cogeneration | Calgary | 12 | 12
2021 | 3 Robust Scenario | Cogeneration | Central | 1150 | 1150
2021 | 3 Robust Scenario | Cogeneration | Edmonton | 92 | 92
2021 | 3 Robust Scenario | Cogeneration | Northeast | 3569 | 3672
2021 | 3 Robust Scenario | Cogeneration | Northwest | 162 | 162
2021 | 3 Robust Scenario | Cogeneration | South | 100 | 100
2021 | 3 Robust Scenario | Combined Cycle | Calgary | 1300 | 1300
2021 | 3 Robust Scenario | Combined Cycle | Central
2021 | 3 Robust Scenario | Combined Cycle | Edmonton
2021 | 3 Robust Scenario | Combined Cycle | Northwest | 73 | 73
2021 | 3 Robust Scenario | Combined Cycle | South | 375 | 375
2021 | 3 Robust Scenario | Hydro | Central | 485 | 485
2021 | 3 Robust Scenario | Hydro | South | 409 | 409
2021 | 3 Robust Scenario | Other | Central | 50 | 50
2021 | 3 Robust Scenario | Other | Northeast | 149 | 149
2021 | 3 Robust Scenario | Other | Northwest | 182 | 182
2021 | 3 Robust Scenario | Other | South | 42 | 42
2021 | 3 Robust Scenario | Simple Cycle | Calgary | 144 | 144
2021 | 3 Robust Scenario | Simple Cycle | Central | 18 | 18
2021 | 3 Robust Scenario | Simple Cycle | Edmonton | 250 | 269.8
2021 | 3 Robust Scenario | Simple Cycle | Northwest | 650 | 666.7
2021 | 3 Robust Scenario | Simple Cycle | South | 64 | 108
2021 | 3 Robust Scenario | Solar | Calgary
2021 | 3 Robust Scenario | Solar | Central | 22 | 22
2021 | 3 Robust Scenario | Solar | Edmonton
2021 | 3 Robust Scenario | Solar | South | 214 | 797.5
2021 | 3 Robust Scenario | Solar/Storage | Central |  | 35
2021 | 3 Robust Scenario | Storage | Calgary
2021 | 3 Robust Scenario | Storage | Central
2021 | 3 Robust Scenario | Storage | Edmonton
2021 | 3 Robust Scenario | Storage | Northeast
2021 | 3 Robust Scenario | Storage | Northwest | 20 | 20
2021 | 3 Robust Scenario | Storage | South | 10 | 10
2021 | 3 Robust Scenario | Wind | Central | 261 | 261
2021 | 3 Robust Scenario | Wind | South | 1519.6 | 2092.5
2022 | 3 Robust Scenario | Coal | Central | 155 | 155
2022 | 3 Robust Scenario | Coal | Edmonton
2022 | 3 Robust Scenario | Coal | South
2022 | 3 Robust Scenario | Coal to Gas - Steam boiler | Central | 385 | 385
2022 | 3 Robust Scenario | Coal to Gas - Steam boiler | Edmonton | 2531 | 3120
2022 | 3 Robust Scenario | Coal to Gas - Steam boiler | South | 800 | 800
2022 | 3 Robust Scenario | Cogeneration | Calgary | 12 | 12
2022 | 3 Robust Scenario | Cogeneration | Central | 1150 | 1150
2022 | 3 Robust Scenario | Cogeneration | Edmonton | 92 | 92
2022 | 3 Robust Scenario | Cogeneration | Northeast | 3672 | 3672
2022 | 3 Robust Scenario | Cogeneration | Northwest | 162 | 162
2022 | 3 Robust Scenario | Cogeneration | South | 100 | 100
2022 | 3 Robust Scenario | Combined Cycle | Calgary | 1300 | 1300
2022 | 3 Robust Scenario | Combined Cycle | Central
2022 | 3 Robust Scenario | Combined Cycle | Edmonton
2022 | 3 Robust Scenario | Combined Cycle | Northwest | 73 | 73
2022 | 3 Robust Scenario | Combined Cycle | South | 375 | 375
2022 | 3 Robust Scenario | Hydro | Central | 485 | 485
2022 | 3 Robust Scenario | Hydro | South | 409 | 409
2022 | 3 Robust Scenario | Other | Central | 50 | 50
2022 | 3 Robust Scenario | Other | Northeast | 149 | 149
2022 | 3 Robust Scenario | Other | Northwest | 182 | 182
2022 | 3 Robust Scenario | Other | South | 42 | 42
2022 | 3 Robust Scenario | Simple Cycle | Calgary | 144 | 144
2022 | 3 Robust Scenario | Simple Cycle | Central | 18 | 18
2022 | 3 Robust Scenario | Simple Cycle | Edmonton | 269.8 | 269.8
2022 | 3 Robust Scenario | Simple Cycle | Northwest | 666.7 | 683.4
2022 | 3 Robust Scenario | Simple Cycle | South | 108 | 108
2022 | 3 Robust Scenario | Solar | Calgary
2022 | 3 Robust Scenario | Solar | Central | 22 | 22
2022 | 3 Robust Scenario | Solar | Edmonton
2022 | 3 Robust Scenario | Solar | South | 797.5 | 931.5
2022 | 3 Robust Scenario | Solar/Storage | Central | 35 | 35
2022 | 3 Robust Scenario | Storage | Calgary
2022 | 3 Robust Scenario | Storage | Central
2022 | 3 Robust Scenario | Storage | Edmonton |  | 5
2022 | 3 Robust Scenario | Storage | Northeast
2022 | 3 Robust Scenario | Storage | Northwest | 20 | 20
2022 | 3 Robust Scenario | Storage | South | 10 | 10
2022 | 3 Robust Scenario | Wind | Central | 261 | 529.4
2022 | 3 Robust Scenario | Wind | South | 2189.5 | 2827.9
2023 | 3 Robust Scenario | Coal | Central | 155 | 155
2023 | 3 Robust Scenario | Coal | Edmonton
2023 | 3 Robust Scenario | Coal | South
2023 | 3 Robust Scenario | Coal to Gas - Steam boiler | Central | 385 | 385
2023 | 3 Robust Scenario | Coal to Gas - Steam boiler | Edmonton | 3120 | 3120
2023 | 3 Robust Scenario | Coal to Gas - Steam boiler | South | 800 | 800
2023 | 3 Robust Scenario | Cogeneration | Calgary | 12 | 12
2023 | 3 Robust Scenario | Cogeneration | Central | 1150 | 1150
2023 | 3 Robust Scenario | Cogeneration | Edmonton | 92 | 92
2023 | 3 Robust Scenario | Cogeneration | Northeast | 3672 | 3672
2023 | 3 Robust Scenario | Cogeneration | Northwest | 162 | 162
2023 | 3 Robust Scenario | Cogeneration | South | 100 | 100
2023 | 3 Robust Scenario | Combined Cycle | Calgary | 1300 | 1300
2023 | 3 Robust Scenario | Combined Cycle | Central |  | 900
2023 | 3 Robust Scenario | Combined Cycle | Edmonton
2023 | 3 Robust Scenario | Combined Cycle | Northwest | 73 | 73
2023 | 3 Robust Scenario | Combined Cycle | South | 375 | 375
2023 | 3 Robust Scenario | Hydro | Central | 485 | 485
2023 | 3 Robust Scenario | Hydro | South | 409 | 409
2023 | 3 Robust Scenario | Other | Central | 50 | 50
2023 | 3 Robust Scenario | Other | Northeast | 149 | 149
2023 | 3 Robust Scenario | Other | Northwest | 182 | 182
2023 | 3 Robust Scenario | Other | South | 42 | 42
2023 | 3 Robust Scenario | Simple Cycle | Calgary | 144 | 144
2023 | 3 Robust Scenario | Simple Cycle | Central | 18 | 18
2023 | 3 Robust Scenario | Simple Cycle | Edmonton | 269.8 | 269.8
2023 | 3 Robust Scenario | Simple Cycle | Northwest | 683.4 | 683.4
2023 | 3 Robust Scenario | Simple Cycle | South | 108 | 124.7
2023 | 3 Robust Scenario | Solar | Calgary
2023 | 3 Robust Scenario | Solar | Central | 22 | 72
2023 | 3 Robust Scenario | Solar | Edmonton
2023 | 3 Robust Scenario | Solar | South | 931.5 | 931.5
2023 | 3 Robust Scenario | Solar/Storage | Central | 35 | 35
2023 | 3 Robust Scenario | Storage | Calgary
2023 | 3 Robust Scenario | Storage | Central
2023 | 3 Robust Scenario | Storage | Edmonton | 5 | 5
2023 | 3 Robust Scenario | Storage | Northeast
2023 | 3 Robust Scenario | Storage | Northwest | 20 | 20
2023 | 3 Robust Scenario | Storage | South | 10 | 15
2023 | 3 Robust Scenario | Wind | Central | 529.4 | 529.4
2023 | 3 Robust Scenario | Wind | South | 2827.9 | 2827.9
2024 | 3 Robust Scenario | Coal | Central | 155 | 155
2024 | 3 Robust Scenario | Coal | Edmonton
2024 | 3 Robust Scenario | Coal | South
2024 | 3 Robust Scenario | Coal to Gas - Steam boiler | Central | 385 | 385
2024 | 3 Robust Scenario | Coal to Gas - Steam boiler | Edmonton | 3120 | 3120
2024 | 3 Robust Scenario | Coal to Gas - Steam boiler | South | 800 | 800
2024 | 3 Robust Scenario | Cogeneration | Calgary | 12 | 12
2024 | 3 Robust Scenario | Cogeneration | Central | 1150 | 1195
2024 | 3 Robust Scenario | Cogeneration | Edmonton | 92 | 92
2024 | 3 Robust Scenario | Cogeneration | Northeast | 3672 | 4478
2024 | 3 Robust Scenario | Cogeneration | Northwest | 162 | 162
2024 | 3 Robust Scenario | Cogeneration | South | 100 | 100
2024 | 3 Robust Scenario | Combined Cycle | Calgary | 1300 | 1300
2024 | 3 Robust Scenario | Combined Cycle | Central | 900 | 900
2024 | 3 Robust Scenario | Combined Cycle | Edmonton
2024 | 3 Robust Scenario | Combined Cycle | Northwest | 73 | 73
2024 | 3 Robust Scenario | Combined Cycle | South | 375 | 375
2024 | 3 Robust Scenario | Hydro | Central | 485 | 485
2024 | 3 Robust Scenario | Hydro | South | 409 | 409
2024 | 3 Robust Scenario | Other | Central | 50 | 50
2024 | 3 Robust Scenario | Other | Northeast | 149 | 149
2024 | 3 Robust Scenario | Other | Northwest | 182 | 182
2024 | 3 Robust Scenario | Other | South | 42 | 42
2024 | 3 Robust Scenario | Simple Cycle | Calgary | 144 | 144
2024 | 3 Robust Scenario | Simple Cycle | Central | 18 | 18
2024 | 3 Robust Scenario | Simple Cycle | Edmonton | 269.8 | 269.8
2024 | 3 Robust Scenario | Simple Cycle | Northwest | 683.4 | 683.4
2024 | 3 Robust Scenario | Simple Cycle | South | 124.7 | 141.4
2024 | 3 Robust Scenario | Solar | Calgary
2024 | 3 Robust Scenario | Solar | Central | 72 | 72
2024 | 3 Robust Scenario | Solar | Edmonton
2024 | 3 Robust Scenario | Solar | South | 931.5 | 931.5
2024 | 3 Robust Scenario | Solar/Storage | Central | 35 | 35
2024 | 3 Robust Scenario | Storage | Calgary
2024 | 3 Robust Scenario | Storage | Central |  | 5
2024 | 3 Robust Scenario | Storage | Edmonton | 5 | 5
2024 | 3 Robust Scenario | Storage | Northeast
2024 | 3 Robust Scenario | Storage | Northwest | 20 | 20
2024 | 3 Robust Scenario | Storage | South | 15 | 15
2024 | 3 Robust Scenario | Wind | Central | 529.4 | 529.4
2024 | 3 Robust Scenario | Wind | South | 2827.9 | 2827.9
2025 | 3 Robust Scenario | Coal | Central | 155 | 155
2025 | 3 Robust Scenario | Coal | Edmonton
2025 | 3 Robust Scenario | Coal | South
2025 | 3 Robust Scenario | Coal to Gas - Steam boiler | Central | 385 | 385
2025 | 3 Robust Scenario | Coal to Gas - Steam boiler | Edmonton | 3120 | 3120
2025 | 3 Robust Scenario | Coal to Gas - Steam boiler | South | 800 | 800
2025 | 3 Robust Scenario | Cogeneration | Calgary | 12 | 12
2025 | 3 Robust Scenario | Cogeneration | Central | 1195 | 1195
2025 | 3 Robust Scenario | Cogeneration | Edmonton | 92 | 92
2025 | 3 Robust Scenario | Cogeneration | Northeast | 4478 | 4613
2025 | 3 Robust Scenario | Cogeneration | Northwest | 162 | 162
2025 | 3 Robust Scenario | Cogeneration | South | 100 | 100
2025 | 3 Robust Scenario | Combined Cycle | Calgary | 1300 | 1300
2025 | 3 Robust Scenario | Combined Cycle | Central | 900 | 900
2025 | 3 Robust Scenario | Combined Cycle | Edmonton
2025 | 3 Robust Scenario | Combined Cycle | Northwest | 73 | 73
2025 | 3 Robust Scenario | Combined Cycle | South | 375 | 375
2025 | 3 Robust Scenario | Hydro | Central | 485 | 485
2025 | 3 Robust Scenario | Hydro | South | 409 | 409
2025 | 3 Robust Scenario | Other | Central | 50 | 50
2025 | 3 Robust Scenario | Other | Northeast | 149 | 149
2025 | 3 Robust Scenario | Other | Northwest | 182 | 182
2025 | 3 Robust Scenario | Other | South | 42 | 42
2025 | 3 Robust Scenario | Simple Cycle | Calgary | 144 | 144
2025 | 3 Robust Scenario | Simple Cycle | Central | 18 | 34.7
2025 | 3 Robust Scenario | Simple Cycle | Edmonton | 269.8 | 269.8
2025 | 3 Robust Scenario | Simple Cycle | Northwest | 683.4 | 683.4
2025 | 3 Robust Scenario | Simple Cycle | South | 141.4 | 141.4
2025 | 3 Robust Scenario | Solar | Calgary
2025 | 3 Robust Scenario | Solar | Central | 72 | 72
2025 | 3 Robust Scenario | Solar | Edmonton
2025 | 3 Robust Scenario | Solar | South | 931.5 | 931.5
2025 | 3 Robust Scenario | Solar/Storage | Central | 35 | 35
2025 | 3 Robust Scenario | Storage | Calgary
2025 | 3 Robust Scenario | Storage | Central | 5 | 5
2025 | 3 Robust Scenario | Storage | Edmonton | 5 | 5
2025 | 3 Robust Scenario | Storage | Northeast
2025 | 3 Robust Scenario | Storage | Northwest | 20 | 20
2025 | 3 Robust Scenario | Storage | South | 15 | 15
2025 | 3 Robust Scenario | Wind | Central | 529.4 | 529.4
2025 | 3 Robust Scenario | Wind | South | 2827.9 | 2827.9
2026 | 3 Robust Scenario | Coal | Central
2026 | 3 Robust Scenario | Coal | Edmonton
2026 | 3 Robust Scenario | Coal | South
2026 | 3 Robust Scenario | Coal to Gas - Steam boiler | Central | 385 | 385
2026 | 3 Robust Scenario | Coal to Gas - Steam boiler | Edmonton | 3120 | 3120
2026 | 3 Robust Scenario | Coal to Gas - Steam boiler | South | 800 | 800
2026 | 3 Robust Scenario | Cogeneration | Calgary | 12 | 12
2026 | 3 Robust Scenario | Cogeneration | Central | 1195 | 1240
2026 | 3 Robust Scenario | Cogeneration | Edmonton | 92 | 92
2026 | 3 Robust Scenario | Cogeneration | Northeast | 4613 | 4793
2026 | 3 Robust Scenario | Cogeneration | Northwest | 162 | 162
2026 | 3 Robust Scenario | Cogeneration | South | 100 | 100
2026 | 3 Robust Scenario | Combined Cycle | Calgary | 1300 | 1300
2026 | 3 Robust Scenario | Combined Cycle | Central | 900 | 900
2026 | 3 Robust Scenario | Combined Cycle | Edmonton
2026 | 3 Robust Scenario | Combined Cycle | Northwest | 73 | 73
2026 | 3 Robust Scenario | Combined Cycle | South | 375 | 375
2026 | 3 Robust Scenario | Hydro | Central | 485 | 485
2026 | 3 Robust Scenario | Hydro | South | 409 | 409
2026 | 3 Robust Scenario | Other | Central | 50 | 50
2026 | 3 Robust Scenario | Other | Northeast | 149 | 149
2026 | 3 Robust Scenario | Other | Northwest | 182 | 182
2026 | 3 Robust Scenario | Other | South | 42 | 42
2026 | 3 Robust Scenario | Simple Cycle | Calgary | 144 | 144
2026 | 3 Robust Scenario | Simple Cycle | Central | 34.7 | 51.4
2026 | 3 Robust Scenario | Simple Cycle | Edmonton | 269.8 | 269.8
2026 | 3 Robust Scenario | Simple Cycle | Northwest | 683.4 | 683.4
2026 | 3 Robust Scenario | Simple Cycle | South | 141.4 | 141.4
2026 | 3 Robust Scenario | Solar | Calgary |  | 10
2026 | 3 Robust Scenario | Solar | Central | 72 | 82
2026 | 3 Robust Scenario | Solar | Edmonton |  | 10
2026 | 3 Robust Scenario | Solar | South | 931.5 | 961.5
2026 | 3 Robust Scenario | Solar/Storage | Central | 35 | 35
2026 | 3 Robust Scenario | Storage | Calgary
2026 | 3 Robust Scenario | Storage | Central | 5 | 5
2026 | 3 Robust Scenario | Storage | Edmonton | 5 | 5
2026 | 3 Robust Scenario | Storage | Northeast
2026 | 3 Robust Scenario | Storage | Northwest | 20 | 20
2026 | 3 Robust Scenario | Storage | South | 15 | 15
2026 | 3 Robust Scenario | Wind | Central | 529.4 | 729.4
2026 | 3 Robust Scenario | Wind | South | 2827.9 | 3257.9
2027 | 3 Robust Scenario | Coal | Central
2027 | 3 Robust Scenario | Coal | Edmonton
2027 | 3 Robust Scenario | Coal | South
2027 | 3 Robust Scenario | Coal to Gas - Steam boiler | Central | 385 | 385
2027 | 3 Robust Scenario | Coal to Gas - Steam boiler | Edmonton | 3120 | 3120
2027 | 3 Robust Scenario | Coal to Gas - Steam boiler | South | 800 | 800
2027 | 3 Robust Scenario | Cogeneration | Calgary | 12 | 12
2027 | 3 Robust Scenario | Cogeneration | Central | 1240 | 1240
2027 | 3 Robust Scenario | Cogeneration | Edmonton | 92 | 92
2027 | 3 Robust Scenario | Cogeneration | Northeast | 4793 | 4973
2027 | 3 Robust Scenario | Cogeneration | Northwest | 162 | 162
2027 | 3 Robust Scenario | Cogeneration | South | 100 | 100
2027 | 3 Robust Scenario | Combined Cycle | Calgary | 1300 | 1300
2027 | 3 Robust Scenario | Combined Cycle | Central | 900 | 900
2027 | 3 Robust Scenario | Combined Cycle | Edmonton
2027 | 3 Robust Scenario | Combined Cycle | Northwest | 73 | 73
2027 | 3 Robust Scenario | Combined Cycle | South | 375 | 375
2027 | 3 Robust Scenario | Hydro | Central | 485 | 485
2027 | 3 Robust Scenario | Hydro | South | 409 | 409
2027 | 3 Robust Scenario | Other | Central | 50 | 50
2027 | 3 Robust Scenario | Other | Northeast | 149 | 149
2027 | 3 Robust Scenario | Other | Northwest | 182 | 182
2027 | 3 Robust Scenario | Other | South | 42 | 42
2027 | 3 Robust Scenario | Simple Cycle | Calgary | 144 | 144
2027 | 3 Robust Scenario | Simple Cycle | Central | 51.4 | 51.4
2027 | 3 Robust Scenario | Simple Cycle | Edmonton | 269.8 | 269.8
2027 | 3 Robust Scenario | Simple Cycle | Northwest | 683.4 | 700.1
2027 | 3 Robust Scenario | Simple Cycle | South | 141.4 | 141.4
2027 | 3 Robust Scenario | Solar | Calgary | 10 | 10
2027 | 3 Robust Scenario | Solar | Central | 82 | 82
2027 | 3 Robust Scenario | Solar | Edmonton | 10 | 10
2027 | 3 Robust Scenario | Solar | South | 961.5 | 961.5
2027 | 3 Robust Scenario | Solar/Storage | Central | 35 | 35
2027 | 3 Robust Scenario | Storage | Calgary
2027 | 3 Robust Scenario | Storage | Central | 5 | 5
2027 | 3 Robust Scenario | Storage | Edmonton | 5 | 5
2027 | 3 Robust Scenario | Storage | Northeast
2027 | 3 Robust Scenario | Storage | Northwest | 20 | 25
2027 | 3 Robust Scenario | Storage | South | 15 | 20
2027 | 3 Robust Scenario | Wind | Central | 729.4 | 789.4
2027 | 3 Robust Scenario | Wind | South | 3257.9 | 3577.9
2028 | 3 Robust Scenario | Coal | Central
2028 | 3 Robust Scenario | Coal | Edmonton
2028 | 3 Robust Scenario | Coal | South
2028 | 3 Robust Scenario | Coal to Gas - Steam boiler | Central | 385 | 385
2028 | 3 Robust Scenario | Coal to Gas - Steam boiler | Edmonton | 3007 | 3007
2028 | 3 Robust Scenario | Coal to Gas - Steam boiler | South | 800 | 800
2028 | 3 Robust Scenario | Cogeneration | Calgary | 12 | 12
2028 | 3 Robust Scenario | Cogeneration | Central | 1240 | 1240
2028 | 3 Robust Scenario | Cogeneration | Edmonton | 92 | 92
2028 | 3 Robust Scenario | Cogeneration | Northeast | 4973 | 5198
2028 | 3 Robust Scenario | Cogeneration | Northwest | 162 | 162
2028 | 3 Robust Scenario | Cogeneration | South | 100 | 100
2028 | 3 Robust Scenario | Combined Cycle | Calgary | 1300 | 1300
2028 | 3 Robust Scenario | Combined Cycle | Central | 900 | 900
2028 | 3 Robust Scenario | Combined Cycle | Edmonton
2028 | 3 Robust Scenario | Combined Cycle | Northwest | 73 | 73
2028 | 3 Robust Scenario | Combined Cycle | South | 375 | 375
2028 | 3 Robust Scenario | Hydro | Central | 485 | 485
2028 | 3 Robust Scenario | Hydro | South | 409 | 409
2028 | 3 Robust Scenario | Other | Central | 50 | 50
2028 | 3 Robust Scenario | Other | Northeast | 149 | 149
2028 | 3 Robust Scenario | Other | Northwest | 182 | 182
2028 | 3 Robust Scenario | Other | South | 42 | 42
2028 | 3 Robust Scenario | Simple Cycle | Calgary | 144 | 144
2028 | 3 Robust Scenario | Simple Cycle | Central | 51.4 | 51.4
2028 | 3 Robust Scenario | Simple Cycle | Edmonton | 269.8 | 269.8
2028 | 3 Robust Scenario | Simple Cycle | Northwest | 700.1 | 700.1
2028 | 3 Robust Scenario | Simple Cycle | South | 141.4 | 158.1
2028 | 3 Robust Scenario | Solar | Calgary | 10 | 20
2028 | 3 Robust Scenario | Solar | Central | 82 | 82
2028 | 3 Robust Scenario | Solar | Edmonton | 10 | 20
2028 | 3 Robust Scenario | Solar | South | 961.5 | 961.5
2028 | 3 Robust Scenario | Solar/Storage | Central | 35 | 35
2028 | 3 Robust Scenario | Storage | Calgary
2028 | 3 Robust Scenario | Storage | Central | 5 | 5
2028 | 3 Robust Scenario | Storage | Edmonton | 5 | 5
2028 | 3 Robust Scenario | Storage | Northeast
2028 | 3 Robust Scenario | Storage | Northwest | 25 | 25
2028 | 3 Robust Scenario | Storage | South | 20 | 20
2028 | 3 Robust Scenario | Wind | Central | 789.4 | 789.4
2028 | 3 Robust Scenario | Wind | South | 3577.9 | 3727.9
2029 | 3 Robust Scenario | Coal | Central
2029 | 3 Robust Scenario | Coal | Edmonton
2029 | 3 Robust Scenario | Coal | South
2029 | 3 Robust Scenario | Coal to Gas - Steam boiler | Central | 385 | 385
2029 | 3 Robust Scenario | Coal to Gas - Steam boiler | Edmonton | 3007 | 3007
2029 | 3 Robust Scenario | Coal to Gas - Steam boiler | South | 800 | 800
2029 | 3 Robust Scenario | Cogeneration | Calgary | 12 | 12
2029 | 3 Robust Scenario | Cogeneration | Central | 1240 | 1240
2029 | 3 Robust Scenario | Cogeneration | Edmonton | 92 | 92
2029 | 3 Robust Scenario | Cogeneration | Northeast | 5198 | 5378
2029 | 3 Robust Scenario | Cogeneration | Northwest | 162 | 162
2029 | 3 Robust Scenario | Cogeneration | South | 100 | 100
2029 | 3 Robust Scenario | Combined Cycle | Calgary | 1300 | 1300
2029 | 3 Robust Scenario | Combined Cycle | Central | 900 | 900
2029 | 3 Robust Scenario | Combined Cycle | Edmonton
2029 | 3 Robust Scenario | Combined Cycle | Northwest | 73 | 73
2029 | 3 Robust Scenario | Combined Cycle | South | 375 | 375
2029 | 3 Robust Scenario | Hydro | Central | 485 | 485
2029 | 3 Robust Scenario | Hydro | South | 409 | 409
2029 | 3 Robust Scenario | Other | Central | 50 | 50
2029 | 3 Robust Scenario | Other | Northeast | 149 | 149
2029 | 3 Robust Scenario | Other | Northwest | 182 | 182
2029 | 3 Robust Scenario | Other | South | 42 | 42
2029 | 3 Robust Scenario | Simple Cycle | Calgary | 144 | 144
2029 | 3 Robust Scenario | Simple Cycle | Central | 51.4 | 68.1
2029 | 3 Robust Scenario | Simple Cycle | Edmonton | 269.8 | 269.8
2029 | 3 Robust Scenario | Simple Cycle | Northwest | 700.1 | 700.1
2029 | 3 Robust Scenario | Simple Cycle | South | 158.1 | 158.1
2029 | 3 Robust Scenario | Solar | Calgary | 20 | 20
2029 | 3 Robust Scenario | Solar | Central | 82 | 82
2029 | 3 Robust Scenario | Solar | Edmonton | 20 | 20
2029 | 3 Robust Scenario | Solar | South | 961.5 | 961.5
2029 | 3 Robust Scenario | Solar/Storage | Central | 35 | 35
2029 | 3 Robust Scenario | Storage | Calgary
2029 | 3 Robust Scenario | Storage | Central | 5 | 10
2029 | 3 Robust Scenario | Storage | Edmonton | 5 | 10
2029 | 3 Robust Scenario | Storage | Northeast
2029 | 3 Robust Scenario | Storage | Northwest | 25 | 25
2029 | 3 Robust Scenario | Storage | South | 20 | 20
2029 | 3 Robust Scenario | Wind | Central | 789.4 | 789.4
2029 | 3 Robust Scenario | Wind | South | 3727.9 | 3727.9
2030 | 3 Robust Scenario | Coal | Central
2030 | 3 Robust Scenario | Coal | Edmonton
2030 | 3 Robust Scenario | Coal | South
2030 | 3 Robust Scenario | Coal to Gas - Steam boiler | Central | 385 | 385
2030 | 3 Robust Scenario | Coal to Gas - Steam boiler | Edmonton | 2937 | 2937
2030 | 3 Robust Scenario | Coal to Gas - Steam boiler | South | 800 | 800
2030 | 3 Robust Scenario | Cogeneration | Calgary | 12 | 12
2030 | 3 Robust Scenario | Cogeneration | Central | 1240 | 1240
2030 | 3 Robust Scenario | Cogeneration | Edmonton | 92 | 92
2030 | 3 Robust Scenario | Cogeneration | Northeast | 5378 | 5603
2030 | 3 Robust Scenario | Cogeneration | Northwest | 162 | 162
2030 | 3 Robust Scenario | Cogeneration | South | 100 | 100
2030 | 3 Robust Scenario | Combined Cycle | Calgary | 1300 | 1300
2030 | 3 Robust Scenario | Combined Cycle | Central | 900 | 900
2030 | 3 Robust Scenario | Combined Cycle | Edmonton
2030 | 3 Robust Scenario | Combined Cycle | Northwest | 73 | 73
2030 | 3 Robust Scenario | Combined Cycle | South | 375 | 375
2030 | 3 Robust Scenario | Hydro | Central | 485 | 485
2030 | 3 Robust Scenario | Hydro | South | 409 | 409
2030 | 3 Robust Scenario | Other | Central | 50 | 50
2030 | 3 Robust Scenario | Other | Northeast | 149 | 149
2030 | 3 Robust Scenario | Other | Northwest | 182 | 182
2030 | 3 Robust Scenario | Other | South | 42 | 42
2030 | 3 Robust Scenario | Simple Cycle | Calgary | 144 | 144
2030 | 3 Robust Scenario | Simple Cycle | Central | 68.1 | 68.1
2030 | 3 Robust Scenario | Simple Cycle | Edmonton | 269.8 | 269.8
2030 | 3 Robust Scenario | Simple Cycle | Northwest | 700.1 | 716.8
2030 | 3 Robust Scenario | Simple Cycle | South | 158.1 | 158.1
2030 | 3 Robust Scenario | Solar | Calgary | 20 | 20
2030 | 3 Robust Scenario | Solar | Central | 82 | 82
2030 | 3 Robust Scenario | Solar | Edmonton | 20 | 20
2030 | 3 Robust Scenario | Solar | South | 961.5 | 961.5
2030 | 3 Robust Scenario | Solar/Storage | Central | 35 | 35
2030 | 3 Robust Scenario | Storage | Calgary
2030 | 3 Robust Scenario | Storage | Central | 10 | 10
2030 | 3 Robust Scenario | Storage | Edmonton | 10 | 10
2030 | 3 Robust Scenario | Storage | Northeast
2030 | 3 Robust Scenario | Storage | Northwest | 25 | 25
2030 | 3 Robust Scenario | Storage | South | 20 | 20
2030 | 3 Robust Scenario | Wind | Central | 789.4 | 789.4
2030 | 3 Robust Scenario | Wind | South | 3727.9 | 3727.9
2031 | 3 Robust Scenario | Coal | Central
2031 | 3 Robust Scenario | Coal | Edmonton
2031 | 3 Robust Scenario | Coal | South
2031 | 3 Robust Scenario | Coal to Gas - Steam boiler | Central | 385 | 385
2031 | 3 Robust Scenario | Coal to Gas - Steam boiler | Edmonton | 2937 | 2937
2031 | 3 Robust Scenario | Coal to Gas - Steam boiler | South | 800 | 800
2031 | 3 Robust Scenario | Cogeneration | Calgary | 12 | 12
2031 | 3 Robust Scenario | Cogeneration | Central | 1240 | 1240
2031 | 3 Robust Scenario | Cogeneration | Edmonton | 92 | 92
2031 | 3 Robust Scenario | Cogeneration | Northeast | 5603 | 5693
2031 | 3 Robust Scenario | Cogeneration | Northwest | 162 | 162
2031 | 3 Robust Scenario | Cogeneration | South | 100 | 100
2031 | 3 Robust Scenario | Combined Cycle | Calgary | 1300 | 1300
2031 | 3 Robust Scenario | Combined Cycle | Central | 900 | 900
2031 | 3 Robust Scenario | Combined Cycle | Edmonton
2031 | 3 Robust Scenario | Combined Cycle | Northwest | 73 | 73
2031 | 3 Robust Scenario | Combined Cycle | South | 375 | 375
2031 | 3 Robust Scenario | Hydro | Central | 485 | 485
2031 | 3 Robust Scenario | Hydro | South | 409 | 409
2031 | 3 Robust Scenario | Other | Central | 50 | 50
2031 | 3 Robust Scenario | Other | Northeast | 149 | 149
2031 | 3 Robust Scenario | Other | Northwest | 182 | 182
2031 | 3 Robust Scenario | Other | South | 42 | 42
2031 | 3 Robust Scenario | Simple Cycle | Calgary | 144 | 144
2031 | 3 Robust Scenario | Simple Cycle | Central | 68.1 | 68.1
2031 | 3 Robust Scenario | Simple Cycle | Edmonton | 269.8 | 269.8
2031 | 3 Robust Scenario | Simple Cycle | Northwest | 716.8 | 716.8
2031 | 3 Robust Scenario | Simple Cycle | South | 152.1 | 152.1
2031 | 3 Robust Scenario | Solar | Calgary | 20 | 20
2031 | 3 Robust Scenario | Solar | Central | 82 | 112
2031 | 3 Robust Scenario | Solar | Edmonton | 20 | 20
2031 | 3 Robust Scenario | Solar | South | 961.5 | 1061.5
2031 | 3 Robust Scenario | Solar/Storage | Central | 35 | 35
2031 | 3 Robust Scenario | Storage | Calgary
2031 | 3 Robust Scenario | Storage | Central | 10 | 10
2031 | 3 Robust Scenario | Storage | Edmonton | 10 | 10
2031 | 3 Robust Scenario | Storage | Northeast
2031 | 3 Robust Scenario | Storage | Northwest | 25 | 25
2031 | 3 Robust Scenario | Storage | South | 20 | 20
2031 | 3 Robust Scenario | Wind | Central | 789.4 | 789.4
2031 | 3 Robust Scenario | Wind | South | 3727.9 | 3737.9
2032 | 3 Robust Scenario | Coal | Central
2032 | 3 Robust Scenario | Coal | Edmonton
2032 | 3 Robust Scenario | Coal | South
2032 | 3 Robust Scenario | Coal to Gas - Steam boiler | Central | 385 | 385
2032 | 3 Robust Scenario | Coal to Gas - Steam boiler | Edmonton | 2937 | 2937
2032 | 3 Robust Scenario | Coal to Gas - Steam boiler | South | 800 | 800
2032 | 3 Robust Scenario | Cogeneration | Calgary | 12 | 12
2032 | 3 Robust Scenario | Cogeneration | Central | 1240 | 1240
2032 | 3 Robust Scenario | Cogeneration | Edmonton | 92 | 92
2032 | 3 Robust Scenario | Cogeneration | Northeast | 5693 | 5738
2032 | 3 Robust Scenario | Cogeneration | Northwest | 162 | 162
2032 | 3 Robust Scenario | Cogeneration | South | 100 | 100
2032 | 3 Robust Scenario | Combined Cycle | Calgary | 1300 | 1300
2032 | 3 Robust Scenario | Combined Cycle | Central | 900 | 900
2032 | 3 Robust Scenario | Combined Cycle | Edmonton
2032 | 3 Robust Scenario | Combined Cycle | Northwest | 73 | 73
2032 | 3 Robust Scenario | Combined Cycle | South | 375 | 375
2032 | 3 Robust Scenario | Hydro | Central | 485 | 485
2032 | 3 Robust Scenario | Hydro | South | 409 | 409
2032 | 3 Robust Scenario | Other | Central | 50 | 50
2032 | 3 Robust Scenario | Other | Northeast | 149 | 149
2032 | 3 Robust Scenario | Other | Northwest | 182 | 182
2032 | 3 Robust Scenario | Other | South | 42 | 42
2032 | 3 Robust Scenario | Simple Cycle | Calgary | 144 | 144
2032 | 3 Robust Scenario | Simple Cycle | Central | 68.1 | 114.6
2032 | 3 Robust Scenario | Simple Cycle | Edmonton | 269.8 | 269.8
2032 | 3 Robust Scenario | Simple Cycle | Northwest | 716.8 | 716.8
2032 | 3 Robust Scenario | Simple Cycle | South | 152.1 | 152.1
2032 | 3 Robust Scenario | Solar | Calgary | 20 | 40
2032 | 3 Robust Scenario | Solar | Central | 112 | 122
2032 | 3 Robust Scenario | Solar | Edmonton | 20 | 40
2032 | 3 Robust Scenario | Solar | South | 1061.5 | 1091.5
2032 | 3 Robust Scenario | Solar/Storage | Central | 35 | 35
2032 | 3 Robust Scenario | Storage | Calgary |  | 5
2032 | 3 Robust Scenario | Storage | Central | 10 | 10
2032 | 3 Robust Scenario | Storage | Edmonton | 10 | 10
2032 | 3 Robust Scenario | Storage | Northeast
2032 | 3 Robust Scenario | Storage | Northwest | 25 | 25
2032 | 3 Robust Scenario | Storage | South | 20 | 25
2032 | 3 Robust Scenario | Wind | Central | 789.4 | 839.4
2032 | 3 Robust Scenario | Wind | South | 3737.9 | 3737.9
2033 | 3 Robust Scenario | Coal | Central
2033 | 3 Robust Scenario | Coal | Edmonton
2033 | 3 Robust Scenario | Coal | South
2033 | 3 Robust Scenario | Coal to Gas - Steam boiler | Central
2033 | 3 Robust Scenario | Coal to Gas - Steam boiler | Edmonton | 2937 | 2937
2033 | 3 Robust Scenario | Coal to Gas - Steam boiler | South | 800 | 800
2033 | 3 Robust Scenario | Cogeneration | Calgary | 12 | 12
2033 | 3 Robust Scenario | Cogeneration | Central | 1240 | 1240
2033 | 3 Robust Scenario | Cogeneration | Edmonton | 92 | 92
2033 | 3 Robust Scenario | Cogeneration | Northeast | 5738 | 5873
2033 | 3 Robust Scenario | Cogeneration | Northwest | 162 | 162
2033 | 3 Robust Scenario | Cogeneration | South | 100 | 100
2033 | 3 Robust Scenario | Combined Cycle | Calgary | 1300 | 1300
2033 | 3 Robust Scenario | Combined Cycle | Central | 900 | 900
2033 | 3 Robust Scenario | Combined Cycle | Edmonton
2033 | 3 Robust Scenario | Combined Cycle | Northwest | 73 | 73
2033 | 3 Robust Scenario | Combined Cycle | South | 375 | 375
2033 | 3 Robust Scenario | Hydro | Central | 485 | 485
2033 | 3 Robust Scenario | Hydro | South | 409 | 409
2033 | 3 Robust Scenario | Other | Central | 50 | 50
2033 | 3 Robust Scenario | Other | Northeast | 149 | 149
2033 | 3 Robust Scenario | Other | Northwest | 182 | 182
2033 | 3 Robust Scenario | Other | South | 42 | 42
2033 | 3 Robust Scenario | Simple Cycle | Calgary | 144 | 144
2033 | 3 Robust Scenario | Simple Cycle | Central | 114.6 | 114.6
2033 | 3 Robust Scenario | Simple Cycle | Edmonton | 269.8 | 269.8
2033 | 3 Robust Scenario | Simple Cycle | Northwest | 716.8 | 716.8
2033 | 3 Robust Scenario | Simple Cycle | South | 152.1 | 152.1
2033 | 3 Robust Scenario | Solar | Calgary | 40 | 60
2033 | 3 Robust Scenario | Solar | Central | 122 | 192
2033 | 3 Robust Scenario | Solar | Edmonton | 40 | 60
2033 | 3 Robust Scenario | Solar | South | 1091.5 | 1111.5
2033 | 3 Robust Scenario | Solar/Storage | Central | 35 | 35
2033 | 3 Robust Scenario | Storage | Calgary | 5 | 5
2033 | 3 Robust Scenario | Storage | Central | 10 | 10
2033 | 3 Robust Scenario | Storage | Edmonton | 10 | 10
2033 | 3 Robust Scenario | Storage | Northeast
2033 | 3 Robust Scenario | Storage | Northwest | 25 | 25
2033 | 3 Robust Scenario | Storage | South | 25 | 25
2033 | 3 Robust Scenario | Wind | Central | 839.4 | 839.4
2033 | 3 Robust Scenario | Wind | South | 3737.9 | 3737.9
2034 | 3 Robust Scenario | Coal | Central
2034 | 3 Robust Scenario | Coal | Edmonton
2034 | 3 Robust Scenario | Coal | South
2034 | 3 Robust Scenario | Coal to Gas - Steam boiler | Central
2034 | 3 Robust Scenario | Coal to Gas - Steam boiler | Edmonton | 2130 | 2130
2034 | 3 Robust Scenario | Coal to Gas - Steam boiler | South | 800 | 800
2034 | 3 Robust Scenario | Cogeneration | Calgary | 12 | 12
2034 | 3 Robust Scenario | Cogeneration | Central | 1240 | 1240
2034 | 3 Robust Scenario | Cogeneration | Edmonton | 92 | 92
2034 | 3 Robust Scenario | Cogeneration | Northeast | 5873 | 5918
2034 | 3 Robust Scenario | Cogeneration | Northwest | 162 | 162
2034 | 3 Robust Scenario | Cogeneration | South | 100 | 100
2034 | 3 Robust Scenario | Combined Cycle | Calgary | 1300 | 1300
2034 | 3 Robust Scenario | Combined Cycle | Central | 900 | 900
2034 | 3 Robust Scenario | Combined Cycle | Edmonton
2034 | 3 Robust Scenario | Combined Cycle | Northwest | 73 | 73
2034 | 3 Robust Scenario | Combined Cycle | South | 375 | 375
2034 | 3 Robust Scenario | Hydro | Central | 485 | 485
2034 | 3 Robust Scenario | Hydro | South | 409 | 409
2034 | 3 Robust Scenario | Other | Central | 50 | 50
2034 | 3 Robust Scenario | Other | Northeast | 149 | 149
2034 | 3 Robust Scenario | Other | Northwest | 182 | 182
2034 | 3 Robust Scenario | Other | South | 42 | 42
2034 | 3 Robust Scenario | Simple Cycle | Calgary | 144 | 144
2034 | 3 Robust Scenario | Simple Cycle | Central | 114.6 | 114.6
2034 | 3 Robust Scenario | Simple Cycle | Edmonton | 269.8 | 269.8
2034 | 3 Robust Scenario | Simple Cycle | Northwest | 716.8 | 716.8
2034 | 3 Robust Scenario | Simple Cycle | South | 152.1 | 152.1
2034 | 3 Robust Scenario | Solar | Calgary | 60 | 60
2034 | 3 Robust Scenario | Solar | Central | 192 | 192
2034 | 3 Robust Scenario | Solar | Edmonton | 60 | 60
2034 | 3 Robust Scenario | Solar | South | 1111.5 | 1111.5
2034 | 3 Robust Scenario | Solar/Storage | Central | 35 | 35
2034 | 3 Robust Scenario | Storage | Calgary | 5 | 5
2034 | 3 Robust Scenario | Storage | Central | 10 | 15
2034 | 3 Robust Scenario | Storage | Edmonton | 10 | 15
2034 | 3 Robust Scenario | Storage | Northeast
2034 | 3 Robust Scenario | Storage | Northwest | 25 | 25
2034 | 3 Robust Scenario | Storage | South | 25 | 25
2034 | 3 Robust Scenario | Wind | Central | 839.4 | 889.4
2034 | 3 Robust Scenario | Wind | South | 3737.9 | 3737.9
2035 | 3 Robust Scenario | Coal | Central
2035 | 3 Robust Scenario | Coal | Edmonton
2035 | 3 Robust Scenario | Coal | South
2035 | 3 Robust Scenario | Coal to Gas - Steam boiler | Central
2035 | 3 Robust Scenario | Coal to Gas - Steam boiler | Edmonton | 1735 | 1735
2035 | 3 Robust Scenario | Coal to Gas - Steam boiler | South | 800 | 800
2035 | 3 Robust Scenario | Cogeneration | Calgary | 12 | 12
2035 | 3 Robust Scenario | Cogeneration | Central | 1240 | 1240
2035 | 3 Robust Scenario | Cogeneration | Edmonton | 92 | 92
2035 | 3 Robust Scenario | Cogeneration | Northeast | 5918 | 6053
2035 | 3 Robust Scenario | Cogeneration | Northwest | 162 | 162
2035 | 3 Robust Scenario | Cogeneration | South | 100 | 100
2035 | 3 Robust Scenario | Combined Cycle | Calgary | 1300 | 1300
2035 | 3 Robust Scenario | Combined Cycle | Central | 900 | 900
2035 | 3 Robust Scenario | Combined Cycle | Edmonton
2035 | 3 Robust Scenario | Combined Cycle | Northwest | 73 | 73
2035 | 3 Robust Scenario | Combined Cycle | South | 375 | 375
2035 | 3 Robust Scenario | Hydro | Central | 485 | 485
2035 | 3 Robust Scenario | Hydro | South | 409 | 409
2035 | 3 Robust Scenario | Other | Central | 50 | 50
2035 | 3 Robust Scenario | Other | Northeast | 149 | 149
2035 | 3 Robust Scenario | Other | Northwest | 182 | 182
2035 | 3 Robust Scenario | Other | South | 42 | 42
2035 | 3 Robust Scenario | Simple Cycle | Calgary | 144 | 144
2035 | 3 Robust Scenario | Simple Cycle | Central | 114.6 | 114.6
2035 | 3 Robust Scenario | Simple Cycle | Edmonton | 269.8 | 269.8
2035 | 3 Robust Scenario | Simple Cycle | Northwest | 716.8 | 716.8
2035 | 3 Robust Scenario | Simple Cycle | South | 152.1 | 152.1
2035 | 3 Robust Scenario | Solar | Calgary | 60 | 60
2035 | 3 Robust Scenario | Solar | Central | 192 | 192
2035 | 3 Robust Scenario | Solar | Edmonton | 60 | 60
2035 | 3 Robust Scenario | Solar | South | 1111.5 | 1161.5
2035 | 3 Robust Scenario | Solar/Storage | Central | 35 | 35
2035 | 3 Robust Scenario | Storage | Calgary | 5 | 5
2035 | 3 Robust Scenario | Storage | Central | 15 | 15
2035 | 3 Robust Scenario | Storage | Edmonton | 15 | 15
2035 | 3 Robust Scenario | Storage | Northeast
2035 | 3 Robust Scenario | Storage | Northwest | 25 | 25
2035 | 3 Robust Scenario | Storage | South | 25 | 25
2035 | 3 Robust Scenario | Wind | Central | 889.4 | 889.4
2035 | 3 Robust Scenario | Wind | South | 3737.9 | 3747.9
2036 | 3 Robust Scenario | Coal | Central
2036 | 3 Robust Scenario | Coal | Edmonton
2036 | 3 Robust Scenario | Coal | South
2036 | 3 Robust Scenario | Coal to Gas - Steam boiler | Central
2036 | 3 Robust Scenario | Coal to Gas - Steam boiler | Edmonton | 1735 | 1735
2036 | 3 Robust Scenario | Coal to Gas - Steam boiler | South
2036 | 3 Robust Scenario | Cogeneration | Calgary | 12 | 12
2036 | 3 Robust Scenario | Cogeneration | Central | 1240 | 1240
2036 | 3 Robust Scenario | Cogeneration | Edmonton | 92 | 92
2036 | 3 Robust Scenario | Cogeneration | Northeast | 6053 | 6053
2036 | 3 Robust Scenario | Cogeneration | Northwest | 162 | 162
2036 | 3 Robust Scenario | Cogeneration | South | 100 | 100
2036 | 3 Robust Scenario | Combined Cycle | Calgary | 1300 | 1300
2036 | 3 Robust Scenario | Combined Cycle | Central | 900 | 900
2036 | 3 Robust Scenario | Combined Cycle | Edmonton
2036 | 3 Robust Scenario | Combined Cycle | Northwest | 73 | 73
2036 | 3 Robust Scenario | Combined Cycle | South | 375 | 375
2036 | 3 Robust Scenario | Hydro | Central | 485 | 485
2036 | 3 Robust Scenario | Hydro | South | 409 | 409
2036 | 3 Robust Scenario | Other | Central | 50 | 50
2036 | 3 Robust Scenario | Other | Northeast | 149 | 149
2036 | 3 Robust Scenario | Other | Northwest | 182 | 182
2036 | 3 Robust Scenario | Other | South | 42 | 42
2036 | 3 Robust Scenario | Simple Cycle | Calgary | 144 | 144
2036 | 3 Robust Scenario | Simple Cycle | Central | 114.6 | 114.6
2036 | 3 Robust Scenario | Simple Cycle | Edmonton | 269.8 | 316.3
2036 | 3 Robust Scenario | Simple Cycle | Northwest | 716.8 | 716.8
2036 | 3 Robust Scenario | Simple Cycle | South | 152.1 | 152.1
2036 | 3 Robust Scenario | Solar | Calgary | 60 | 60
2036 | 3 Robust Scenario | Solar | Central | 192 | 192
2036 | 3 Robust Scenario | Solar | Edmonton | 60 | 60
2036 | 3 Robust Scenario | Solar | South | 1161.5 | 1161.5
2036 | 3 Robust Scenario | Solar/Storage | Central | 35 | 35
2036 | 3 Robust Scenario | Storage | Calgary | 5 | 5
2036 | 3 Robust Scenario | Storage | Central | 15 | 20
2036 | 3 Robust Scenario | Storage | Edmonton | 15 | 15
2036 | 3 Robust Scenario | Storage | Northeast
2036 | 3 Robust Scenario | Storage | Northwest | 25 | 25
2036 | 3 Robust Scenario | Storage | South | 25 | 35
2036 | 3 Robust Scenario | Wind | Central | 889.4 | 889.4
2036 | 3 Robust Scenario | Wind | South | 3747.9 | 3797.9
2037 | 3 Robust Scenario | Coal | Central
2037 | 3 Robust Scenario | Coal | Edmonton
2037 | 3 Robust Scenario | Coal | South
2037 | 3 Robust Scenario | Coal to Gas - Steam boiler | Central
2037 | 3 Robust Scenario | Coal to Gas - Steam boiler | Edmonton | 935 | 935
2037 | 3 Robust Scenario | Coal to Gas - Steam boiler | South
2037 | 3 Robust Scenario | Cogeneration | Calgary | 12 | 12
2037 | 3 Robust Scenario | Cogeneration | Central | 1240 | 1240
2037 | 3 Robust Scenario | Cogeneration | Edmonton | 92 | 92
2037 | 3 Robust Scenario | Cogeneration | Northeast | 6053 | 6053
2037 | 3 Robust Scenario | Cogeneration | Northwest | 162 | 162
2037 | 3 Robust Scenario | Cogeneration | South | 100 | 100
2037 | 3 Robust Scenario | Combined Cycle | Calgary | 1300 | 1300
2037 | 3 Robust Scenario | Combined Cycle | Central | 900 | 900
2037 | 3 Robust Scenario | Combined Cycle | Edmonton |  | 958
2037 | 3 Robust Scenario | Combined Cycle | Northwest | 73 | 73
2037 | 3 Robust Scenario | Combined Cycle | South | 375 | 375
2037 | 3 Robust Scenario | Hydro | Central | 485 | 485
2037 | 3 Robust Scenario | Hydro | South | 409 | 409
2037 | 3 Robust Scenario | Other | Central | 50 | 50
2037 | 3 Robust Scenario | Other | Northeast | 149 | 149
2037 | 3 Robust Scenario | Other | Northwest | 182 | 182
2037 | 3 Robust Scenario | Other | South | 42 | 42
2037 | 3 Robust Scenario | Simple Cycle | Calgary | 144 | 144
2037 | 3 Robust Scenario | Simple Cycle | Central | 114.6 | 114.6
2037 | 3 Robust Scenario | Simple Cycle | Edmonton | 316.3 | 316.3
2037 | 3 Robust Scenario | Simple Cycle | Northwest | 716.8 | 763.3
2037 | 3 Robust Scenario | Simple Cycle | South | 152.1 | 152.1
2037 | 3 Robust Scenario | Solar | Calgary | 60 | 60
2037 | 3 Robust Scenario | Solar | Central | 192 | 192
2037 | 3 Robust Scenario | Solar | Edmonton | 60 | 60
2037 | 3 Robust Scenario | Solar | South | 1161.5 | 1211.5
2037 | 3 Robust Scenario | Solar/Storage | Central | 35 | 35
2037 | 3 Robust Scenario | Storage | Calgary | 5 | 5
2037 | 3 Robust Scenario | Storage | Central | 20 | 20
2037 | 3 Robust Scenario | Storage | Edmonton | 15 | 15
2037 | 3 Robust Scenario | Storage | Northeast
2037 | 3 Robust Scenario | Storage | Northwest | 25 | 25
2037 | 3 Robust Scenario | Storage | South | 35 | 35
2037 | 3 Robust Scenario | Wind | Central | 889.4 | 889.4
2037 | 3 Robust Scenario | Wind | South | 3797.9 | 3716.9
2038 | 3 Robust Scenario | Coal | Central
2038 | 3 Robust Scenario | Coal | Edmonton
2038 | 3 Robust Scenario | Coal | South
2038 | 3 Robust Scenario | Coal to Gas - Steam boiler | Central
2038 | 3 Robust Scenario | Coal to Gas - Steam boiler | Edmonton
2038 | 3 Robust Scenario | Coal to Gas - Steam boiler | South
2038 | 3 Robust Scenario | Cogeneration | Calgary | 12 | 12
2038 | 3 Robust Scenario | Cogeneration | Central | 1240 | 1240
2038 | 3 Robust Scenario | Cogeneration | Edmonton | 92 | 92
2038 | 3 Robust Scenario | Cogeneration | Northeast | 6053 | 6053
2038 | 3 Robust Scenario | Cogeneration | Northwest | 162 | 162
2038 | 3 Robust Scenario | Cogeneration | South | 100 | 100
2038 | 3 Robust Scenario | Combined Cycle | Calgary | 1300 | 1300
2038 | 3 Robust Scenario | Combined Cycle | Central | 900 | 900
2038 | 3 Robust Scenario | Combined Cycle | Edmonton | 958 | 958
2038 | 3 Robust Scenario | Combined Cycle | Northwest | 73 | 73
2038 | 3 Robust Scenario | Combined Cycle | South | 375 | 375
2038 | 3 Robust Scenario | Hydro | Central | 485 | 485
2038 | 3 Robust Scenario | Hydro | South | 409 | 409
2038 | 3 Robust Scenario | Other | Central | 50 | 50
2038 | 3 Robust Scenario | Other | Northeast | 149 | 149
2038 | 3 Robust Scenario | Other | Northwest | 182 | 182
2038 | 3 Robust Scenario | Other | South | 42 | 42
2038 | 3 Robust Scenario | Simple Cycle | Calgary | 144 | 144
2038 | 3 Robust Scenario | Simple Cycle | Central | 114.6 | 114.6
2038 | 3 Robust Scenario | Simple Cycle | Edmonton | 316.3 | 316.3
2038 | 3 Robust Scenario | Simple Cycle | Northwest | 763.3 | 715.3
2038 | 3 Robust Scenario | Simple Cycle | South | 152.1 | 152.1
2038 | 3 Robust Scenario | Solar | Calgary | 60 | 60
2038 | 3 Robust Scenario | Solar | Central | 192 | 192
2038 | 3 Robust Scenario | Solar | Edmonton | 60 | 60
2038 | 3 Robust Scenario | Solar | South | 1211.5 | 1211.5
2038 | 3 Robust Scenario | Solar/Storage | Central | 35 | 35
2038 | 3 Robust Scenario | Storage | Calgary | 5 | 5
2038 | 3 Robust Scenario | Storage | Central | 20 | 25
2038 | 3 Robust Scenario | Storage | Edmonton | 15 | 15
2038 | 3 Robust Scenario | Storage | Northeast |  | 5
2038 | 3 Robust Scenario | Storage | Northwest | 25 | 25
2038 | 3 Robust Scenario | Storage | South | 35 | 45
2038 | 3 Robust Scenario | Wind | Central | 889.4 | 889.4
2038 | 3 Robust Scenario | Wind | South | 3716.9 | 3847.9
2039 | 3 Robust Scenario | Coal | Central
2039 | 3 Robust Scenario | Coal | Edmonton
2039 | 3 Robust Scenario | Coal | South
2039 | 3 Robust Scenario | Coal to Gas - Steam boiler | Central
2039 | 3 Robust Scenario | Coal to Gas - Steam boiler | Edmonton
2039 | 3 Robust Scenario | Coal to Gas - Steam boiler | South
2039 | 3 Robust Scenario | Cogeneration | Calgary | 12 | 12
2039 | 3 Robust Scenario | Cogeneration | Central | 1240 | 1240
2039 | 3 Robust Scenario | Cogeneration | Edmonton | 92 | 92
2039 | 3 Robust Scenario | Cogeneration | Northeast | 6053 | 6053
2039 | 3 Robust Scenario | Cogeneration | Northwest | 162 | 162
2039 | 3 Robust Scenario | Cogeneration | South | 100 | 100
2039 | 3 Robust Scenario | Combined Cycle | Calgary | 1300 | 1300
2039 | 3 Robust Scenario | Combined Cycle | Central | 900 | 900
2039 | 3 Robust Scenario | Combined Cycle | Edmonton | 958 | 1437
2039 | 3 Robust Scenario | Combined Cycle | Northwest | 73
2039 | 3 Robust Scenario | Combined Cycle | South | 375 | 375
2039 | 3 Robust Scenario | Hydro | Central | 485 | 485
2039 | 3 Robust Scenario | Hydro | South | 409 | 409
2039 | 3 Robust Scenario | Other | Central | 50 | 50
2039 | 3 Robust Scenario | Other | Northeast | 149 | 149
2039 | 3 Robust Scenario | Other | Northwest | 182 | 182
2039 | 3 Robust Scenario | Other | South | 42 | 42
2039 | 3 Robust Scenario | Simple Cycle | Calgary | 144 | 144
2039 | 3 Robust Scenario | Simple Cycle | Central | 114.6 | 114.6
2039 | 3 Robust Scenario | Simple Cycle | Edmonton | 316.3 | 316.3
2039 | 3 Robust Scenario | Simple Cycle | Northwest | 715.3 | 665.3
2039 | 3 Robust Scenario | Simple Cycle | South | 152.1 | 152.1
2039 | 3 Robust Scenario | Solar | Calgary | 60 | 60
2039 | 3 Robust Scenario | Solar | Central | 192 | 192
2039 | 3 Robust Scenario | Solar | Edmonton | 60 | 60
2039 | 3 Robust Scenario | Solar | South | 1211.5 | 1261.5
2039 | 3 Robust Scenario | Solar/Storage | Central | 35 | 35
2039 | 3 Robust Scenario | Storage | Calgary | 5 | 5
2039 | 3 Robust Scenario | Storage | Central | 25 | 25
2039 | 3 Robust Scenario | Storage | Edmonton | 15 | 15
2039 | 3 Robust Scenario | Storage | Northeast | 5 | 5
2039 | 3 Robust Scenario | Storage | Northwest | 25 | 25
2039 | 3 Robust Scenario | Storage | South | 45 | 45
2039 | 3 Robust Scenario | Wind | Central | 889.4 | 889.4
2039 | 3 Robust Scenario | Wind | South | 3847.9 | 3847.9
2040 | 3 Robust Scenario | Coal | Central
2040 | 3 Robust Scenario | Coal | Edmonton
2040 | 3 Robust Scenario | Coal | South
2040 | 3 Robust Scenario | Coal to Gas - Steam boiler | Central
2040 | 3 Robust Scenario | Coal to Gas - Steam boiler | Edmonton
2040 | 3 Robust Scenario | Coal to Gas - Steam boiler | South
2040 | 3 Robust Scenario | Cogeneration | Calgary | 12 | 12
2040 | 3 Robust Scenario | Cogeneration | Central | 1240 | 1240
2040 | 3 Robust Scenario | Cogeneration | Edmonton | 92 | 92
2040 | 3 Robust Scenario | Cogeneration | Northeast | 6053 | 6053
2040 | 3 Robust Scenario | Cogeneration | Northwest | 162 | 162
2040 | 3 Robust Scenario | Cogeneration | South | 100 | 100
2040 | 3 Robust Scenario | Combined Cycle | Calgary | 1300 | 1300
2040 | 3 Robust Scenario | Combined Cycle | Central | 900 | 900
2040 | 3 Robust Scenario | Combined Cycle | Edmonton | 1437 | 1437
2040 | 3 Robust Scenario | Combined Cycle | Northwest
2040 | 3 Robust Scenario | Combined Cycle | South | 375 | 375
2040 | 3 Robust Scenario | Hydro | Central | 485 | 485
2040 | 3 Robust Scenario | Hydro | South | 409 | 409
2040 | 3 Robust Scenario | Other | Central | 50 | 50
2040 | 3 Robust Scenario | Other | Northeast | 149 | 149
2040 | 3 Robust Scenario | Other | Northwest | 182 | 182
2040 | 3 Robust Scenario | Other | South | 42 | 42
2040 | 3 Robust Scenario | Simple Cycle | Calgary | 144 | 144
2040 | 3 Robust Scenario | Simple Cycle | Central | 114.6 | 114.6
2040 | 3 Robust Scenario | Simple Cycle | Edmonton | 316.3 | 316.3
2040 | 3 Robust Scenario | Simple Cycle | Northwest | 665.3 | 665.3
2040 | 3 Robust Scenario | Simple Cycle | South | 152.1 | 152.1
2040 | 3 Robust Scenario | Solar | Calgary | 60 | 60
2040 | 3 Robust Scenario | Solar | Central | 192 | 192
2040 | 3 Robust Scenario | Solar | Edmonton | 60 | 60
2040 | 3 Robust Scenario | Solar | South | 1261.5 | 1261.5
2040 | 3 Robust Scenario | Solar/Storage | Central | 35 | 35
2040 | 3 Robust Scenario | Storage | Calgary | 5 | 10
2040 | 3 Robust Scenario | Storage | Central | 25 | 25
2040 | 3 Robust Scenario | Storage | Edmonton | 15 | 15
2040 | 3 Robust Scenario | Storage | Northeast | 5 | 10
2040 | 3 Robust Scenario | Storage | Northwest | 25 | 15
2040 | 3 Robust Scenario | Storage | South | 45 | 40
2040 | 3 Robust Scenario | Wind | Central | 889.4 | 889.4
2040 | 3 Robust Scenario | Wind | South | 3847.9 | 3897.9
2041 | 3 Robust Scenario | Coal | Central
2041 | 3 Robust Scenario | Coal | Edmonton
2041 | 3 Robust Scenario | Coal | South
2041 | 3 Robust Scenario | Coal to Gas - Steam boiler | Central
2041 | 3 Robust Scenario | Coal to Gas - Steam boiler | Edmonton
2041 | 3 Robust Scenario | Coal to Gas - Steam boiler | South
2041 | 3 Robust Scenario | Cogeneration | Calgary | 12 | 12
2041 | 3 Robust Scenario | Cogeneration | Central | 1240 | 1240
2041 | 3 Robust Scenario | Cogeneration | Edmonton | 92 | 92
2041 | 3 Robust Scenario | Cogeneration | Northeast | 6053 | 6053
2041 | 3 Robust Scenario | Cogeneration | Northwest | 162 | 162
2041 | 3 Robust Scenario | Cogeneration | South | 100 | 100
2041 | 3 Robust Scenario | Combined Cycle | Calgary | 1300 | 1180
2041 | 3 Robust Scenario | Combined Cycle | Central | 900 | 900
2041 | 3 Robust Scenario | Combined Cycle | Edmonton | 1437 | 1437
2041 | 3 Robust Scenario | Combined Cycle | Northwest
2041 | 3 Robust Scenario | Combined Cycle | South | 375 | 255
2041 | 3 Robust Scenario | Hydro | Central | 485 | 485
2041 | 3 Robust Scenario | Hydro | South | 409 | 409
2041 | 3 Robust Scenario | Other | Central | 50 | 50
2041 | 3 Robust Scenario | Other | Northeast | 149 | 149
2041 | 3 Robust Scenario | Other | Northwest | 182 | 182
2041 | 3 Robust Scenario | Other | South | 42 | 42
2041 | 3 Robust Scenario | Simple Cycle | Calgary | 144 | 144
2041 | 3 Robust Scenario | Simple Cycle | Central | 114.6 | 114.6
2041 | 3 Robust Scenario | Simple Cycle | Edmonton | 316.3 | 316.3
2041 | 3 Robust Scenario | Simple Cycle | Northwest | 665.3 | 615.3
2041 | 3 Robust Scenario | Simple Cycle | South | 152.1 | 131.1
2041 | 3 Robust Scenario | Solar | Calgary | 60 | 60
2041 | 3 Robust Scenario | Solar | Central | 192 | 192
2041 | 3 Robust Scenario | Solar | Edmonton | 60 | 60
2041 | 3 Robust Scenario | Solar | South | 1261.5 | 1261.5
2041 | 3 Robust Scenario | Solar/Storage | Central | 35 | 35
2041 | 3 Robust Scenario | Storage | Calgary | 10 | 10
2041 | 3 Robust Scenario | Storage | Central | 25 | 25
2041 | 3 Robust Scenario | Storage | Edmonton | 15 | 15
2041 | 3 Robust Scenario | Storage | Northeast | 10 | 10
2041 | 3 Robust Scenario | Storage | Northwest | 15 | 15
2041 | 3 Robust Scenario | Storage | South | 40 | 40
2041 | 3 Robust Scenario | Wind | Central | 889.4 | 889.4
2041 | 3 Robust Scenario | Wind | South | 3897.9 | 3897.9
2021 | 4 Stagnant Scenario | Coal | Central | 155 | 155
2021 | 4 Stagnant Scenario | Coal | Edmonton | 3331 | 801
2021 | 4 Stagnant Scenario | Coal | South | 400
2021 | 4 Stagnant Scenario | Coal to Gas - Steam boiler | Central | 385 | 385
2021 | 4 Stagnant Scenario | Coal to Gas - Steam boiler | Edmonton | 401 | 2531
2021 | 4 Stagnant Scenario | Coal to Gas - Steam boiler | South | 400 | 800
2021 | 4 Stagnant Scenario | Cogeneration | Calgary | 12 | 12
2021 | 4 Stagnant Scenario | Cogeneration | Central | 1150 | 1150
2021 | 4 Stagnant Scenario | Cogeneration | Edmonton | 92 | 92
2021 | 4 Stagnant Scenario | Cogeneration | Northeast | 3569 | 3672
2021 | 4 Stagnant Scenario | Cogeneration | Northwest | 162 | 162
2021 | 4 Stagnant Scenario | Cogeneration | South | 100 | 100
2021 | 4 Stagnant Scenario | Combined Cycle | Calgary | 1300 | 1300
2021 | 4 Stagnant Scenario | Combined Cycle | Central
2021 | 4 Stagnant Scenario | Combined Cycle | Edmonton
2021 | 4 Stagnant Scenario | Combined Cycle | Northwest | 73 | 73
2021 | 4 Stagnant Scenario | Combined Cycle | South | 375 | 375
2021 | 4 Stagnant Scenario | Hydro | Central | 485 | 485
2021 | 4 Stagnant Scenario | Hydro | South | 409 | 409
2021 | 4 Stagnant Scenario | Other | Central | 50 | 50
2021 | 4 Stagnant Scenario | Other | Northeast | 149 | 149
2021 | 4 Stagnant Scenario | Other | Northwest | 182 | 182
2021 | 4 Stagnant Scenario | Other | South | 42 | 42
2021 | 4 Stagnant Scenario | Simple Cycle | Calgary | 144 | 144
2021 | 4 Stagnant Scenario | Simple Cycle | Central | 18 | 18
2021 | 4 Stagnant Scenario | Simple Cycle | Edmonton | 250 | 269.8
2021 | 4 Stagnant Scenario | Simple Cycle | Northeast
2021 | 4 Stagnant Scenario | Simple Cycle | Northwest | 650 | 666.7
2021 | 4 Stagnant Scenario | Simple Cycle | South | 64 | 108
2021 | 4 Stagnant Scenario | Solar | Central | 22 | 22
2021 | 4 Stagnant Scenario | Solar | South | 214 | 797.5
2021 | 4 Stagnant Scenario | Solar/Storage | Central |  | 35
2021 | 4 Stagnant Scenario | Storage | Calgary
2021 | 4 Stagnant Scenario | Storage | Central
2021 | 4 Stagnant Scenario | Storage | Edmonton
2021 | 4 Stagnant Scenario | Storage | Northeast
2021 | 4 Stagnant Scenario | Storage | Northwest | 20 | 20
2021 | 4 Stagnant Scenario | Storage | South | 10 | 10
2021 | 4 Stagnant Scenario | Wind | Central | 261 | 261
2021 | 4 Stagnant Scenario | Wind | South | 1519.6 | 2092.5
2022 | 4 Stagnant Scenario | Coal | Central | 155 | 155
2022 | 4 Stagnant Scenario | Coal | Edmonton
2022 | 4 Stagnant Scenario | Coal | South
2022 | 4 Stagnant Scenario | Coal to Gas - Steam boiler | Central | 385 | 385
2022 | 4 Stagnant Scenario | Coal to Gas - Steam boiler | Edmonton | 2531 | 2714
2022 | 4 Stagnant Scenario | Coal to Gas - Steam boiler | South | 800 | 800
2022 | 4 Stagnant Scenario | Cogeneration | Calgary | 12 | 12
2022 | 4 Stagnant Scenario | Cogeneration | Central | 1150 | 1150
2022 | 4 Stagnant Scenario | Cogeneration | Edmonton | 92 | 92
2022 | 4 Stagnant Scenario | Cogeneration | Northeast | 3672 | 3672
2022 | 4 Stagnant Scenario | Cogeneration | Northwest | 162 | 162
2022 | 4 Stagnant Scenario | Cogeneration | South | 100 | 100
2022 | 4 Stagnant Scenario | Combined Cycle | Calgary | 1300 | 1300
2022 | 4 Stagnant Scenario | Combined Cycle | Central
2022 | 4 Stagnant Scenario | Combined Cycle | Edmonton
2022 | 4 Stagnant Scenario | Combined Cycle | Northwest | 73 | 73
2022 | 4 Stagnant Scenario | Combined Cycle | South | 375 | 375
2022 | 4 Stagnant Scenario | Hydro | Central | 485 | 485
2022 | 4 Stagnant Scenario | Hydro | South | 409 | 409
2022 | 4 Stagnant Scenario | Other | Central | 50 | 50
2022 | 4 Stagnant Scenario | Other | Northeast | 149 | 149
2022 | 4 Stagnant Scenario | Other | Northwest | 182 | 182
2022 | 4 Stagnant Scenario | Other | South | 42 | 42
2022 | 4 Stagnant Scenario | Simple Cycle | Calgary | 144 | 144
2022 | 4 Stagnant Scenario | Simple Cycle | Central | 18 | 18
2022 | 4 Stagnant Scenario | Simple Cycle | Edmonton | 269.8 | 269.8
2022 | 4 Stagnant Scenario | Simple Cycle | Northeast
2022 | 4 Stagnant Scenario | Simple Cycle | Northwest | 666.7 | 683.4
2022 | 4 Stagnant Scenario | Simple Cycle | South | 108 | 108
2022 | 4 Stagnant Scenario | Solar | Central | 22 | 22
2022 | 4 Stagnant Scenario | Solar | South | 797.5 | 931.5
2022 | 4 Stagnant Scenario | Solar/Storage | Central | 35 | 35
2022 | 4 Stagnant Scenario | Storage | Calgary
2022 | 4 Stagnant Scenario | Storage | Central
2022 | 4 Stagnant Scenario | Storage | Edmonton |  | 5
2022 | 4 Stagnant Scenario | Storage | Northeast
2022 | 4 Stagnant Scenario | Storage | Northwest | 20 | 20
2022 | 4 Stagnant Scenario | Storage | South | 10 | 10
2022 | 4 Stagnant Scenario | Wind | Central | 261 | 509.4
2022 | 4 Stagnant Scenario | Wind | South | 2189.5 | 2817.9
2023 | 4 Stagnant Scenario | Coal | Central | 155 | 155
2023 | 4 Stagnant Scenario | Coal | Edmonton
2023 | 4 Stagnant Scenario | Coal | South
2023 | 4 Stagnant Scenario | Coal to Gas - Steam boiler | Central | 385 | 385
2023 | 4 Stagnant Scenario | Coal to Gas - Steam boiler | Edmonton | 2714 | 2714
2023 | 4 Stagnant Scenario | Coal to Gas - Steam boiler | South | 800 | 800
2023 | 4 Stagnant Scenario | Cogeneration | Calgary | 12 | 12
2023 | 4 Stagnant Scenario | Cogeneration | Central | 1150 | 1150
2023 | 4 Stagnant Scenario | Cogeneration | Edmonton | 92 | 92
2023 | 4 Stagnant Scenario | Cogeneration | Northeast | 3672 | 3672
2023 | 4 Stagnant Scenario | Cogeneration | Northwest | 162 | 162
2023 | 4 Stagnant Scenario | Cogeneration | South | 100 | 100
2023 | 4 Stagnant Scenario | Combined Cycle | Calgary | 1300 | 1300
2023 | 4 Stagnant Scenario | Combined Cycle | Central |  | 900
2023 | 4 Stagnant Scenario | Combined Cycle | Edmonton
2023 | 4 Stagnant Scenario | Combined Cycle | Northwest | 73 | 73
2023 | 4 Stagnant Scenario | Combined Cycle | South | 375 | 375
2023 | 4 Stagnant Scenario | Hydro | Central | 485 | 485
2023 | 4 Stagnant Scenario | Hydro | South | 409 | 409
2023 | 4 Stagnant Scenario | Other | Central | 50 | 50
2023 | 4 Stagnant Scenario | Other | Northeast | 149 | 149
2023 | 4 Stagnant Scenario | Other | Northwest | 182 | 182
2023 | 4 Stagnant Scenario | Other | South | 42 | 42
2023 | 4 Stagnant Scenario | Simple Cycle | Calgary | 144 | 144
2023 | 4 Stagnant Scenario | Simple Cycle | Central | 18 | 18
2023 | 4 Stagnant Scenario | Simple Cycle | Edmonton | 269.8 | 269.8
2023 | 4 Stagnant Scenario | Simple Cycle | Northeast
2023 | 4 Stagnant Scenario | Simple Cycle | Northwest | 683.4 | 683.4
2023 | 4 Stagnant Scenario | Simple Cycle | South | 108 | 124.7
2023 | 4 Stagnant Scenario | Solar | Central | 22 | 72
2023 | 4 Stagnant Scenario | Solar | South | 931.5 | 931.5
2023 | 4 Stagnant Scenario | Solar/Storage | Central | 35 | 35
2023 | 4 Stagnant Scenario | Storage | Calgary
2023 | 4 Stagnant Scenario | Storage | Central
2023 | 4 Stagnant Scenario | Storage | Edmonton | 5 | 5
2023 | 4 Stagnant Scenario | Storage | Northeast
2023 | 4 Stagnant Scenario | Storage | Northwest | 20 | 20
2023 | 4 Stagnant Scenario | Storage | South | 10 | 15
2023 | 4 Stagnant Scenario | Wind | Central | 509.4 | 509.4
2023 | 4 Stagnant Scenario | Wind | South | 2817.9 | 2817.9
2024 | 4 Stagnant Scenario | Coal | Central | 155 | 155
2024 | 4 Stagnant Scenario | Coal | Edmonton
2024 | 4 Stagnant Scenario | Coal | South
2024 | 4 Stagnant Scenario | Coal to Gas - Steam boiler | Central | 385 | 385
2024 | 4 Stagnant Scenario | Coal to Gas - Steam boiler | Edmonton | 2714 | 2714
2024 | 4 Stagnant Scenario | Coal to Gas - Steam boiler | South | 800 | 800
2024 | 4 Stagnant Scenario | Cogeneration | Calgary | 12 | 12
2024 | 4 Stagnant Scenario | Cogeneration | Central | 1150 | 1150
2024 | 4 Stagnant Scenario | Cogeneration | Edmonton | 92 | 92
2024 | 4 Stagnant Scenario | Cogeneration | Northeast | 3672 | 4478
2024 | 4 Stagnant Scenario | Cogeneration | Northwest | 162 | 162
2024 | 4 Stagnant Scenario | Cogeneration | South | 100 | 100
2024 | 4 Stagnant Scenario | Combined Cycle | Calgary | 1300 | 1300
2024 | 4 Stagnant Scenario | Combined Cycle | Central | 900 | 900
2024 | 4 Stagnant Scenario | Combined Cycle | Edmonton
2024 | 4 Stagnant Scenario | Combined Cycle | Northwest | 73 | 73
2024 | 4 Stagnant Scenario | Combined Cycle | South | 375 | 375
2024 | 4 Stagnant Scenario | Hydro | Central | 485 | 485
2024 | 4 Stagnant Scenario | Hydro | South | 409 | 409
2024 | 4 Stagnant Scenario | Other | Central | 50 | 50
2024 | 4 Stagnant Scenario | Other | Northeast | 149 | 149
2024 | 4 Stagnant Scenario | Other | Northwest | 182 | 182
2024 | 4 Stagnant Scenario | Other | South | 42 | 42
2024 | 4 Stagnant Scenario | Simple Cycle | Calgary | 144 | 144
2024 | 4 Stagnant Scenario | Simple Cycle | Central | 18 | 18
2024 | 4 Stagnant Scenario | Simple Cycle | Edmonton | 269.8 | 269.8
2024 | 4 Stagnant Scenario | Simple Cycle | Northeast
2024 | 4 Stagnant Scenario | Simple Cycle | Northwest | 683.4 | 683.4
2024 | 4 Stagnant Scenario | Simple Cycle | South | 124.7 | 141.4
2024 | 4 Stagnant Scenario | Solar | Central | 72 | 72
2024 | 4 Stagnant Scenario | Solar | South | 931.5 | 931.5
2024 | 4 Stagnant Scenario | Solar/Storage | Central | 35 | 35
2024 | 4 Stagnant Scenario | Storage | Calgary
2024 | 4 Stagnant Scenario | Storage | Central |  | 5
2024 | 4 Stagnant Scenario | Storage | Edmonton | 5 | 5
2024 | 4 Stagnant Scenario | Storage | Northeast
2024 | 4 Stagnant Scenario | Storage | Northwest | 20 | 20
2024 | 4 Stagnant Scenario | Storage | South | 15 | 15
2024 | 4 Stagnant Scenario | Wind | Central | 509.4 | 509.4
2024 | 4 Stagnant Scenario | Wind | South | 2817.9 | 2817.9
2025 | 4 Stagnant Scenario | Coal | Central | 155 | 155
2025 | 4 Stagnant Scenario | Coal | Edmonton
2025 | 4 Stagnant Scenario | Coal | South
2025 | 4 Stagnant Scenario | Coal to Gas - Steam boiler | Central | 385 | 385
2025 | 4 Stagnant Scenario | Coal to Gas - Steam boiler | Edmonton | 2531 | 2531
2025 | 4 Stagnant Scenario | Coal to Gas - Steam boiler | South | 800 | 800
2025 | 4 Stagnant Scenario | Cogeneration | Calgary | 12 | 12
2025 | 4 Stagnant Scenario | Cogeneration | Central | 1150 | 1150
2025 | 4 Stagnant Scenario | Cogeneration | Edmonton | 92 | 92
2025 | 4 Stagnant Scenario | Cogeneration | Northeast | 4478 | 4478
2025 | 4 Stagnant Scenario | Cogeneration | Northwest | 162 | 162
2025 | 4 Stagnant Scenario | Cogeneration | South | 100 | 100
2025 | 4 Stagnant Scenario | Combined Cycle | Calgary | 1300 | 1300
2025 | 4 Stagnant Scenario | Combined Cycle | Central | 900 | 900
2025 | 4 Stagnant Scenario | Combined Cycle | Edmonton
2025 | 4 Stagnant Scenario | Combined Cycle | Northwest | 73 | 73
2025 | 4 Stagnant Scenario | Combined Cycle | South | 375 | 375
2025 | 4 Stagnant Scenario | Hydro | Central | 485 | 485
2025 | 4 Stagnant Scenario | Hydro | South | 409 | 409
2025 | 4 Stagnant Scenario | Other | Central | 50 | 50
2025 | 4 Stagnant Scenario | Other | Northeast | 149 | 149
2025 | 4 Stagnant Scenario | Other | Northwest | 182 | 182
2025 | 4 Stagnant Scenario | Other | South | 42 | 42
2025 | 4 Stagnant Scenario | Simple Cycle | Calgary | 144 | 144
2025 | 4 Stagnant Scenario | Simple Cycle | Central | 18 | 34.7
2025 | 4 Stagnant Scenario | Simple Cycle | Edmonton | 269.8 | 269.8
2025 | 4 Stagnant Scenario | Simple Cycle | Northeast
2025 | 4 Stagnant Scenario | Simple Cycle | Northwest | 683.4 | 683.4
2025 | 4 Stagnant Scenario | Simple Cycle | South | 141.4 | 141.4
2025 | 4 Stagnant Scenario | Solar | Central | 72 | 72
2025 | 4 Stagnant Scenario | Solar | South | 931.5 | 931.5
2025 | 4 Stagnant Scenario | Solar/Storage | Central | 35 | 35
2025 | 4 Stagnant Scenario | Storage | Calgary
2025 | 4 Stagnant Scenario | Storage | Central | 5 | 5
2025 | 4 Stagnant Scenario | Storage | Edmonton | 5 | 5
2025 | 4 Stagnant Scenario | Storage | Northeast
2025 | 4 Stagnant Scenario | Storage | Northwest | 20 | 20
2025 | 4 Stagnant Scenario | Storage | South | 15 | 15
2025 | 4 Stagnant Scenario | Wind | Central | 509.4 | 509.4
2025 | 4 Stagnant Scenario | Wind | South | 2817.9 | 2817.9
2026 | 4 Stagnant Scenario | Coal | Central
2026 | 4 Stagnant Scenario | Coal | Edmonton
2026 | 4 Stagnant Scenario | Coal | South
2026 | 4 Stagnant Scenario | Coal to Gas - Steam boiler | Central
2026 | 4 Stagnant Scenario | Coal to Gas - Steam boiler | Edmonton | 1735 | 1735
2026 | 4 Stagnant Scenario | Coal to Gas - Steam boiler | South | 800 | 800
2026 | 4 Stagnant Scenario | Cogeneration | Calgary | 12 | 12
2026 | 4 Stagnant Scenario | Cogeneration | Central | 1150 | 1150
2026 | 4 Stagnant Scenario | Cogeneration | Edmonton | 92 | 92
2026 | 4 Stagnant Scenario | Cogeneration | Northeast | 4478 | 4478
2026 | 4 Stagnant Scenario | Cogeneration | Northwest | 162 | 162
2026 | 4 Stagnant Scenario | Cogeneration | South | 100 | 100
2026 | 4 Stagnant Scenario | Combined Cycle | Calgary | 1300 | 1300
2026 | 4 Stagnant Scenario | Combined Cycle | Central | 900 | 900
2026 | 4 Stagnant Scenario | Combined Cycle | Edmonton
2026 | 4 Stagnant Scenario | Combined Cycle | Northwest | 73 | 73
2026 | 4 Stagnant Scenario | Combined Cycle | South | 375 | 375
2026 | 4 Stagnant Scenario | Hydro | Central | 485 | 485
2026 | 4 Stagnant Scenario | Hydro | South | 409 | 409
2026 | 4 Stagnant Scenario | Other | Central | 50 | 50
2026 | 4 Stagnant Scenario | Other | Northeast | 149 | 149
2026 | 4 Stagnant Scenario | Other | Northwest | 182 | 182
2026 | 4 Stagnant Scenario | Other | South | 42 | 42
2026 | 4 Stagnant Scenario | Simple Cycle | Calgary | 144 | 144
2026 | 4 Stagnant Scenario | Simple Cycle | Central | 34.7 | 51.4
2026 | 4 Stagnant Scenario | Simple Cycle | Edmonton | 269.8 | 269.8
2026 | 4 Stagnant Scenario | Simple Cycle | Northeast
2026 | 4 Stagnant Scenario | Simple Cycle | Northwest | 683.4 | 683.4
2026 | 4 Stagnant Scenario | Simple Cycle | South | 141.4 | 141.4
2026 | 4 Stagnant Scenario | Solar | Central | 72 | 72
2026 | 4 Stagnant Scenario | Solar | South | 931.5 | 931.5
2026 | 4 Stagnant Scenario | Solar/Storage | Central | 35 | 35
2026 | 4 Stagnant Scenario | Storage | Calgary
2026 | 4 Stagnant Scenario | Storage | Central | 5 | 5
2026 | 4 Stagnant Scenario | Storage | Edmonton | 5 | 5
2026 | 4 Stagnant Scenario | Storage | Northeast
2026 | 4 Stagnant Scenario | Storage | Northwest | 20 | 20
2026 | 4 Stagnant Scenario | Storage | South | 15 | 15
2026 | 4 Stagnant Scenario | Wind | Central | 509.4 | 609.4
2026 | 4 Stagnant Scenario | Wind | South | 2817.9 | 3067.9
2027 | 4 Stagnant Scenario | Coal | Central
2027 | 4 Stagnant Scenario | Coal | Edmonton
2027 | 4 Stagnant Scenario | Coal | South
2027 | 4 Stagnant Scenario | Coal to Gas - Steam boiler | Central
2027 | 4 Stagnant Scenario | Coal to Gas - Steam boiler | Edmonton | 1735 | 1735
2027 | 4 Stagnant Scenario | Coal to Gas - Steam boiler | South
2027 | 4 Stagnant Scenario | Cogeneration | Calgary | 12 | 12
2027 | 4 Stagnant Scenario | Cogeneration | Central | 1150 | 1150
2027 | 4 Stagnant Scenario | Cogeneration | Edmonton | 92 | 92
2027 | 4 Stagnant Scenario | Cogeneration | Northeast | 4478 | 4478
2027 | 4 Stagnant Scenario | Cogeneration | Northwest | 162 | 162
2027 | 4 Stagnant Scenario | Cogeneration | South | 100 | 100
2027 | 4 Stagnant Scenario | Combined Cycle | Calgary | 1300 | 1300
2027 | 4 Stagnant Scenario | Combined Cycle | Central | 900 | 900
2027 | 4 Stagnant Scenario | Combined Cycle | Edmonton
2027 | 4 Stagnant Scenario | Combined Cycle | Northwest | 73 | 73
2027 | 4 Stagnant Scenario | Combined Cycle | South | 375 | 375
2027 | 4 Stagnant Scenario | Hydro | Central | 485 | 485
2027 | 4 Stagnant Scenario | Hydro | South | 409 | 409
2027 | 4 Stagnant Scenario | Other | Central | 50 | 50
2027 | 4 Stagnant Scenario | Other | Northeast | 149 | 149
2027 | 4 Stagnant Scenario | Other | Northwest | 182 | 182
2027 | 4 Stagnant Scenario | Other | South | 42 | 42
2027 | 4 Stagnant Scenario | Simple Cycle | Calgary | 144 | 144
2027 | 4 Stagnant Scenario | Simple Cycle | Central | 51.4 | 97.9
2027 | 4 Stagnant Scenario | Simple Cycle | Edmonton | 269.8 | 269.8
2027 | 4 Stagnant Scenario | Simple Cycle | Northeast
2027 | 4 Stagnant Scenario | Simple Cycle | Northwest | 683.4 | 700.1
2027 | 4 Stagnant Scenario | Simple Cycle | South | 141.4 | 141.4
2027 | 4 Stagnant Scenario | Solar | Central | 72 | 72
2027 | 4 Stagnant Scenario | Solar | South | 931.5 | 931.5
2027 | 4 Stagnant Scenario | Solar/Storage | Central | 35 | 35
2027 | 4 Stagnant Scenario | Storage | Calgary
2027 | 4 Stagnant Scenario | Storage | Central | 5 | 5
2027 | 4 Stagnant Scenario | Storage | Edmonton | 5 | 5
2027 | 4 Stagnant Scenario | Storage | Northeast
2027 | 4 Stagnant Scenario | Storage | Northwest | 20 | 25
2027 | 4 Stagnant Scenario | Storage | South | 15 | 20
2027 | 4 Stagnant Scenario | Wind | Central | 609.4 | 659.4
2027 | 4 Stagnant Scenario | Wind | South | 3067.9 | 3167.9
2028 | 4 Stagnant Scenario | Coal | Central
2028 | 4 Stagnant Scenario | Coal | Edmonton
2028 | 4 Stagnant Scenario | Coal | South
2028 | 4 Stagnant Scenario | Coal to Gas - Steam boiler | Central
2028 | 4 Stagnant Scenario | Coal to Gas - Steam boiler | Edmonton | 1735 | 1735
2028 | 4 Stagnant Scenario | Coal to Gas - Steam boiler | South
2028 | 4 Stagnant Scenario | Cogeneration | Calgary | 12 | 12
2028 | 4 Stagnant Scenario | Cogeneration | Central | 1150 | 1150
2028 | 4 Stagnant Scenario | Cogeneration | Edmonton | 92 | 92
2028 | 4 Stagnant Scenario | Cogeneration | Northeast | 4478 | 4478
2028 | 4 Stagnant Scenario | Cogeneration | Northwest | 162 | 162
2028 | 4 Stagnant Scenario | Cogeneration | South | 100 | 100
2028 | 4 Stagnant Scenario | Combined Cycle | Calgary | 1300 | 1300
2028 | 4 Stagnant Scenario | Combined Cycle | Central | 900 | 900
2028 | 4 Stagnant Scenario | Combined Cycle | Edmonton
2028 | 4 Stagnant Scenario | Combined Cycle | Northwest | 73 | 73
2028 | 4 Stagnant Scenario | Combined Cycle | South | 375 | 375
2028 | 4 Stagnant Scenario | Hydro | Central | 485 | 485
2028 | 4 Stagnant Scenario | Hydro | South | 409 | 409
2028 | 4 Stagnant Scenario | Other | Central | 50 | 50
2028 | 4 Stagnant Scenario | Other | Northeast | 149 | 149
2028 | 4 Stagnant Scenario | Other | Northwest | 182 | 182
2028 | 4 Stagnant Scenario | Other | South | 42 | 42
2028 | 4 Stagnant Scenario | Simple Cycle | Calgary | 144 | 144
2028 | 4 Stagnant Scenario | Simple Cycle | Central | 97.9 | 97.9
2028 | 4 Stagnant Scenario | Simple Cycle | Edmonton | 269.8 | 269.8
2028 | 4 Stagnant Scenario | Simple Cycle | Northeast
2028 | 4 Stagnant Scenario | Simple Cycle | Northwest | 700.1 | 700.1
2028 | 4 Stagnant Scenario | Simple Cycle | South | 141.4 | 158.1
2028 | 4 Stagnant Scenario | Solar | Central | 72 | 72
2028 | 4 Stagnant Scenario | Solar | South | 931.5 | 931.5
2028 | 4 Stagnant Scenario | Solar/Storage | Central | 35 | 35
2028 | 4 Stagnant Scenario | Storage | Calgary
2028 | 4 Stagnant Scenario | Storage | Central | 5 | 5
2028 | 4 Stagnant Scenario | Storage | Edmonton | 5 | 5
2028 | 4 Stagnant Scenario | Storage | Northeast
2028 | 4 Stagnant Scenario | Storage | Northwest | 25 | 25
2028 | 4 Stagnant Scenario | Storage | South | 20 | 20
2028 | 4 Stagnant Scenario | Wind | Central | 659.4 | 709.4
2028 | 4 Stagnant Scenario | Wind | South | 3167.9 | 3167.9
2029 | 4 Stagnant Scenario | Coal | Central
2029 | 4 Stagnant Scenario | Coal | Edmonton
2029 | 4 Stagnant Scenario | Coal | South
2029 | 4 Stagnant Scenario | Coal to Gas - Steam boiler | Central
2029 | 4 Stagnant Scenario | Coal to Gas - Steam boiler | Edmonton | 1735 | 1735
2029 | 4 Stagnant Scenario | Coal to Gas - Steam boiler | South
2029 | 4 Stagnant Scenario | Cogeneration | Calgary | 12 | 12
2029 | 4 Stagnant Scenario | Cogeneration | Central | 1150 | 1150
2029 | 4 Stagnant Scenario | Cogeneration | Edmonton | 92 | 92
2029 | 4 Stagnant Scenario | Cogeneration | Northeast | 4478 | 4478
2029 | 4 Stagnant Scenario | Cogeneration | Northwest | 162 | 162
2029 | 4 Stagnant Scenario | Cogeneration | South | 100 | 100
2029 | 4 Stagnant Scenario | Combined Cycle | Calgary | 1300 | 1300
2029 | 4 Stagnant Scenario | Combined Cycle | Central | 900 | 900
2029 | 4 Stagnant Scenario | Combined Cycle | Edmonton
2029 | 4 Stagnant Scenario | Combined Cycle | Northwest | 73 | 73
2029 | 4 Stagnant Scenario | Combined Cycle | South | 375 | 375
2029 | 4 Stagnant Scenario | Hydro | Central | 485 | 485
2029 | 4 Stagnant Scenario | Hydro | South | 409 | 409
2029 | 4 Stagnant Scenario | Other | Central | 50 | 50
2029 | 4 Stagnant Scenario | Other | Northeast | 149 | 149
2029 | 4 Stagnant Scenario | Other | Northwest | 182 | 182
2029 | 4 Stagnant Scenario | Other | South | 42 | 42
2029 | 4 Stagnant Scenario | Simple Cycle | Calgary | 144 | 144
2029 | 4 Stagnant Scenario | Simple Cycle | Central | 97.9 | 114.6
2029 | 4 Stagnant Scenario | Simple Cycle | Edmonton | 269.8 | 269.8
2029 | 4 Stagnant Scenario | Simple Cycle | Northeast
2029 | 4 Stagnant Scenario | Simple Cycle | Northwest | 700.1 | 700.1
2029 | 4 Stagnant Scenario | Simple Cycle | South | 158.1 | 158.1
2029 | 4 Stagnant Scenario | Solar | Central | 72 | 72
2029 | 4 Stagnant Scenario | Solar | South | 931.5 | 931.5
2029 | 4 Stagnant Scenario | Solar/Storage | Central | 35 | 35
2029 | 4 Stagnant Scenario | Storage | Calgary
2029 | 4 Stagnant Scenario | Storage | Central | 5 | 10
2029 | 4 Stagnant Scenario | Storage | Edmonton | 5 | 10
2029 | 4 Stagnant Scenario | Storage | Northeast
2029 | 4 Stagnant Scenario | Storage | Northwest | 25 | 25
2029 | 4 Stagnant Scenario | Storage | South | 20 | 20
2029 | 4 Stagnant Scenario | Wind | Central | 709.4 | 719.4
2029 | 4 Stagnant Scenario | Wind | South | 3167.9 | 3187.9
2030 | 4 Stagnant Scenario | Coal | Central
2030 | 4 Stagnant Scenario | Coal | Edmonton
2030 | 4 Stagnant Scenario | Coal | South
2030 | 4 Stagnant Scenario | Coal to Gas - Steam boiler | Central
2030 | 4 Stagnant Scenario | Coal to Gas - Steam boiler | Edmonton | 1735 | 1735
2030 | 4 Stagnant Scenario | Coal to Gas - Steam boiler | South
2030 | 4 Stagnant Scenario | Cogeneration | Calgary | 12 | 12
2030 | 4 Stagnant Scenario | Cogeneration | Central | 1150 | 1150
2030 | 4 Stagnant Scenario | Cogeneration | Edmonton | 92 | 92
2030 | 4 Stagnant Scenario | Cogeneration | Northeast | 4478 | 4478
2030 | 4 Stagnant Scenario | Cogeneration | Northwest | 162 | 162
2030 | 4 Stagnant Scenario | Cogeneration | South | 100 | 100
2030 | 4 Stagnant Scenario | Combined Cycle | Calgary | 1300 | 1300
2030 | 4 Stagnant Scenario | Combined Cycle | Central | 900 | 900
2030 | 4 Stagnant Scenario | Combined Cycle | Edmonton
2030 | 4 Stagnant Scenario | Combined Cycle | Northwest | 73 | 73
2030 | 4 Stagnant Scenario | Combined Cycle | South | 375 | 375
2030 | 4 Stagnant Scenario | Hydro | Central | 485 | 485
2030 | 4 Stagnant Scenario | Hydro | South | 409 | 409
2030 | 4 Stagnant Scenario | Other | Central | 50 | 50
2030 | 4 Stagnant Scenario | Other | Northeast | 149 | 149
2030 | 4 Stagnant Scenario | Other | Northwest | 182 | 182
2030 | 4 Stagnant Scenario | Other | South | 42 | 42
2030 | 4 Stagnant Scenario | Simple Cycle | Calgary | 144 | 144
2030 | 4 Stagnant Scenario | Simple Cycle | Central | 114.6 | 114.6
2030 | 4 Stagnant Scenario | Simple Cycle | Edmonton | 269.8 | 269.8
2030 | 4 Stagnant Scenario | Simple Cycle | Northeast
2030 | 4 Stagnant Scenario | Simple Cycle | Northwest | 700.1 | 716.8
2030 | 4 Stagnant Scenario | Simple Cycle | South | 158.1 | 158.1
2030 | 4 Stagnant Scenario | Solar | Central | 72 | 72
2030 | 4 Stagnant Scenario | Solar | South | 931.5 | 931.5
2030 | 4 Stagnant Scenario | Solar/Storage | Central | 35 | 35
2030 | 4 Stagnant Scenario | Storage | Calgary
2030 | 4 Stagnant Scenario | Storage | Central | 10 | 10
2030 | 4 Stagnant Scenario | Storage | Edmonton | 10 | 10
2030 | 4 Stagnant Scenario | Storage | Northeast
2030 | 4 Stagnant Scenario | Storage | Northwest | 25 | 25
2030 | 4 Stagnant Scenario | Storage | South | 20 | 20
2030 | 4 Stagnant Scenario | Wind | Central | 719.4 | 719.4
2030 | 4 Stagnant Scenario | Wind | South | 3187.9 | 3187.9
2031 | 4 Stagnant Scenario | Coal | Central
2031 | 4 Stagnant Scenario | Coal | Edmonton
2031 | 4 Stagnant Scenario | Coal | South
2031 | 4 Stagnant Scenario | Coal to Gas - Steam boiler | Central
2031 | 4 Stagnant Scenario | Coal to Gas - Steam boiler | Edmonton | 1735 | 1735
2031 | 4 Stagnant Scenario | Coal to Gas - Steam boiler | South
2031 | 4 Stagnant Scenario | Cogeneration | Calgary | 12 | 12
2031 | 4 Stagnant Scenario | Cogeneration | Central | 1150 | 1150
2031 | 4 Stagnant Scenario | Cogeneration | Edmonton | 92 | 92
2031 | 4 Stagnant Scenario | Cogeneration | Northeast | 4478 | 4478
2031 | 4 Stagnant Scenario | Cogeneration | Northwest | 162 | 162
2031 | 4 Stagnant Scenario | Cogeneration | South | 100 | 100
2031 | 4 Stagnant Scenario | Combined Cycle | Calgary | 1300 | 1300
2031 | 4 Stagnant Scenario | Combined Cycle | Central | 900 | 900
2031 | 4 Stagnant Scenario | Combined Cycle | Edmonton
2031 | 4 Stagnant Scenario | Combined Cycle | Northwest | 73 | 73
2031 | 4 Stagnant Scenario | Combined Cycle | South | 375 | 375
2031 | 4 Stagnant Scenario | Hydro | Central | 485 | 485
2031 | 4 Stagnant Scenario | Hydro | South | 409 | 409
2031 | 4 Stagnant Scenario | Other | Central | 50 | 50
2031 | 4 Stagnant Scenario | Other | Northeast | 149 | 149
2031 | 4 Stagnant Scenario | Other | Northwest | 182 | 182
2031 | 4 Stagnant Scenario | Other | South | 42 | 42
2031 | 4 Stagnant Scenario | Simple Cycle | Calgary | 144 | 144
2031 | 4 Stagnant Scenario | Simple Cycle | Central | 114.6 | 114.6
2031 | 4 Stagnant Scenario | Simple Cycle | Edmonton | 269.8 | 269.8
2031 | 4 Stagnant Scenario | Simple Cycle | Northeast
2031 | 4 Stagnant Scenario | Simple Cycle | Northwest | 716.8 | 716.8
2031 | 4 Stagnant Scenario | Simple Cycle | South | 152.1 | 152.1
2031 | 4 Stagnant Scenario | Solar | Central | 72 | 72
2031 | 4 Stagnant Scenario | Solar | South | 931.5 | 981.5
2031 | 4 Stagnant Scenario | Solar/Storage | Central | 35 | 35
2031 | 4 Stagnant Scenario | Storage | Calgary
2031 | 4 Stagnant Scenario | Storage | Central | 10 | 10
2031 | 4 Stagnant Scenario | Storage | Edmonton | 10 | 10
2031 | 4 Stagnant Scenario | Storage | Northeast
2031 | 4 Stagnant Scenario | Storage | Northwest | 25 | 25
2031 | 4 Stagnant Scenario | Storage | South | 20 | 20
2031 | 4 Stagnant Scenario | Wind | Central | 719.4 | 719.4
2031 | 4 Stagnant Scenario | Wind | South | 3187.9 | 3187.9
2032 | 4 Stagnant Scenario | Coal | Central
2032 | 4 Stagnant Scenario | Coal | Edmonton
2032 | 4 Stagnant Scenario | Coal | South
2032 | 4 Stagnant Scenario | Coal to Gas - Steam boiler | Central
2032 | 4 Stagnant Scenario | Coal to Gas - Steam boiler | Edmonton | 1735 | 1735
2032 | 4 Stagnant Scenario | Coal to Gas - Steam boiler | South
2032 | 4 Stagnant Scenario | Cogeneration | Calgary | 12 | 12
2032 | 4 Stagnant Scenario | Cogeneration | Central | 1150 | 1150
2032 | 4 Stagnant Scenario | Cogeneration | Edmonton | 92 | 92
2032 | 4 Stagnant Scenario | Cogeneration | Northeast | 4478 | 4478
2032 | 4 Stagnant Scenario | Cogeneration | Northwest | 162 | 162
2032 | 4 Stagnant Scenario | Cogeneration | South | 100 | 100
2032 | 4 Stagnant Scenario | Combined Cycle | Calgary | 1300 | 1300
2032 | 4 Stagnant Scenario | Combined Cycle | Central | 900 | 900
2032 | 4 Stagnant Scenario | Combined Cycle | Edmonton
2032 | 4 Stagnant Scenario | Combined Cycle | Northwest | 73 | 73
2032 | 4 Stagnant Scenario | Combined Cycle | South | 375 | 375
2032 | 4 Stagnant Scenario | Hydro | Central | 485 | 485
2032 | 4 Stagnant Scenario | Hydro | South | 409 | 409
2032 | 4 Stagnant Scenario | Other | Central | 50 | 50
2032 | 4 Stagnant Scenario | Other | Northeast | 149 | 149
2032 | 4 Stagnant Scenario | Other | Northwest | 182 | 182
2032 | 4 Stagnant Scenario | Other | South | 42 | 42
2032 | 4 Stagnant Scenario | Simple Cycle | Calgary | 144 | 144
2032 | 4 Stagnant Scenario | Simple Cycle | Central | 114.6 | 114.6
2032 | 4 Stagnant Scenario | Simple Cycle | Edmonton | 269.8 | 269.8
2032 | 4 Stagnant Scenario | Simple Cycle | Northeast
2032 | 4 Stagnant Scenario | Simple Cycle | Northwest | 716.8 | 716.8
2032 | 4 Stagnant Scenario | Simple Cycle | South | 152.1 | 152.1
2032 | 4 Stagnant Scenario | Solar | Central | 72 | 72
2032 | 4 Stagnant Scenario | Solar | South | 981.5 | 981.5
2032 | 4 Stagnant Scenario | Solar/Storage | Central | 35 | 35
2032 | 4 Stagnant Scenario | Storage | Calgary |  | 5
2032 | 4 Stagnant Scenario | Storage | Central | 10 | 10
2032 | 4 Stagnant Scenario | Storage | Edmonton | 10 | 10
2032 | 4 Stagnant Scenario | Storage | Northeast
2032 | 4 Stagnant Scenario | Storage | Northwest | 25 | 25
2032 | 4 Stagnant Scenario | Storage | South | 20 | 25
2032 | 4 Stagnant Scenario | Wind | Central | 719.4 | 769.4
2032 | 4 Stagnant Scenario | Wind | South | 3187.9 | 3187.9
2033 | 4 Stagnant Scenario | Coal | Central
2033 | 4 Stagnant Scenario | Coal | Edmonton
2033 | 4 Stagnant Scenario | Coal | South
2033 | 4 Stagnant Scenario | Coal to Gas - Steam boiler | Central
2033 | 4 Stagnant Scenario | Coal to Gas - Steam boiler | Edmonton | 1735 | 1735
2033 | 4 Stagnant Scenario | Coal to Gas - Steam boiler | South
2033 | 4 Stagnant Scenario | Cogeneration | Calgary | 12 | 12
2033 | 4 Stagnant Scenario | Cogeneration | Central | 1150 | 1150
2033 | 4 Stagnant Scenario | Cogeneration | Edmonton | 92 | 92
2033 | 4 Stagnant Scenario | Cogeneration | Northeast | 4478 | 4478
2033 | 4 Stagnant Scenario | Cogeneration | Northwest | 162 | 162
2033 | 4 Stagnant Scenario | Cogeneration | South | 100 | 100
2033 | 4 Stagnant Scenario | Combined Cycle | Calgary | 1300 | 1300
2033 | 4 Stagnant Scenario | Combined Cycle | Central | 900 | 900
2033 | 4 Stagnant Scenario | Combined Cycle | Edmonton
2033 | 4 Stagnant Scenario | Combined Cycle | Northwest | 73 | 73
2033 | 4 Stagnant Scenario | Combined Cycle | South | 375 | 375
2033 | 4 Stagnant Scenario | Hydro | Central | 485 | 485
2033 | 4 Stagnant Scenario | Hydro | South | 409 | 409
2033 | 4 Stagnant Scenario | Other | Central | 50 | 50
2033 | 4 Stagnant Scenario | Other | Northeast | 149 | 149
2033 | 4 Stagnant Scenario | Other | Northwest | 182 | 182
2033 | 4 Stagnant Scenario | Other | South | 42 | 42
2033 | 4 Stagnant Scenario | Simple Cycle | Calgary | 144 | 144
2033 | 4 Stagnant Scenario | Simple Cycle | Central | 114.6 | 114.6
2033 | 4 Stagnant Scenario | Simple Cycle | Edmonton | 269.8 | 269.8
2033 | 4 Stagnant Scenario | Simple Cycle | Northeast
2033 | 4 Stagnant Scenario | Simple Cycle | Northwest | 716.8 | 716.8
2033 | 4 Stagnant Scenario | Simple Cycle | South | 152.1 | 152.1
2033 | 4 Stagnant Scenario | Solar | Central | 72 | 122
2033 | 4 Stagnant Scenario | Solar | South | 981.5 | 981.5
2033 | 4 Stagnant Scenario | Solar/Storage | Central | 35 | 35
2033 | 4 Stagnant Scenario | Storage | Calgary | 5 | 5
2033 | 4 Stagnant Scenario | Storage | Central | 10 | 10
2033 | 4 Stagnant Scenario | Storage | Edmonton | 10 | 10
2033 | 4 Stagnant Scenario | Storage | Northeast
2033 | 4 Stagnant Scenario | Storage | Northwest | 25 | 25
2033 | 4 Stagnant Scenario | Storage | South | 25 | 25
2033 | 4 Stagnant Scenario | Wind | Central | 769.4 | 769.4
2033 | 4 Stagnant Scenario | Wind | South | 3187.9 | 3187.9
2034 | 4 Stagnant Scenario | Coal | Central
2034 | 4 Stagnant Scenario | Coal | Edmonton
2034 | 4 Stagnant Scenario | Coal | South
2034 | 4 Stagnant Scenario | Coal to Gas - Steam boiler | Central
2034 | 4 Stagnant Scenario | Coal to Gas - Steam boiler | Edmonton | 1735 | 1735
2034 | 4 Stagnant Scenario | Coal to Gas - Steam boiler | South
2034 | 4 Stagnant Scenario | Cogeneration | Calgary | 12 | 12
2034 | 4 Stagnant Scenario | Cogeneration | Central | 1150 | 1150
2034 | 4 Stagnant Scenario | Cogeneration | Edmonton | 92 | 92
2034 | 4 Stagnant Scenario | Cogeneration | Northeast | 4478 | 4478
2034 | 4 Stagnant Scenario | Cogeneration | Northwest | 162 | 162
2034 | 4 Stagnant Scenario | Cogeneration | South | 100 | 100
2034 | 4 Stagnant Scenario | Combined Cycle | Calgary | 1300 | 1300
2034 | 4 Stagnant Scenario | Combined Cycle | Central | 900 | 900
2034 | 4 Stagnant Scenario | Combined Cycle | Edmonton
2034 | 4 Stagnant Scenario | Combined Cycle | Northwest | 73 | 73
2034 | 4 Stagnant Scenario | Combined Cycle | South | 375 | 375
2034 | 4 Stagnant Scenario | Hydro | Central | 485 | 485
2034 | 4 Stagnant Scenario | Hydro | South | 409 | 409
2034 | 4 Stagnant Scenario | Other | Central | 50 | 50
2034 | 4 Stagnant Scenario | Other | Northeast | 149 | 149
2034 | 4 Stagnant Scenario | Other | Northwest | 182 | 182
2034 | 4 Stagnant Scenario | Other | South | 42 | 42
2034 | 4 Stagnant Scenario | Simple Cycle | Calgary | 144 | 144
2034 | 4 Stagnant Scenario | Simple Cycle | Central | 114.6 | 114.6
2034 | 4 Stagnant Scenario | Simple Cycle | Edmonton | 269.8 | 269.8
2034 | 4 Stagnant Scenario | Simple Cycle | Northeast
2034 | 4 Stagnant Scenario | Simple Cycle | Northwest | 716.8 | 716.8
2034 | 4 Stagnant Scenario | Simple Cycle | South | 152.1 | 152.1
2034 | 4 Stagnant Scenario | Solar | Central | 122 | 122
2034 | 4 Stagnant Scenario | Solar | South | 981.5 | 981.5
2034 | 4 Stagnant Scenario | Solar/Storage | Central | 35 | 35
2034 | 4 Stagnant Scenario | Storage | Calgary | 5 | 5
2034 | 4 Stagnant Scenario | Storage | Central | 10 | 15
2034 | 4 Stagnant Scenario | Storage | Edmonton | 10 | 15
2034 | 4 Stagnant Scenario | Storage | Northeast
2034 | 4 Stagnant Scenario | Storage | Northwest | 25 | 25
2034 | 4 Stagnant Scenario | Storage | South | 25 | 25
2034 | 4 Stagnant Scenario | Wind | Central | 769.4 | 819.4
2034 | 4 Stagnant Scenario | Wind | South | 3187.9 | 3187.9
2035 | 4 Stagnant Scenario | Coal | Central
2035 | 4 Stagnant Scenario | Coal | Edmonton
2035 | 4 Stagnant Scenario | Coal | South
2035 | 4 Stagnant Scenario | Coal to Gas - Steam boiler | Central
2035 | 4 Stagnant Scenario | Coal to Gas - Steam boiler | Edmonton | 1735 | 1735
2035 | 4 Stagnant Scenario | Coal to Gas - Steam boiler | South
2035 | 4 Stagnant Scenario | Cogeneration | Calgary | 12 | 12
2035 | 4 Stagnant Scenario | Cogeneration | Central | 1150 | 1150
2035 | 4 Stagnant Scenario | Cogeneration | Edmonton | 92 | 92
2035 | 4 Stagnant Scenario | Cogeneration | Northeast | 4478 | 4478
2035 | 4 Stagnant Scenario | Cogeneration | Northwest | 162 | 162
2035 | 4 Stagnant Scenario | Cogeneration | South | 100 | 100
2035 | 4 Stagnant Scenario | Combined Cycle | Calgary | 1300 | 1300
2035 | 4 Stagnant Scenario | Combined Cycle | Central | 900 | 900
2035 | 4 Stagnant Scenario | Combined Cycle | Edmonton
2035 | 4 Stagnant Scenario | Combined Cycle | Northwest | 73 | 73
2035 | 4 Stagnant Scenario | Combined Cycle | South | 375 | 375
2035 | 4 Stagnant Scenario | Hydro | Central | 485 | 485
2035 | 4 Stagnant Scenario | Hydro | South | 409 | 409
2035 | 4 Stagnant Scenario | Other | Central | 50 | 50
2035 | 4 Stagnant Scenario | Other | Northeast | 149 | 149
2035 | 4 Stagnant Scenario | Other | Northwest | 182 | 182
2035 | 4 Stagnant Scenario | Other | South | 42 | 42
2035 | 4 Stagnant Scenario | Simple Cycle | Calgary | 144 | 144
2035 | 4 Stagnant Scenario | Simple Cycle | Central | 114.6 | 114.6
2035 | 4 Stagnant Scenario | Simple Cycle | Edmonton | 269.8 | 269.8
2035 | 4 Stagnant Scenario | Simple Cycle | Northeast
2035 | 4 Stagnant Scenario | Simple Cycle | Northwest | 716.8 | 716.8
2035 | 4 Stagnant Scenario | Simple Cycle | South | 152.1 | 152.1
2035 | 4 Stagnant Scenario | Solar | Central | 122 | 122
2035 | 4 Stagnant Scenario | Solar | South | 981.5 | 1031.5
2035 | 4 Stagnant Scenario | Solar/Storage | Central | 35 | 35
2035 | 4 Stagnant Scenario | Storage | Calgary | 5 | 5
2035 | 4 Stagnant Scenario | Storage | Central | 15 | 15
2035 | 4 Stagnant Scenario | Storage | Edmonton | 15 | 15
2035 | 4 Stagnant Scenario | Storage | Northeast
2035 | 4 Stagnant Scenario | Storage | Northwest | 25 | 25
2035 | 4 Stagnant Scenario | Storage | South | 25 | 25
2035 | 4 Stagnant Scenario | Wind | Central | 819.4 | 819.4
2035 | 4 Stagnant Scenario | Wind | South | 3187.9 | 3187.9
2036 | 4 Stagnant Scenario | Coal | Central
2036 | 4 Stagnant Scenario | Coal | Edmonton
2036 | 4 Stagnant Scenario | Coal | South
2036 | 4 Stagnant Scenario | Coal to Gas - Steam boiler | Central
2036 | 4 Stagnant Scenario | Coal to Gas - Steam boiler | Edmonton | 1735 | 1735
2036 | 4 Stagnant Scenario | Coal to Gas - Steam boiler | South
2036 | 4 Stagnant Scenario | Cogeneration | Calgary | 12 | 12
2036 | 4 Stagnant Scenario | Cogeneration | Central | 1150 | 1150
2036 | 4 Stagnant Scenario | Cogeneration | Edmonton | 92 | 92
2036 | 4 Stagnant Scenario | Cogeneration | Northeast | 4478 | 4478
2036 | 4 Stagnant Scenario | Cogeneration | Northwest | 162 | 162
2036 | 4 Stagnant Scenario | Cogeneration | South | 100 | 100
2036 | 4 Stagnant Scenario | Combined Cycle | Calgary | 1300 | 1300
2036 | 4 Stagnant Scenario | Combined Cycle | Central | 900 | 900
2036 | 4 Stagnant Scenario | Combined Cycle | Edmonton
2036 | 4 Stagnant Scenario | Combined Cycle | Northwest | 73 | 73
2036 | 4 Stagnant Scenario | Combined Cycle | South | 375 | 375
2036 | 4 Stagnant Scenario | Hydro | Central | 485 | 485
2036 | 4 Stagnant Scenario | Hydro | South | 409 | 409
2036 | 4 Stagnant Scenario | Other | Central | 50 | 50
2036 | 4 Stagnant Scenario | Other | Northeast | 149 | 149
2036 | 4 Stagnant Scenario | Other | Northwest | 182 | 182
2036 | 4 Stagnant Scenario | Other | South | 42 | 42
2036 | 4 Stagnant Scenario | Simple Cycle | Calgary | 144 | 144
2036 | 4 Stagnant Scenario | Simple Cycle | Central | 114.6 | 114.6
2036 | 4 Stagnant Scenario | Simple Cycle | Edmonton | 269.8 | 362.8
2036 | 4 Stagnant Scenario | Simple Cycle | Northeast
2036 | 4 Stagnant Scenario | Simple Cycle | Northwest | 716.8 | 716.8
2036 | 4 Stagnant Scenario | Simple Cycle | South | 152.1 | 152.1
2036 | 4 Stagnant Scenario | Solar | Central | 122 | 122
2036 | 4 Stagnant Scenario | Solar | South | 1031.5 | 1031.5
2036 | 4 Stagnant Scenario | Solar/Storage | Central | 35 | 35
2036 | 4 Stagnant Scenario | Storage | Calgary | 5 | 5
2036 | 4 Stagnant Scenario | Storage | Central | 15 | 20
2036 | 4 Stagnant Scenario | Storage | Edmonton | 15 | 15
2036 | 4 Stagnant Scenario | Storage | Northeast
2036 | 4 Stagnant Scenario | Storage | Northwest | 25 | 25
2036 | 4 Stagnant Scenario | Storage | South | 25 | 35
2036 | 4 Stagnant Scenario | Wind | Central | 819.4 | 819.4
2036 | 4 Stagnant Scenario | Wind | South | 3187.9 | 3237.9
2037 | 4 Stagnant Scenario | Coal | Central
2037 | 4 Stagnant Scenario | Coal | Edmonton
2037 | 4 Stagnant Scenario | Coal | South
2037 | 4 Stagnant Scenario | Coal to Gas - Steam boiler | Central
2037 | 4 Stagnant Scenario | Coal to Gas - Steam boiler | Edmonton | 935 | 935
2037 | 4 Stagnant Scenario | Coal to Gas - Steam boiler | South
2037 | 4 Stagnant Scenario | Cogeneration | Calgary | 12 | 12
2037 | 4 Stagnant Scenario | Cogeneration | Central | 1150 | 1150
2037 | 4 Stagnant Scenario | Cogeneration | Edmonton | 92 | 92
2037 | 4 Stagnant Scenario | Cogeneration | Northeast | 4478 | 4478
2037 | 4 Stagnant Scenario | Cogeneration | Northwest | 162 | 162
2037 | 4 Stagnant Scenario | Cogeneration | South | 100 | 100
2037 | 4 Stagnant Scenario | Combined Cycle | Calgary | 1300 | 1300
2037 | 4 Stagnant Scenario | Combined Cycle | Central | 900 | 900
2037 | 4 Stagnant Scenario | Combined Cycle | Edmonton
2037 | 4 Stagnant Scenario | Combined Cycle | Northwest | 73 | 73
2037 | 4 Stagnant Scenario | Combined Cycle | South | 375 | 375
2037 | 4 Stagnant Scenario | Hydro | Central | 485 | 485
2037 | 4 Stagnant Scenario | Hydro | South | 409 | 409
2037 | 4 Stagnant Scenario | Other | Central | 50 | 50
2037 | 4 Stagnant Scenario | Other | Northeast | 149 | 149
2037 | 4 Stagnant Scenario | Other | Northwest | 182 | 182
2037 | 4 Stagnant Scenario | Other | South | 42 | 42
2037 | 4 Stagnant Scenario | Simple Cycle | Calgary | 144 | 144
2037 | 4 Stagnant Scenario | Simple Cycle | Central | 114.6 | 114.6
2037 | 4 Stagnant Scenario | Simple Cycle | Edmonton | 362.8 | 409.3
2037 | 4 Stagnant Scenario | Simple Cycle | Northeast
2037 | 4 Stagnant Scenario | Simple Cycle | Northwest | 716.8 | 716.8
2037 | 4 Stagnant Scenario | Simple Cycle | South | 152.1 | 152.1
2037 | 4 Stagnant Scenario | Solar | Central | 122 | 122
2037 | 4 Stagnant Scenario | Solar | South | 1031.5 | 1081.5
2037 | 4 Stagnant Scenario | Solar/Storage | Central | 35 | 35
2037 | 4 Stagnant Scenario | Storage | Calgary | 5 | 5
2037 | 4 Stagnant Scenario | Storage | Central | 20 | 20
2037 | 4 Stagnant Scenario | Storage | Edmonton | 15 | 15
2037 | 4 Stagnant Scenario | Storage | Northeast
2037 | 4 Stagnant Scenario | Storage | Northwest | 25 | 25
2037 | 4 Stagnant Scenario | Storage | South | 35 | 35
2037 | 4 Stagnant Scenario | Wind | Central | 819.4 | 819.4
2037 | 4 Stagnant Scenario | Wind | South | 3237.9 | 3156.9
2038 | 4 Stagnant Scenario | Coal | Central
2038 | 4 Stagnant Scenario | Coal | Edmonton
2038 | 4 Stagnant Scenario | Coal | South
2038 | 4 Stagnant Scenario | Coal to Gas - Steam boiler | Central
2038 | 4 Stagnant Scenario | Coal to Gas - Steam boiler | Edmonton
2038 | 4 Stagnant Scenario | Coal to Gas - Steam boiler | South
2038 | 4 Stagnant Scenario | Cogeneration | Calgary | 12 | 12
2038 | 4 Stagnant Scenario | Cogeneration | Central | 1150 | 1150
2038 | 4 Stagnant Scenario | Cogeneration | Edmonton | 92 | 92
2038 | 4 Stagnant Scenario | Cogeneration | Northeast | 4478 | 4478
2038 | 4 Stagnant Scenario | Cogeneration | Northwest | 162 | 162
2038 | 4 Stagnant Scenario | Cogeneration | South | 100 | 100
2038 | 4 Stagnant Scenario | Combined Cycle | Calgary | 1300 | 1300
2038 | 4 Stagnant Scenario | Combined Cycle | Central | 900 | 900
2038 | 4 Stagnant Scenario | Combined Cycle | Edmonton |  | 479
2038 | 4 Stagnant Scenario | Combined Cycle | Northwest | 73 | 73
2038 | 4 Stagnant Scenario | Combined Cycle | South | 375 | 375
2038 | 4 Stagnant Scenario | Hydro | Central | 485 | 485
2038 | 4 Stagnant Scenario | Hydro | South | 409 | 409
2038 | 4 Stagnant Scenario | Other | Central | 50 | 50
2038 | 4 Stagnant Scenario | Other | Northeast | 149 | 149
2038 | 4 Stagnant Scenario | Other | Northwest | 182 | 182
2038 | 4 Stagnant Scenario | Other | South | 42 | 42
2038 | 4 Stagnant Scenario | Simple Cycle | Calgary | 144 | 144
2038 | 4 Stagnant Scenario | Simple Cycle | Central | 114.6 | 114.6
2038 | 4 Stagnant Scenario | Simple Cycle | Edmonton | 409.3 | 409.3
2038 | 4 Stagnant Scenario | Simple Cycle | Northeast
2038 | 4 Stagnant Scenario | Simple Cycle | Northwest | 716.8 | 668.8
2038 | 4 Stagnant Scenario | Simple Cycle | South | 152.1 | 152.1
2038 | 4 Stagnant Scenario | Solar | Central | 122 | 122
2038 | 4 Stagnant Scenario | Solar | South | 1081.5 | 1081.5
2038 | 4 Stagnant Scenario | Solar/Storage | Central | 35 | 35
2038 | 4 Stagnant Scenario | Storage | Calgary | 5 | 5
2038 | 4 Stagnant Scenario | Storage | Central | 20 | 25
2038 | 4 Stagnant Scenario | Storage | Edmonton | 15 | 15
2038 | 4 Stagnant Scenario | Storage | Northeast |  | 5
2038 | 4 Stagnant Scenario | Storage | Northwest | 25 | 25
2038 | 4 Stagnant Scenario | Storage | South | 35 | 45
2038 | 4 Stagnant Scenario | Wind | Central | 819.4 | 819.4
2038 | 4 Stagnant Scenario | Wind | South | 3156.9 | 3287.9
2039 | 4 Stagnant Scenario | Coal | Central
2039 | 4 Stagnant Scenario | Coal | Edmonton
2039 | 4 Stagnant Scenario | Coal | South
2039 | 4 Stagnant Scenario | Coal to Gas - Steam boiler | Central
2039 | 4 Stagnant Scenario | Coal to Gas - Steam boiler | Edmonton
2039 | 4 Stagnant Scenario | Coal to Gas - Steam boiler | South
2039 | 4 Stagnant Scenario | Cogeneration | Calgary | 12 | 12
2039 | 4 Stagnant Scenario | Cogeneration | Central | 1150 | 1150
2039 | 4 Stagnant Scenario | Cogeneration | Edmonton | 92 | 92
2039 | 4 Stagnant Scenario | Cogeneration | Northeast | 4478 | 4478
2039 | 4 Stagnant Scenario | Cogeneration | Northwest | 162 | 162
2039 | 4 Stagnant Scenario | Cogeneration | South | 100 | 100
2039 | 4 Stagnant Scenario | Combined Cycle | Calgary | 1300 | 1300
2039 | 4 Stagnant Scenario | Combined Cycle | Central | 900 | 900
2039 | 4 Stagnant Scenario | Combined Cycle | Edmonton | 479 | 958
2039 | 4 Stagnant Scenario | Combined Cycle | Northwest | 73
2039 | 4 Stagnant Scenario | Combined Cycle | South | 375 | 375
2039 | 4 Stagnant Scenario | Hydro | Central | 485 | 485
2039 | 4 Stagnant Scenario | Hydro | South | 409 | 409
2039 | 4 Stagnant Scenario | Other | Central | 50 | 50
2039 | 4 Stagnant Scenario | Other | Northeast | 149 | 149
2039 | 4 Stagnant Scenario | Other | Northwest | 182 | 182
2039 | 4 Stagnant Scenario | Other | South | 42 | 42
2039 | 4 Stagnant Scenario | Simple Cycle | Calgary | 144 | 144
2039 | 4 Stagnant Scenario | Simple Cycle | Central | 114.6 | 114.6
2039 | 4 Stagnant Scenario | Simple Cycle | Edmonton | 409.3 | 502.3
2039 | 4 Stagnant Scenario | Simple Cycle | Northeast
2039 | 4 Stagnant Scenario | Simple Cycle | Northwest | 668.8 | 618.8
2039 | 4 Stagnant Scenario | Simple Cycle | South | 152.1 | 152.1
2039 | 4 Stagnant Scenario | Solar | Central | 122 | 122
2039 | 4 Stagnant Scenario | Solar | South | 1081.5 | 1131.5
2039 | 4 Stagnant Scenario | Solar/Storage | Central | 35 | 35
2039 | 4 Stagnant Scenario | Storage | Calgary | 5 | 5
2039 | 4 Stagnant Scenario | Storage | Central | 25 | 25
2039 | 4 Stagnant Scenario | Storage | Edmonton | 15 | 15
2039 | 4 Stagnant Scenario | Storage | Northeast | 5 | 5
2039 | 4 Stagnant Scenario | Storage | Northwest | 25 | 25
2039 | 4 Stagnant Scenario | Storage | South | 45 | 45
2039 | 4 Stagnant Scenario | Wind | Central | 819.4 | 819.4
2039 | 4 Stagnant Scenario | Wind | South | 3287.9 | 3287.9
2040 | 4 Stagnant Scenario | Coal | Central
2040 | 4 Stagnant Scenario | Coal | Edmonton
2040 | 4 Stagnant Scenario | Coal | South
2040 | 4 Stagnant Scenario | Coal to Gas - Steam boiler | Central
2040 | 4 Stagnant Scenario | Coal to Gas - Steam boiler | Edmonton
2040 | 4 Stagnant Scenario | Coal to Gas - Steam boiler | South
2040 | 4 Stagnant Scenario | Cogeneration | Calgary | 12 | 12
2040 | 4 Stagnant Scenario | Cogeneration | Central | 1150 | 1150
2040 | 4 Stagnant Scenario | Cogeneration | Edmonton | 92 | 92
2040 | 4 Stagnant Scenario | Cogeneration | Northeast | 4478 | 4478
2040 | 4 Stagnant Scenario | Cogeneration | Northwest | 162 | 162
2040 | 4 Stagnant Scenario | Cogeneration | South | 100 | 100
2040 | 4 Stagnant Scenario | Combined Cycle | Calgary | 1300 | 1300
2040 | 4 Stagnant Scenario | Combined Cycle | Central | 900 | 900
2040 | 4 Stagnant Scenario | Combined Cycle | Edmonton | 958 | 958
2040 | 4 Stagnant Scenario | Combined Cycle | Northwest
2040 | 4 Stagnant Scenario | Combined Cycle | South | 375 | 375
2040 | 4 Stagnant Scenario | Hydro | Central | 485 | 485
2040 | 4 Stagnant Scenario | Hydro | South | 409 | 409
2040 | 4 Stagnant Scenario | Other | Central | 50 | 50
2040 | 4 Stagnant Scenario | Other | Northeast | 149 | 149
2040 | 4 Stagnant Scenario | Other | Northwest | 182 | 182
2040 | 4 Stagnant Scenario | Other | South | 42 | 42
2040 | 4 Stagnant Scenario | Simple Cycle | Calgary | 144 | 144
2040 | 4 Stagnant Scenario | Simple Cycle | Central | 114.6 | 114.6
2040 | 4 Stagnant Scenario | Simple Cycle | Edmonton | 502.3 | 548.8
2040 | 4 Stagnant Scenario | Simple Cycle | Northeast |  | 46.5
2040 | 4 Stagnant Scenario | Simple Cycle | Northwest | 618.8 | 665.3
2040 | 4 Stagnant Scenario | Simple Cycle | South | 152.1 | 152.1
2040 | 4 Stagnant Scenario | Solar | Central | 122 | 122
2040 | 4 Stagnant Scenario | Solar | South | 1131.5 | 1131.5
2040 | 4 Stagnant Scenario | Solar/Storage | Central | 35 | 35
2040 | 4 Stagnant Scenario | Storage | Calgary | 5 | 10
2040 | 4 Stagnant Scenario | Storage | Central | 25 | 25
2040 | 4 Stagnant Scenario | Storage | Edmonton | 15 | 15
2040 | 4 Stagnant Scenario | Storage | Northeast | 5 | 10
2040 | 4 Stagnant Scenario | Storage | Northwest | 25 | 15
2040 | 4 Stagnant Scenario | Storage | South | 45 | 40
2040 | 4 Stagnant Scenario | Wind | Central | 819.4 | 819.4
2040 | 4 Stagnant Scenario | Wind | South | 3287.9 | 3337.9
2041 | 4 Stagnant Scenario | Coal | Central
2041 | 4 Stagnant Scenario | Coal | Edmonton
2041 | 4 Stagnant Scenario | Coal | South
2041 | 4 Stagnant Scenario | Coal to Gas - Steam boiler | Central
2041 | 4 Stagnant Scenario | Coal to Gas - Steam boiler | Edmonton
2041 | 4 Stagnant Scenario | Coal to Gas - Steam boiler | South
2041 | 4 Stagnant Scenario | Cogeneration | Calgary | 12 | 12
2041 | 4 Stagnant Scenario | Cogeneration | Central | 1150 | 1150
2041 | 4 Stagnant Scenario | Cogeneration | Edmonton | 92 | 92
2041 | 4 Stagnant Scenario | Cogeneration | Northeast | 4478 | 4478
2041 | 4 Stagnant Scenario | Cogeneration | Northwest | 162 | 162
2041 | 4 Stagnant Scenario | Cogeneration | South | 100 | 100
2041 | 4 Stagnant Scenario | Combined Cycle | Calgary | 1300 | 1180
2041 | 4 Stagnant Scenario | Combined Cycle | Central | 900 | 900
2041 | 4 Stagnant Scenario | Combined Cycle | Edmonton | 958 | 958
2041 | 4 Stagnant Scenario | Combined Cycle | Northwest
2041 | 4 Stagnant Scenario | Combined Cycle | South | 375 | 255
2041 | 4 Stagnant Scenario | Hydro | Central | 485 | 485
2041 | 4 Stagnant Scenario | Hydro | South | 409 | 409
2041 | 4 Stagnant Scenario | Other | Central | 50 | 50
2041 | 4 Stagnant Scenario | Other | Northeast | 149 | 149
2041 | 4 Stagnant Scenario | Other | Northwest | 182 | 182
2041 | 4 Stagnant Scenario | Other | South | 42 | 42
2041 | 4 Stagnant Scenario | Simple Cycle | Calgary | 144 | 144
2041 | 4 Stagnant Scenario | Simple Cycle | Central | 114.6 | 114.6
2041 | 4 Stagnant Scenario | Simple Cycle | Edmonton | 548.8 | 595.3
2041 | 4 Stagnant Scenario | Simple Cycle | Northeast | 46.5 | 46.5
2041 | 4 Stagnant Scenario | Simple Cycle | Northwest | 665.3 | 661.8
2041 | 4 Stagnant Scenario | Simple Cycle | South | 152.1 | 131.1
2041 | 4 Stagnant Scenario | Solar | Central | 122 | 122
2041 | 4 Stagnant Scenario | Solar | South | 1131.5 | 1131.5
2041 | 4 Stagnant Scenario | Solar/Storage | Central | 35 | 35
2041 | 4 Stagnant Scenario | Storage | Calgary | 10 | 10
2041 | 4 Stagnant Scenario | Storage | Central | 25 | 25
2041 | 4 Stagnant Scenario | Storage | Edmonton | 15 | 15
2041 | 4 Stagnant Scenario | Storage | Northeast | 10 | 10
2041 | 4 Stagnant Scenario | Storage | Northwest | 15 | 15
2041 | 4 Stagnant Scenario | Storage | South | 40 | 40
2041 | 4 Stagnant Scenario | Wind | Central | 819.4 | 819.4
2041 | 4 Stagnant Scenario | Wind | South | 3337.9 | 3337.9

## Reference Case Hourly AIL
Calendar Date | Hour Ending | AIL (MW)*
2021-01-01 | 1 | 9325.6054
2021-01-01 | 2 | 9203.1859
2021-01-01 | 3 | 9130.5211
2021-01-01 | 4 | 9103.1238
2021-01-01 | 5 | 9112.9972
2021-01-01 | 6 | 9175.4995
2021-01-01 | 7 | 9375.6832
2021-01-01 | 8 | 9721.4746
2021-01-01 | 9 | 9863.9117
2021-01-01 | 10 | 9941.7252
2021-01-01 | 11 | 9923.8307
2021-01-01 | 12 | 9859.2591
2021-01-01 | 13 | 9809.6672
2021-01-01 | 14 | 9851.5755
2021-01-01 | 15 | 9832.2481
2021-01-01 | 16 | 9865.417
2021-01-01 | 17 | 10093.118
2021-01-01 | 18 | 10231.1207
2021-01-01 | 19 | 10163.0624
2021-01-01 | 20 | 10099.8881
2021-01-01 | 21 | 9945.1132
2021-01-01 | 22 | 9737.189
2021-01-01 | 23 | 9457.7579
2021-01-01 | 24 | 9203.668
2021-01-02 | 1 | 9066.1838
2021-01-02 | 2 | 8956.8506
2021-01-02 | 3 | 8892.7576
2021-01-02 | 4 | 8884.1201
2021-01-02 | 5 | 8933.073
2021-01-02 | 6 | 9067.3971
2021-01-02 | 7 | 9317.0432
2021-01-02 | 8 | 9598.2998
2021-01-02 | 9 | 9733.596
2021-01-02 | 10 | 9842.4179
2021-01-02 | 11 | 9899.1841
2021-01-02 | 12 | 9838.6398
2021-01-02 | 13 | 9821.818
2021-01-02 | 14 | 9908.8169
2021-01-02 | 15 | 9899.9574
2021-01-02 | 16 | 9972.322
2021-01-02 | 17 | 10202.9358
2021-01-02 | 18 | 10403.5998
2021-01-02 | 19 | 10358.8845
2021-01-02 | 20 | 10264.2231
2021-01-02 | 21 | 10116.8785
2021-01-02 | 22 | 9910.7527
2021-01-02 | 23 | 9643.5251
2021-01-02 | 24 | 9389.2608
2021-01-03 | 1 | 9209.9255
2021-01-03 | 2 | 9096.5818
2021-01-03 | 3 | 9033.7388
2021-01-03 | 4 | 9011.7083
2021-01-03 | 5 | 9032.3831
2021-01-03 | 6 | 9099.2149
2021-01-03 | 7 | 9259.7599
2021-01-03 | 8 | 9553.0894
2021-01-03 | 9 | 9669.2876
2021-01-03 | 10 | 9734.8627
2021-01-03 | 11 | 9749.8846
2021-01-03 | 12 | 9776.3632
2021-01-03 | 13 | 9865.7563
2021-01-03 | 14 | 9833.2309
2021-01-03 | 15 | 9768.6364
2021-01-03 | 16 | 9869.3628
2021-01-03 | 17 | 10177.1877
2021-01-03 | 18 | 10355.6236
2021-01-03 | 19 | 10302.4632
2021-01-03 | 20 | 10240.7721
2021-01-03 | 21 | 10104.1653
2021-01-03 | 22 | 9857.7668
2021-01-03 | 23 | 9546.6292
2021-01-03 | 24 | 9294.8777
2021-01-04 | 1 | 9186.5397
2021-01-04 | 2 | 9099.9321
2021-01-04 | 3 | 9066.1691
2021-01-04 | 4 | 9084.7888
2021-01-04 | 5 | 9224.034
2021-01-04 | 6 | 9550.3325
2021-01-04 | 7 | 10042.9237
2021-01-04 | 8 | 10391.3861
2021-01-04 | 9 | 10422.7168
2021-01-04 | 10 | 10454.0192
2021-01-04 | 11 | 10440.0116
2021-01-04 | 12 | 10401.0631
2021-01-04 | 13 | 10380.6283
2021-01-04 | 14 | 10336.491
2021-01-04 | 15 | 10376.3906
2021-01-04 | 16 | 10429.1277
2021-01-04 | 17 | 10612.4919
2021-01-04 | 18 | 10723.2082
2021-01-04 | 19 | 10672.1001
2021-01-04 | 20 | 10566.6109
2021-01-04 | 21 | 10398.343
2021-01-04 | 22 | 10106.8464
2021-01-04 | 23 | 9753.1316
2021-01-04 | 24 | 9465.147
2021-01-05 | 1 | 9241.3816
2021-01-05 | 2 | 9144.9267
2021-01-05 | 3 | 9102.0022
2021-01-05 | 4 | 9106.6741
2021-01-05 | 5 | 9227.9555
2021-01-05 | 6 | 9552.4819
2021-01-05 | 7 | 9976.1367
2021-01-05 | 8 | 10361.9003
2021-01-05 | 9 | 10387.0302
2021-01-05 | 10 | 10382.6908
2021-01-05 | 11 | 10359.063
2021-01-05 | 12 | 10370.3979
2021-01-05 | 13 | 10360.1291
2021-01-05 | 14 | 10349.3795
2021-01-05 | 15 | 10337.3707
2021-01-05 | 16 | 10390.5356
2021-01-05 | 17 | 10562.9127
2021-01-05 | 18 | 10654.4695
2021-01-05 | 19 | 10565.042
2021-01-05 | 20 | 10470.3028
2021-01-05 | 21 | 10332.0474
2021-01-05 | 22 | 10014.3753
2021-01-05 | 23 | 9652.6053
2021-01-05 | 24 | 9359.1154
2021-01-06 | 1 | 9337.9504
2021-01-06 | 2 | 9270.1229
2021-01-06 | 3 | 9249.0882
2021-01-06 | 4 | 9312.3935
2021-01-06 | 5 | 9495.1446
2021-01-06 | 6 | 9915.1187
2021-01-06 | 7 | 10363.4129
2021-01-06 | 8 | 10651.8625
2021-01-06 | 9 | 10681.063
2021-01-06 | 10 | 10733.2442
2021-01-06 | 11 | 10723.4403
2021-01-06 | 12 | 10716.2819
2021-01-06 | 13 | 10602.2388
2021-01-06 | 14 | 10696.0883
2021-01-06 | 15 | 10648.104
2021-01-06 | 16 | 10734.0518
2021-01-06 | 17 | 10925.4639
2021-01-06 | 18 | 11077.0143
2021-01-06 | 19 | 11000.2146
2021-01-06 | 20 | 10908.4094
2021-01-06 | 21 | 10753.5606
2021-01-06 | 22 | 10472.187
2021-01-06 | 23 | 10125.9796
2021-01-06 | 24 | 9841.1131
2021-01-07 | 1 | 9685.8523
2021-01-07 | 2 | 9562.9454
2021-01-07 | 3 | 9503.4033
2021-01-07 | 4 | 9500.178
2021-01-07 | 5 | 9580.4348
2021-01-07 | 6 | 9805.5406
2021-01-07 | 7 | 10244.0539
2021-01-07 | 8 | 10662.7964
2021-01-07 | 9 | 10691.0792
2021-01-07 | 10 | 10707.6974
2021-01-07 | 11 | 10730.4498
2021-01-07 | 12 | 10715.832
2021-01-07 | 13 | 10706.0506
2021-01-07 | 14 | 10689.1617
2021-01-07 | 15 | 10665.8966
2021-01-07 | 16 | 10681.6861
2021-01-07 | 17 | 10847.7152
2021-01-07 | 18 | 11017.4662
2021-01-07 | 19 | 10937.5674
2021-01-07 | 20 | 10833.7418
2021-01-07 | 21 | 10673.8841
2021-01-07 | 22 | 10403.7933
2021-01-07 | 23 | 10070.5594
2021-01-07 | 24 | 9783.9151
2021-01-08 | 1 | 9583.9032
2021-01-08 | 2 | 9486.3736
2021-01-08 | 3 | 9438.7277
2021-01-08 | 4 | 9476.5263
2021-01-08 | 5 | 9577.7409
2021-01-08 | 6 | 9868.3918
2021-01-08 | 7 | 10342.3379
2021-01-08 | 8 | 10707.7635
2021-01-08 | 9 | 10737.9913
2021-01-08 | 10 | 10758.7587
2021-01-08 | 11 | 10737.8172
2021-01-08 | 12 | 10755.2904
2021-01-08 | 13 | 10748.0398
2021-01-08 | 14 | 10714.3334
2021-01-08 | 15 | 10697.6371
2021-01-08 | 16 | 10684.7981
2021-01-08 | 17 | 10857.5064
2021-01-08 | 18 | 10998.1933
2021-01-08 | 19 | 10902.5886
2021-01-08 | 20 | 10823.7498
2021-01-08 | 21 | 10687.8154
2021-01-08 | 22 | 10425.4272
2021-01-08 | 23 | 10108.0532
2021-01-08 | 24 | 9829.9742
2021-01-09 | 1 | 9617.8546
2021-01-09 | 2 | 9493.1936
2021-01-09 | 3 | 9407.9357
2021-01-09 | 4 | 9385.0906
2021-01-09 | 5 | 9389.419
2021-01-09 | 6 | 9423.2325
2021-01-09 | 7 | 9634.9574
2021-01-09 | 8 | 9959.4751
2021-01-09 | 9 | 10073.5032
2021-01-09 | 10 | 10153.9523
2021-01-09 | 11 | 10206.975
2021-01-09 | 12 | 10218.4944
2021-01-09 | 13 | 10177.0791
2021-01-09 | 14 | 10147.5688
2021-01-09 | 15 | 10119.2554
2021-01-09 | 16 | 10177.1586
2021-01-09 | 17 | 10371.0438
2021-01-09 | 18 | 10587.3232
2021-01-09 | 19 | 10512.2003
2021-01-09 | 20 | 10419.4429
2021-01-09 | 21 | 10296.2674
2021-01-09 | 22 | 10104.9817
2021-01-09 | 23 | 9841.9969
2021-01-09 | 24 | 9584.1873
2021-01-10 | 1 | 9393.8396
2021-01-10 | 2 | 9262.9417
2021-01-10 | 3 | 9194.9608
2021-01-10 | 4 | 9164.5985
2021-01-10 | 5 | 9178.3711
2021-01-10 | 6 | 9220.8852
2021-01-10 | 7 | 9384.7547
2021-01-10 | 8 | 9678.6929
2021-01-10 | 9 | 9767.4631
2021-01-10 | 10 | 9861.2952
2021-01-10 | 11 | 9922.2818
2021-01-10 | 12 | 9982.1795
2021-01-10 | 13 | 9920.5757
2021-01-10 | 14 | 9895.5498
2021-01-10 | 15 | 10002.44
2021-01-10 | 16 | 10061.0629
2021-01-10 | 17 | 10276.8724
2021-01-10 | 18 | 10494.7314
2021-01-10 | 19 | 10448.2213
2021-01-10 | 20 | 10385.4124
2021-01-10 | 21 | 10245.8845
2021-01-10 | 22 | 9995.2955
2021-01-10 | 23 | 9685.0786
2021-01-10 | 24 | 9410.4895
2021-01-11 | 1 | 9285.5397
2021-01-11 | 2 | 9192.1069
2021-01-11 | 3 | 9147.7485
2021-01-11 | 4 | 9157.685
2021-01-11 | 5 | 9273.4216
2021-01-11 | 6 | 9577.0438
2021-01-11 | 7 | 9979.9555
2021-01-11 | 8 | 10371.2536
2021-01-11 | 9 | 10375.3558
2021-01-11 | 10 | 10318.4234
2021-01-11 | 11 | 10299.441
2021-01-11 | 12 | 10331.6352
2021-01-11 | 13 | 10347.4461
2021-01-11 | 14 | 10347.9345
2021-01-11 | 15 | 10370.5328
2021-01-11 | 16 | 10448.7116
2021-01-11 | 17 | 10651.9851
2021-01-11 | 18 | 10803.447
2021-01-11 | 19 | 10692.6976
2021-01-11 | 20 | 10596.1838
2021-01-11 | 21 | 10425.6966
2021-01-11 | 22 | 10123.7779
2021-01-11 | 23 | 9772.4099
2021-01-11 | 24 | 9496.6825
2021-01-12 | 1 | 9304.7831
2021-01-12 | 2 | 9225.9211
2021-01-12 | 3 | 9189.6936
2021-01-12 | 4 | 9209.9241
2021-01-12 | 5 | 9345.1143
2021-01-12 | 6 | 9685.1302
2021-01-12 | 7 | 10156.2141
2021-01-12 | 8 | 10518.5282
2021-01-12 | 9 | 10524.1237
2021-01-12 | 10 | 10526.0214
2021-01-12 | 11 | 10527.349
2021-01-12 | 12 | 10573.9673
2021-01-12 | 13 | 10564.6828
2021-01-12 | 14 | 10477.4895
2021-01-12 | 15 | 10486.2073
2021-01-12 | 16 | 10624.8484
2021-01-12 | 17 | 10749.4817
2021-01-12 | 18 | 10917.6823
2021-01-12 | 19 | 10822.9014
2021-01-12 | 20 | 10723.0651
2021-01-12 | 21 | 10559.3168
2021-01-12 | 22 | 10282.9892
2021-01-12 | 23 | 9933.0379
2021-01-12 | 24 | 9640.6481
2021-01-13 | 1 | 9428.1824
2021-01-13 | 2 | 9327.7421
2021-01-13 | 3 | 9279.3823
2021-01-13 | 4 | 9291.8158
2021-01-13 | 5 | 9428.1808
2021-01-13 | 6 | 9731.4804
2021-01-13 | 7 | 10203.7009
2021-01-13 | 8 | 10582.1973
2021-01-13 | 9 | 10601.2903
2021-01-13 | 10 | 10605.8819
2021-01-13 | 11 | 10606.3297
2021-01-13 | 12 | 10607.9959
2021-01-13 | 13 | 10709.937
2021-01-13 | 14 | 10630.0547
2021-01-13 | 15 | 10652.5238
2021-01-13 | 16 | 10800.4561
2021-01-13 | 17 | 10947.8882
2021-01-13 | 18 | 11175.4971
2021-01-13 | 19 | 11083.5522
2021-01-13 | 20 | 10974.4086
2021-01-13 | 21 | 10816.9813
2021-01-13 | 22 | 10544.0489
2021-01-13 | 23 | 10185.3913
2021-01-13 | 24 | 9889.9617
2021-01-14 | 1 | 9726.2913
2021-01-14 | 2 | 9623.8448
2021-01-14 | 3 | 9585.1626
2021-01-14 | 4 | 9590.4135
2021-01-14 | 5 | 9693.459
2021-01-14 | 6 | 9975.1785
2021-01-14 | 7 | 10405.7334
2021-01-14 | 8 | 10808.1553
2021-01-14 | 9 | 10858.2839
2021-01-14 | 10 | 10881.0801
2021-01-14 | 11 | 10925.7379
2021-01-14 | 12 | 10940.4231
2021-01-14 | 13 | 10915.622
2021-01-14 | 14 | 10923.6273
2021-01-14 | 15 | 10900.651
2021-01-14 | 16 | 10921.9297
2021-01-14 | 17 | 11057.8135
2021-01-14 | 18 | 11312.4253
2021-01-14 | 19 | 11214.6256
2021-01-14 | 20 | 11097.6661
2021-01-14 | 21 | 10963.331
2021-01-14 | 22 | 10748.6253
2021-01-14 | 23 | 10434.1618
2021-01-14 | 24 | 10131.6573
2021-01-15 | 1 | 9907.9965
2021-01-15 | 2 | 9787.8734
2021-01-15 | 3 | 9725.7142
2021-01-15 | 4 | 9719.606
2021-01-15 | 5 | 9797.854
2021-01-15 | 6 | 10005.7631
2021-01-15 | 7 | 10408.2235
2021-01-15 | 8 | 10840.6413
2021-01-15 | 9 | 10915.1013
2021-01-15 | 10 | 10929.8604
2021-01-15 | 11 | 10970.9882
2021-01-15 | 12 | 10956.8797
2021-01-15 | 13 | 10860.5238
2021-01-15 | 14 | 10849.6807
2021-01-15 | 15 | 10832.8352
2021-01-15 | 16 | 10948.7342
2021-01-15 | 17 | 11083.9999
2021-01-15 | 18 | 11393.9319
2021-01-15 | 19 | 11320.222
2021-01-15 | 20 | 11196.3248
2021-01-15 | 21 | 11084.4225
2021-01-15 | 22 | 10886.3681
2021-01-15 | 23 | 10573.1481
2021-01-15 | 24 | 10267.8305
2021-01-16 | 1 | 10034.77
2021-01-16 | 2 | 9916.0862
2021-01-16 | 3 | 9840.9813
2021-01-16 | 4 | 9798.8877
2021-01-16 | 5 | 9792.957
2021-01-16 | 6 | 9778.4966
2021-01-16 | 7 | 9942.298
2021-01-16 | 8 | 10284.1435
2021-01-16 | 9 | 10470.412
2021-01-16 | 10 | 10577.7112
2021-01-16 | 11 | 10629.2499
2021-01-16 | 12 | 10582.7875
2021-01-16 | 13 | 10564.3728
2021-01-16 | 14 | 10547.8947
2021-01-16 | 15 | 10493.324
2021-01-16 | 16 | 10538.395
2021-01-16 | 17 | 10743.9668
2021-01-16 | 18 | 11087.3227
2021-01-16 | 19 | 11023.1124
2021-01-16 | 20 | 10902.7681
2021-01-16 | 21 | 10832.7424
2021-01-16 | 22 | 10711.5608
2021-01-16 | 23 | 10483.442
2021-01-16 | 24 | 10222.469
2021-01-17 | 1 | 10018.7315
2021-01-17 | 2 | 9874.1522
2021-01-17 | 3 | 9781.8393
2021-01-17 | 4 | 9735.7341
2021-01-17 | 5 | 9681.8503
2021-01-17 | 6 | 9622.4745
2021-01-17 | 7 | 9726.4538
2021-01-17 | 8 | 10070.0033
2021-01-17 | 9 | 10245.49
2021-01-17 | 10 | 10358.181
2021-01-17 | 11 | 10460.4614
2021-01-17 | 12 | 10527.7189
2021-01-17 | 13 | 10522.1424
2021-01-17 | 14 | 10403.9482
2021-01-17 | 15 | 10398.8513
2021-01-17 | 16 | 10562.6429
2021-01-17 | 17 | 10791.7817
2021-01-17 | 18 | 11163.6343
2021-01-17 | 19 | 11100.8671
2021-01-17 | 20 | 11004.49
2021-01-17 | 21 | 10924.154
2021-01-17 | 22 | 10791.4963
2021-01-17 | 23 | 10486.8403
2021-01-17 | 24 | 10193.0606
2021-01-18 | 1 | 10020.6777
2021-01-18 | 2 | 9898.3512
2021-01-18 | 3 | 9831.6802
2021-01-18 | 4 | 9833.5489
2021-01-18 | 5 | 9898.2036
2021-01-18 | 6 | 10076.2696
2021-01-18 | 7 | 10458.6404
2021-01-18 | 8 | 10898.3687
2021-01-18 | 9 | 10989.17
2021-01-18 | 10 | 10948.412
2021-01-18 | 11 | 10962.5396
2021-01-18 | 12 | 10959.4978
2021-01-18 | 13 | 10972.7743
2021-01-18 | 14 | 10960.7983
2021-01-18 | 15 | 10939.0886
2021-01-18 | 16 | 11068.7417
2021-01-18 | 17 | 11221.5853
2021-01-18 | 18 | 11550.1698
2021-01-18 | 19 | 11466.5799
2021-01-18 | 20 | 11354.4141
2021-01-18 | 21 | 11220.1445
2021-01-18 | 22 | 11018.4715
2021-01-18 | 23 | 10676.6406
2021-01-18 | 24 | 10360.3458
2021-01-19 | 1 | 10094.4794
2021-01-19 | 2 | 9974.48
2021-01-19 | 3 | 9898.5358
2021-01-19 | 4 | 9882.387
2021-01-19 | 5 | 9933.4018
2021-01-19 | 6 | 10097.1797
2021-01-19 | 7 | 10466.3271
2021-01-19 | 8 | 10907.1647
2021-01-19 | 9 | 11008.3925
2021-01-19 | 10 | 11020.8088
2021-01-19 | 11 | 11080.093
2021-01-19 | 12 | 11005.3188
2021-01-19 | 13 | 11000.5508
2021-01-19 | 14 | 10993.8141
2021-01-19 | 15 | 11015.7396
2021-01-19 | 16 | 11097.4102
2021-01-19 | 17 | 11259.2168
2021-01-19 | 18 | 11569.0043
2021-01-19 | 19 | 11456.73
2021-01-19 | 20 | 11351.3833
2021-01-19 | 21 | 11256.5814
2021-01-19 | 22 | 11069.5902
2021-01-19 | 23 | 10738.3567
2021-01-19 | 24 | 10401.6813
2021-01-20 | 1 | 10133.0843
2021-01-20 | 2 | 10006.211
2021-01-20 | 3 | 9909.3629
2021-01-20 | 4 | 9888.8127
2021-01-20 | 5 | 9934.8708
2021-01-20 | 6 | 10085.179
2021-01-20 | 7 | 10445.5898
2021-01-20 | 8 | 10899.4659
2021-01-20 | 9 | 11016.7201
2021-01-20 | 10 | 11030.4065
2021-01-20 | 11 | 11079.9115
2021-01-20 | 12 | 11056.9601
2021-01-20 | 13 | 11066.3647
2021-01-20 | 14 | 11042.9578
2021-01-20 | 15 | 11039.3003
2021-01-20 | 16 | 11060.415
2021-01-20 | 17 | 11207.3609
2021-01-20 | 18 | 11525.7647
2021-01-20 | 19 | 11427.9894
2021-01-20 | 20 | 11308.905
2021-01-20 | 21 | 11200.4255
2021-01-20 | 22 | 11005.2629
2021-01-20 | 23 | 10654.7812
2021-01-20 | 24 | 10317.4857
2021-01-21 | 1 | 10099.8981
2021-01-21 | 2 | 9944.222
2021-01-21 | 3 | 9855.881
2021-01-21 | 4 | 9819.0014
2021-01-21 | 5 | 9846.0427
2021-01-21 | 6 | 9947.3138
2021-01-21 | 7 | 10350.5178
2021-01-21 | 8 | 10848.1346
2021-01-21 | 9 | 10991.2635
2021-01-21 | 10 | 10957.3061
2021-01-21 | 11 | 11008.6387
2021-01-21 | 12 | 11052.5274
2021-01-21 | 13 | 11059.3071
2021-01-21 | 14 | 11045.2296
2021-01-21 | 15 | 11021.0479
2021-01-21 | 16 | 11020.3653
2021-01-21 | 17 | 11129.7802
2021-01-21 | 18 | 11448.2885
2021-01-21 | 19 | 11357.5615
2021-01-21 | 20 | 11236.6693
2021-01-21 | 21 | 11141.3241
2021-01-21 | 22 | 10967.7874
2021-01-21 | 23 | 10673.8889
2021-01-21 | 24 | 10352.2686
2021-01-22 | 1 | 10107.8277
2021-01-22 | 2 | 9983.1604
2021-01-22 | 3 | 9915.9469
2021-01-22 | 4 | 9910.2847
2021-01-22 | 5 | 9963.7061
2021-01-22 | 6 | 10151.8844
2021-01-22 | 7 | 10527.576
2021-01-22 | 8 | 10937.5722
2021-01-22 | 9 | 11048.5966
2021-01-22 | 10 | 10993.1583
2021-01-22 | 11 | 10990.0298
2021-01-22 | 12 | 10966.9862
2021-01-22 | 13 | 10925.2613
2021-01-22 | 14 | 10957.5508
2021-01-22 | 15 | 10902.0668
2021-01-22 | 16 | 10935.1852
2021-01-22 | 17 | 11051.9223
2021-01-22 | 18 | 11364.1567
2021-01-22 | 19 | 11284.6973
2021-01-22 | 20 | 11177.6084
2021-01-22 | 21 | 11075.0784
2021-01-22 | 22 | 10870.716
2021-01-22 | 23 | 10587.7567
2021-01-22 | 24 | 10268.7849
2021-01-23 | 1 | 10024.6869
2021-01-23 | 2 | 9884.4812
2021-01-23 | 3 | 9776.3947
2021-01-23 | 4 | 9707.717
2021-01-23 | 5 | 9639.3842
2021-01-23 | 6 | 9546.5499
2021-01-23 | 7 | 9702.3534
2021-01-23 | 8 | 10110.7429
2021-01-23 | 9 | 10322.7044
2021-01-23 | 10 | 10322.0521
2021-01-23 | 11 | 10362.5878
2021-01-23 | 12 | 10380.0551
2021-01-23 | 13 | 10403.7949
2021-01-23 | 14 | 10374.1528
2021-01-23 | 15 | 10250.4978
2021-01-23 | 16 | 10348.9437
2021-01-23 | 17 | 10545.482
2021-01-23 | 18 | 10948.8096
2021-01-23 | 19 | 10955.4605
2021-01-23 | 20 | 10843.518
2021-01-23 | 21 | 10738.5652
2021-01-23 | 22 | 10592.0426
2021-01-23 | 23 | 10348.6013
2021-01-23 | 24 | 10063.8213
2021-01-24 | 1 | 9841.7637
2021-01-24 | 2 | 9676.5218
2021-01-24 | 3 | 9580.0188
2021-01-24 | 4 | 9528.0673
2021-01-24 | 5 | 9493.439
2021-01-24 | 6 | 9448.7805
2021-01-24 | 7 | 9599.4337
2021-01-24 | 8 | 9926.7232
2021-01-24 | 9 | 10116.0299
2021-01-24 | 10 | 10179.9295
2021-01-24 | 11 | 10270.9492
2021-01-24 | 12 | 10329.2073
2021-01-24 | 13 | 10331.2126
2021-01-24 | 14 | 10336.9312
2021-01-24 | 15 | 10324.186
2021-01-24 | 16 | 10403.3678
2021-01-24 | 17 | 10605.5274
2021-01-24 | 18 | 11008.2149
2021-01-24 | 19 | 10999.1448
2021-01-24 | 20 | 10880.7775
2021-01-24 | 21 | 10751.3854
2021-01-24 | 22 | 10550.4117
2021-01-24 | 23 | 10244.5567
2021-01-24 | 24 | 9965.3575
2021-01-25 | 1 | 9818.1747
2021-01-25 | 2 | 9705.2048
2021-01-25 | 3 | 9647.5266
2021-01-25 | 4 | 9631.063
2021-01-25 | 5 | 9700.8631
2021-01-25 | 6 | 9905.1859
2021-01-25 | 7 | 10297.7169
2021-01-25 | 8 | 10728.4179
2021-01-25 | 9 | 10822.2514
2021-01-25 | 10 | 10763.7718
2021-01-25 | 11 | 10693.5242
2021-01-25 | 12 | 10640.8265
2021-01-25 | 13 | 10615.071
2021-01-25 | 14 | 10591.6756
2021-01-25 | 15 | 10564.6364
2021-01-25 | 16 | 10617.6707
2021-01-25 | 17 | 10738.3325
2021-01-25 | 18 | 10965.8521
2021-01-25 | 19 | 10918.4818
2021-01-25 | 20 | 10848.5108
2021-01-25 | 21 | 10695.1732
2021-01-25 | 22 | 10408.5963
2021-01-25 | 23 | 10044.8674
2021-01-25 | 24 | 9747.9071
2021-01-26 | 1 | 9522.9602
2021-01-26 | 2 | 9406.8326
2021-01-26 | 3 | 9346.0164
2021-01-26 | 4 | 9349.8836
2021-01-26 | 5 | 9453.5979
2021-01-26 | 6 | 9732.7209
2021-01-26 | 7 | 10186.0329
2021-01-26 | 8 | 10574.1481
2021-01-26 | 9 | 10651.2225
2021-01-26 | 10 | 10589.5667
2021-01-26 | 11 | 10571.3047
2021-01-26 | 12 | 10533.3567
2021-01-26 | 13 | 10525.6986
2021-01-26 | 14 | 10566.2401
2021-01-26 | 15 | 10544.2649
2021-01-26 | 16 | 10625.2874
2021-01-26 | 17 | 10711.1627
2021-01-26 | 18 | 10942.6674
2021-01-26 | 19 | 10893.3125
2021-01-26 | 20 | 10788.5895
2021-01-26 | 21 | 10597.918
2021-01-26 | 22 | 10292.4368
2021-01-26 | 23 | 9941.0375
2021-01-26 | 24 | 9652.7677
2021-01-27 | 1 | 9443.9804
2021-01-27 | 2 | 9345.0448
2021-01-27 | 3 | 9300.1574
2021-01-27 | 4 | 9308.7594
2021-01-27 | 5 | 9427.4868
2021-01-27 | 6 | 9719.0483
2021-01-27 | 7 | 10182.8956
2021-01-27 | 8 | 10561.4548
2021-01-27 | 9 | 10638.5463
2021-01-27 | 10 | 10553.4751
2021-01-27 | 11 | 10528.5235
2021-01-27 | 12 | 10492.6928
2021-01-27 | 13 | 10480.7442
2021-01-27 | 14 | 10481.2963
2021-01-27 | 15 | 10493.5144
2021-01-27 | 16 | 10565.0485
2021-01-27 | 17 | 10617.3536
2021-01-27 | 18 | 10812.4028
2021-01-27 | 19 | 10769.7923
2021-01-27 | 20 | 10665.9858
2021-01-27 | 21 | 10480.3591
2021-01-27 | 22 | 10175.3191
2021-01-27 | 23 | 9809.4609
2021-01-27 | 24 | 9515.9808
2021-01-28 | 1 | 9359.139
2021-01-28 | 2 | 9229.9536
2021-01-28 | 3 | 9176.2397
2021-01-28 | 4 | 9175.6206
2021-01-28 | 5 | 9287.9978
2021-01-28 | 6 | 9581.0217
2021-01-28 | 7 | 10016.0655
2021-01-28 | 8 | 10412.7762
2021-01-28 | 9 | 10499.1319
2021-01-28 | 10 | 10421.0618
2021-01-28 | 11 | 10432.6662
2021-01-28 | 12 | 10416.3776
2021-01-28 | 13 | 10410.5573
2021-01-28 | 14 | 10429.2019
2021-01-28 | 15 | 10431.184
2021-01-28 | 16 | 10480.8753
2021-01-28 | 17 | 10521.8449
2021-01-28 | 18 | 10697.0113
2021-01-28 | 19 | 10669.3132
2021-01-28 | 20 | 10573.7207
2021-01-28 | 21 | 10405.477
2021-01-28 | 22 | 10144.2831
2021-01-28 | 23 | 9842.8743
2021-01-28 | 24 | 9580.5601
2021-01-29 | 1 | 9394.9774
2021-01-29 | 2 | 9307.9812
2021-01-29 | 3 | 9287.1954
2021-01-29 | 4 | 9282.4351
2021-01-29 | 5 | 9427.8728
2021-01-29 | 6 | 9740.5586
2021-01-29 | 7 | 10202.3786
2021-01-29 | 8 | 10565.0061
2021-01-29 | 9 | 10662.9139
2021-01-29 | 10 | 10560.0392
2021-01-29 | 11 | 10541.8122
2021-01-29 | 12 | 10564.1223
2021-01-29 | 13 | 10515.8236
2021-01-29 | 14 | 10488.8832
2021-01-29 | 15 | 10469.2212
2021-01-29 | 16 | 10454.8196
2021-01-29 | 17 | 10515.9114
2021-01-29 | 18 | 10670.3652
2021-01-29 | 19 | 10662.0888
2021-01-29 | 20 | 10602.8768
2021-01-29 | 21 | 10459.6432
2021-01-29 | 22 | 10200.3772
2021-01-29 | 23 | 9894.0472
2021-01-29 | 24 | 9617.2843
2021-01-30 | 1 | 9411.1215
2021-01-30 | 2 | 9300.7851
2021-01-30 | 3 | 9220.7545
2021-01-30 | 4 | 9198.691
2021-01-30 | 5 | 9231.0862
2021-01-30 | 6 | 9341.2763
2021-01-30 | 7 | 9581.4989
2021-01-30 | 8 | 9860.3712
2021-01-30 | 9 | 10055.2004
2021-01-30 | 10 | 10038.0366
2021-01-30 | 11 | 10103.0192
2021-01-30 | 12 | 10036.8889
2021-01-30 | 13 | 9979.7667
2021-01-30 | 14 | 9931.7018
2021-01-30 | 15 | 9897.9452
2021-01-30 | 16 | 9968.8304
2021-01-30 | 17 | 10125.2582
2021-01-30 | 18 | 10402.8363
2021-01-30 | 19 | 10404.0249
2021-01-30 | 20 | 10329.72
2021-01-30 | 21 | 10168.5586
2021-01-30 | 22 | 9988.4056
2021-01-30 | 23 | 9735.001
2021-01-30 | 24 | 9496.157
2021-01-31 | 1 | 9316.9065
2021-01-31 | 2 | 9181.6238
2021-01-31 | 3 | 9111.5546
2021-01-31 | 4 | 9094.5117
2021-01-31 | 5 | 9098.727
2021-01-31 | 6 | 9160.5645
2021-01-31 | 7 | 9295.7507
2021-01-31 | 8 | 9579.7756
2021-01-31 | 9 | 9746.814
2021-01-31 | 10 | 9696.1505
2021-01-31 | 11 | 9739.7445
2021-01-31 | 12 | 9785.623
2021-01-31 | 13 | 9774.6563
2021-01-31 | 14 | 9762.076
2021-01-31 | 15 | 9749.0549
2021-01-31 | 16 | 9839.2186
2021-01-31 | 17 | 10001.68
2021-01-31 | 18 | 10258.091
2021-01-31 | 19 | 10245.6409
2021-01-31 | 20 | 10183.8329
2021-01-31 | 21 | 10042.9574
2021-01-31 | 22 | 9801.0502
2021-01-31 | 23 | 9487.4658
2021-01-31 | 24 | 9228.8441
2021-02-01 | 1 | 8993.452
2021-02-01 | 2 | 8884.0086
2021-02-01 | 3 | 8849.2388
2021-02-01 | 4 | 8876.5186
2021-02-01 | 5 | 9010.6667
2021-02-01 | 6 | 9342.2268
2021-02-01 | 7 | 9817.9377
2021-02-01 | 8 | 10175.0165
2021-02-01 | 9 | 10236.2339
2021-02-01 | 10 | 10109.7042
2021-02-01 | 11 | 10072.6742
2021-02-01 | 12 | 10067.3349
2021-02-01 | 13 | 10041.2048
2021-02-01 | 14 | 10005.6843
2021-02-01 | 15 | 9980.1343
2021-02-01 | 16 | 10044.2564
2021-02-01 | 17 | 10128.3738
2021-02-01 | 18 | 10262.5767
2021-02-01 | 19 | 10276.7519
2021-02-01 | 20 | 10182.0213
2021-02-01 | 21 | 10036.6973
2021-02-01 | 22 | 9768.5936
2021-02-01 | 23 | 9430.3728
2021-02-01 | 24 | 9160.3149
2021-02-02 | 1 | 8991.73
2021-02-02 | 2 | 8920.8933
2021-02-02 | 3 | 8895.3635
2021-02-02 | 4 | 8931.7569
2021-02-02 | 5 | 9111.4274
2021-02-02 | 6 | 9473.7795
2021-02-02 | 7 | 9983.5939
2021-02-02 | 8 | 10332.0318
2021-02-02 | 9 | 10437.461
2021-02-02 | 10 | 10365.3249
2021-02-02 | 11 | 10414.0221
2021-02-02 | 12 | 10367.1858
2021-02-02 | 13 | 10504.7392
2021-02-02 | 14 | 10483.7615
2021-02-02 | 15 | 10414.4933
2021-02-02 | 16 | 10502.646
2021-02-02 | 17 | 10618.2735
2021-02-02 | 18 | 10847.5288
2021-02-02 | 19 | 10823.181
2021-02-02 | 20 | 10729.0752
2021-02-02 | 21 | 10572.5089
2021-02-02 | 22 | 10315.147
2021-02-02 | 23 | 9964.0731
2021-02-02 | 24 | 9693.5205
2021-02-03 | 1 | 9509.7241
2021-02-03 | 2 | 9444.9432
2021-02-03 | 3 | 9423.617
2021-02-03 | 4 | 9440.8769
2021-02-03 | 5 | 9575.3026
2021-02-03 | 6 | 9906.2993
2021-02-03 | 7 | 10370.7776
2021-02-03 | 8 | 10745.7762
2021-02-03 | 9 | 10897.1351
2021-02-03 | 10 | 10835.4942
2021-02-03 | 11 | 10895.2043
2021-02-03 | 12 | 10905.2716
2021-02-03 | 13 | 10883.8642
2021-02-03 | 14 | 10902.2193
2021-02-03 | 15 | 10893.6805
2021-02-03 | 16 | 10948.9053
2021-02-03 | 17 | 11044.6021
2021-02-03 | 18 | 11318.4
2021-02-03 | 19 | 11317.1281
2021-02-03 | 20 | 11222.2094
2021-02-03 | 21 | 11109.5518
2021-02-03 | 22 | 10891.532
2021-02-03 | 23 | 10555.1473
2021-02-03 | 24 | 10235.4199
2021-02-04 | 1 | 10058.8291
2021-02-04 | 2 | 9958.3777
2021-02-04 | 3 | 9904.6988
2021-02-04 | 4 | 9919.7522
2021-02-04 | 5 | 9979.7316
2021-02-04 | 6 | 10228.383
2021-02-04 | 7 | 10607.5048
2021-02-04 | 8 | 11024.3035
2021-02-04 | 9 | 11224.9292
2021-02-04 | 10 | 11150.9426
2021-02-04 | 11 | 11081.418
2021-02-04 | 12 | 11056.6909
2021-02-04 | 13 | 11012.9952
2021-02-04 | 14 | 10987.5426
2021-02-04 | 15 | 11027.3123
2021-02-04 | 16 | 11036.6463
2021-02-04 | 17 | 11139.7287
2021-02-04 | 18 | 11457.7809
2021-02-04 | 19 | 11476.5314
2021-02-04 | 20 | 11402.9001
2021-02-04 | 21 | 11358.9917
2021-02-04 | 22 | 11237.6146
2021-02-04 | 23 | 10978.3414
2021-02-04 | 24 | 10676.4099
2021-02-05 | 1 | 10421.5127
2021-02-05 | 2 | 10309.1611
2021-02-05 | 3 | 10232.264
2021-02-05 | 4 | 10237.4063
2021-02-05 | 5 | 10298.131
2021-02-05 | 6 | 10498.4114
2021-02-05 | 7 | 10793.9988
2021-02-05 | 8 | 11188.8355
2021-02-05 | 9 | 11409.731
2021-02-05 | 10 | 11351.7519
2021-02-05 | 11 | 11319.6073
2021-02-05 | 12 | 11257.1927
2021-02-05 | 13 | 11171.8563
2021-02-05 | 14 | 11152.6809
2021-02-05 | 15 | 11107.3511
2021-02-05 | 16 | 11061.3346
2021-02-05 | 17 | 11148.9569
2021-02-05 | 18 | 11408.8635
2021-02-05 | 19 | 11478.0494
2021-02-05 | 20 | 11372.6574
2021-02-05 | 21 | 11330.6654
2021-02-05 | 22 | 11197.0041
2021-02-05 | 23 | 10936.4892
2021-02-05 | 24 | 10627.819
2021-02-06 | 1 | 10359.0174
2021-02-06 | 2 | 10207.4668
2021-02-06 | 3 | 10105.8127
2021-02-06 | 4 | 10031.5304
2021-02-06 | 5 | 9981.7481
2021-02-06 | 6 | 9865.7831
2021-02-06 | 7 | 9996.4198
2021-02-06 | 8 | 10395.2709
2021-02-06 | 9 | 10686.2121
2021-02-06 | 10 | 10657.6993
2021-02-06 | 11 | 10658.3727
2021-02-06 | 12 | 10573.4724
2021-02-06 | 13 | 10399.2537
2021-02-06 | 14 | 10371.0661
2021-02-06 | 15 | 10293.3606
2021-02-06 | 16 | 10294.5139
2021-02-06 | 17 | 10434.1749
2021-02-06 | 18 | 10705.4706
2021-02-06 | 19 | 10787.9577
2021-02-06 | 20 | 10716.7497
2021-02-06 | 21 | 10640.1274
2021-02-06 | 22 | 10455.605
2021-02-06 | 23 | 10186.5014
2021-02-06 | 24 | 9939.2793
2021-02-07 | 1 | 9700.3609
2021-02-07 | 2 | 9533.8143
2021-02-07 | 3 | 9416.3395
2021-02-07 | 4 | 9345.6042
2021-02-07 | 5 | 9281.0285
2021-02-07 | 6 | 9180.9831
2021-02-07 | 7 | 9316.4816
2021-02-07 | 8 | 9656.0389
2021-02-07 | 9 | 9904.9271
2021-02-07 | 10 | 9847.5767
2021-02-07 | 11 | 9882.5743
2021-02-07 | 12 | 9819.6183
2021-02-07 | 13 | 9874.0992
2021-02-07 | 14 | 9833.7586
2021-02-07 | 15 | 9791.4046
2021-02-07 | 16 | 9851.3226
2021-02-07 | 17 | 10006.7032
2021-02-07 | 18 | 10235.279
2021-02-07 | 19 | 10331.1093
2021-02-07 | 20 | 10289.9934
2021-02-07 | 21 | 10151.7296
2021-02-07 | 22 | 9934.0502
2021-02-07 | 23 | 9587.6499
2021-02-07 | 24 | 9330.6459
2021-02-08 | 1 | 9209.8008
2021-02-08 | 2 | 9114.9744
2021-02-08 | 3 | 9039.6473
2021-02-08 | 4 | 9042.5817
2021-02-08 | 5 | 9156.8869
2021-02-08 | 6 | 9435.1012
2021-02-08 | 7 | 9883.2184
2021-02-08 | 8 | 10240.854
2021-02-08 | 9 | 10364.4377
2021-02-08 | 10 | 10183.9321
2021-02-08 | 11 | 10149.256
2021-02-08 | 12 | 10143.8954
2021-02-08 | 13 | 10128.1767
2021-02-08 | 14 | 10110.5191
2021-02-08 | 15 | 10120.1653
2021-02-08 | 16 | 10137.7948
2021-02-08 | 17 | 10216.5446
2021-02-08 | 18 | 10350.3439
2021-02-08 | 19 | 10382.3212
2021-02-08 | 20 | 10303.9728
2021-02-08 | 21 | 10153.5174
2021-02-08 | 22 | 9848.2589
2021-02-08 | 23 | 9483.2005
2021-02-08 | 24 | 9196.1675
2021-02-09 | 1 | 8982.1652
2021-02-09 | 2 | 8891.953
2021-02-09 | 3 | 8853.3189
2021-02-09 | 4 | 8890.8582
2021-02-09 | 5 | 9017.4705
2021-02-09 | 6 | 9359.8802
2021-02-09 | 7 | 9808.3034
2021-02-09 | 8 | 10142.8945
2021-02-09 | 9 | 10290.3961
2021-02-09 | 10 | 10146.522
2021-02-09 | 11 | 10209.6321
2021-02-09 | 12 | 10196.9969
2021-02-09 | 13 | 10078.1661
2021-02-09 | 14 | 10053.808
2021-02-09 | 15 | 10136.3717
2021-02-09 | 16 | 10186.3892
2021-02-09 | 17 | 10189.0885
2021-02-09 | 18 | 10316.0171
2021-02-09 | 19 | 10357.8791
2021-02-09 | 20 | 10265.0673
2021-02-09 | 21 | 10117.3332
2021-02-09 | 22 | 9822.1126
2021-02-09 | 23 | 9484.2884
2021-02-09 | 24 | 9208.5559
2021-02-10 | 1 | 9022.6403
2021-02-10 | 2 | 8946.1048
2021-02-10 | 3 | 8914.0957
2021-02-10 | 4 | 8935.8505
2021-02-10 | 5 | 9103.8141
2021-02-10 | 6 | 9442.5039
2021-02-10 | 7 | 9928.2589
2021-02-10 | 8 | 10176.1016
2021-02-10 | 9 | 10324.0869
2021-02-10 | 10 | 10272.3879
2021-02-10 | 11 | 10330.3701
2021-02-10 | 12 | 10363.4179
2021-02-10 | 13 | 10381.6395
2021-02-10 | 14 | 10415.0059
2021-02-10 | 15 | 10455.5201
2021-02-10 | 16 | 10507.0278
2021-02-10 | 17 | 10576.8446
2021-02-10 | 18 | 10716.5255
2021-02-10 | 19 | 10756.2267
2021-02-10 | 20 | 10652.9652
2021-02-10 | 21 | 10496.8069
2021-02-10 | 22 | 10211.8648
2021-02-10 | 23 | 9881.1693
2021-02-10 | 24 | 9634.8711
2021-02-11 | 1 | 9505.5952
2021-02-11 | 2 | 9421.8372
2021-02-11 | 3 | 9389.6474
2021-02-11 | 4 | 9406.7107
2021-02-11 | 5 | 9563.7093
2021-02-11 | 6 | 9886.9313
2021-02-11 | 7 | 10357.8237
2021-02-11 | 8 | 10601.1422
2021-02-11 | 9 | 10793.5015
2021-02-11 | 10 | 10759.1579
2021-02-11 | 11 | 10767.1051
2021-02-11 | 12 | 10780.2561
2021-02-11 | 13 | 10737.8866
2021-02-11 | 14 | 10744.8041
2021-02-11 | 15 | 10710.6909
2021-02-11 | 16 | 10737.741
2021-02-11 | 17 | 10818.2932
2021-02-11 | 18 | 11002.0445
2021-02-11 | 19 | 11075.2479
2021-02-11 | 20 | 10989.9301
2021-02-11 | 21 | 10856.2835
2021-02-11 | 22 | 10644.8563
2021-02-11 | 23 | 10344.5107
2021-02-11 | 24 | 10045.6024
2021-02-12 | 1 | 9829.9167
2021-02-12 | 2 | 9730.9063
2021-02-12 | 3 | 9667.0736
2021-02-12 | 4 | 9670.3757
2021-02-12 | 5 | 9773.5543
2021-02-12 | 6 | 10025.8786
2021-02-12 | 7 | 10454.0036
2021-02-12 | 8 | 10774.5862
2021-02-12 | 9 | 10963.0339
2021-02-12 | 10 | 10896.542
2021-02-12 | 11 | 10964.9323
2021-02-12 | 12 | 10902.2455
2021-02-12 | 13 | 10852.2009
2021-02-12 | 14 | 10773.7932
2021-02-12 | 15 | 10798.3872
2021-02-12 | 16 | 10822.9447
2021-02-12 | 17 | 10895.6746
2021-02-12 | 18 | 11092.1226
2021-02-12 | 19 | 11160.8144
2021-02-12 | 20 | 11064.4128
2021-02-12 | 21 | 10959.8299
2021-02-12 | 22 | 10769.0971
2021-02-12 | 23 | 10465.1861
2021-02-12 | 24 | 10177.2688
2021-02-13 | 1 | 9959.2532
2021-02-13 | 2 | 9828.4369
2021-02-13 | 3 | 9759.909
2021-02-13 | 4 | 9757.0292
2021-02-13 | 5 | 9783.5719
2021-02-13 | 6 | 9826.6408
2021-02-13 | 7 | 9929.5539
2021-02-13 | 8 | 10066.3479
2021-02-13 | 9 | 10340.3602
2021-02-13 | 10 | 10444.8421
2021-02-13 | 11 | 10447.2131
2021-02-13 | 12 | 10429.8967
2021-02-13 | 13 | 10357.6681
2021-02-13 | 14 | 10290.8246
2021-02-13 | 15 | 10258.9852
2021-02-13 | 16 | 10291.4431
2021-02-13 | 17 | 10435.8328
2021-02-13 | 18 | 10753.4523
2021-02-13 | 19 | 10916.8407
2021-02-13 | 20 | 10853.3312
2021-02-13 | 21 | 10753.7197
2021-02-13 | 22 | 10644.967
2021-02-13 | 23 | 10412.7481
2021-02-13 | 24 | 10143.2141
2021-02-14 | 1 | 9941.8782
2021-02-14 | 2 | 9795.7999
2021-02-14 | 3 | 9709.7164
2021-02-14 | 4 | 9633.2215
2021-02-14 | 5 | 9515.8268
2021-02-14 | 6 | 9462.2662
2021-02-14 | 7 | 9600.8968
2021-02-14 | 8 | 9725.1341
2021-02-14 | 9 | 10003.9544
2021-02-14 | 10 | 10188.4223
2021-02-14 | 11 | 10167.8263
2021-02-14 | 12 | 10223.0337
2021-02-14 | 13 | 10151.481
2021-02-14 | 14 | 10163.7683
2021-02-14 | 15 | 10104.9346
2021-02-14 | 16 | 10167.0479
2021-02-14 | 17 | 10321.0916
2021-02-14 | 18 | 10498.4696
2021-02-14 | 19 | 10616.5677
2021-02-14 | 20 | 10537.8687
2021-02-14 | 21 | 10421.5702
2021-02-14 | 22 | 10195.7352
2021-02-14 | 23 | 9870.1798
2021-02-14 | 24 | 9589.461
2021-02-15 | 1 | 9449.928
2021-02-15 | 2 | 9295.2888
2021-02-15 | 3 | 9239.4134
2021-02-15 | 4 | 9208.6481
2021-02-15 | 5 | 9202.4383
2021-02-15 | 6 | 9190.3746
2021-02-15 | 7 | 9313.878
2021-02-15 | 8 | 9453.9101
2021-02-15 | 9 | 9663.3045
2021-02-15 | 10 | 9765.0227
2021-02-15 | 11 | 9812.9511
2021-02-15 | 12 | 9827.7914
2021-02-15 | 13 | 9792.8159
2021-02-15 | 14 | 9756.3981
2021-02-15 | 15 | 9762.8984
2021-02-15 | 16 | 9846.2126
2021-02-15 | 17 | 10000.1536
2021-02-15 | 18 | 10153.8596
2021-02-15 | 19 | 10303.2774
2021-02-15 | 20 | 10234.871
2021-02-15 | 21 | 10103.4773
2021-02-15 | 22 | 9871.1124
2021-02-15 | 23 | 9536.7123
2021-02-15 | 24 | 9278.4869
2021-02-16 | 1 | 9184.3525
2021-02-16 | 2 | 9092.8991
2021-02-16 | 3 | 9057.9686
2021-02-16 | 4 | 9080.5773
2021-02-16 | 5 | 9199.0993
2021-02-16 | 6 | 9513.5568
2021-02-16 | 7 | 9953.9808
2021-02-16 | 8 | 10138.1463
2021-02-16 | 9 | 10267.8824
2021-02-16 | 10 | 10313.1789
2021-02-16 | 11 | 10335.6593
2021-02-16 | 12 | 10326.9663
2021-02-16 | 13 | 10316.0458
2021-02-16 | 14 | 10287.9828
2021-02-16 | 15 | 10332.3838
2021-02-16 | 16 | 10376.1945
2021-02-16 | 17 | 10430.1977
2021-02-16 | 18 | 10459.7108
2021-02-16 | 19 | 10538.627
2021-02-16 | 20 | 10437.8567
2021-02-16 | 21 | 10268.2102
2021-02-16 | 22 | 9959.7515
2021-02-16 | 23 | 9594.131
2021-02-16 | 24 | 9307.1739
2021-02-17 | 1 | 9113.3478
2021-02-17 | 2 | 9026.3833
2021-02-17 | 3 | 8994.8461
2021-02-17 | 4 | 9025.4685
2021-02-17 | 5 | 9186.5836
2021-02-17 | 6 | 9531.7208
2021-02-17 | 7 | 9987.2567
2021-02-17 | 8 | 10167.9708
2021-02-17 | 9 | 10258.7373
2021-02-17 | 10 | 10338.512
2021-02-17 | 11 | 10361.595
2021-02-17 | 12 | 10263.3546
2021-02-17 | 13 | 10206.6804
2021-02-17 | 14 | 10171.6463
2021-02-17 | 15 | 10201.2833
2021-02-17 | 16 | 10296.6933
2021-02-17 | 17 | 10344.7678
2021-02-17 | 18 | 10414.2402
2021-02-17 | 19 | 10515.9976
2021-02-17 | 20 | 10445.6014
2021-02-17 | 21 | 10261.8236
2021-02-17 | 22 | 9961.6016
2021-02-17 | 23 | 9616.2862
2021-02-17 | 24 | 9349.3736
2021-02-18 | 1 | 9208.1888
2021-02-18 | 2 | 9113.8303
2021-02-18 | 3 | 9056.821
2021-02-18 | 4 | 9060.0816
2021-02-18 | 5 | 9185.1024
2021-02-18 | 6 | 9507.7267
2021-02-18 | 7 | 9982.2229
2021-02-18 | 8 | 10177.9453
2021-02-18 | 9 | 10295.2323
2021-02-18 | 10 | 10342.1153
2021-02-18 | 11 | 10291.3757
2021-02-18 | 12 | 10281.654
2021-02-18 | 13 | 10246.1213
2021-02-18 | 14 | 10251.1279
2021-02-18 | 15 | 10210.3159
2021-02-18 | 16 | 10224.7776
2021-02-18 | 17 | 10271.5657
2021-02-18 | 18 | 10325.0154
2021-02-18 | 19 | 10485.8624
2021-02-18 | 20 | 10424.0819
2021-02-18 | 21 | 10250.1459
2021-02-18 | 22 | 9984.8167
2021-02-18 | 23 | 9693.4253
2021-02-18 | 24 | 9422.1365
2021-02-19 | 1 | 9249.8295
2021-02-19 | 2 | 9172.5831
2021-02-19 | 3 | 9135.2555
2021-02-19 | 4 | 9156.928
2021-02-19 | 5 | 9275.6314
2021-02-19 | 6 | 9588.6362
2021-02-19 | 7 | 10067.1762
2021-02-19 | 8 | 10264.6964
2021-02-19 | 9 | 10342.5789
2021-02-19 | 10 | 10346.0894
2021-02-19 | 11 | 10306.0778
2021-02-19 | 12 | 10282.8967
2021-02-19 | 13 | 10215.4753
2021-02-19 | 14 | 10127.2849
2021-02-19 | 15 | 10141.2822
2021-02-19 | 16 | 10142.0778
2021-02-19 | 17 | 10287.6035
2021-02-19 | 18 | 10390.4557
2021-02-19 | 19 | 10563.8442
2021-02-19 | 20 | 10491.5048
2021-02-19 | 21 | 10333.4781
2021-02-19 | 22 | 10091.645
2021-02-19 | 23 | 9764.6495
2021-02-19 | 24 | 9511.9509
2021-02-20 | 1 | 9297.9375
2021-02-20 | 2 | 9193.3082
2021-02-20 | 3 | 9137.728
2021-02-20 | 4 | 9105.8166
2021-02-20 | 5 | 9135.5615
2021-02-20 | 6 | 9238.4552
2021-02-20 | 7 | 9482.4156
2021-02-20 | 8 | 9631.4487
2021-02-20 | 9 | 9808.6976
2021-02-20 | 10 | 9942.1728
2021-02-20 | 11 | 10001.3226
2021-02-20 | 12 | 10037.8562
2021-02-20 | 13 | 10029.4503
2021-02-20 | 14 | 10011.1101
2021-02-20 | 15 | 10003.6717
2021-02-20 | 16 | 10072.2574
2021-02-20 | 17 | 10206.276
2021-02-20 | 18 | 10387.2687
2021-02-20 | 19 | 10564.0691
2021-02-20 | 20 | 10481.0234
2021-02-20 | 21 | 10359.0728
2021-02-20 | 22 | 10176.2816
2021-02-20 | 23 | 9946.6685
2021-02-20 | 24 | 9702.7709
2021-02-21 | 1 | 9510.4068
2021-02-21 | 2 | 9413.8752
2021-02-21 | 3 | 9354.7128
2021-02-21 | 4 | 9340.0514
2021-02-21 | 5 | 9385.6341
2021-02-21 | 6 | 9475.1159
2021-02-21 | 7 | 9661.9394
2021-02-21 | 8 | 9782.0433
2021-02-21 | 9 | 9939.3923
2021-02-21 | 10 | 10116.7338
2021-02-21 | 11 | 10234.4635
2021-02-21 | 12 | 10362.7887
2021-02-21 | 13 | 10359.6791
2021-02-21 | 14 | 10360.7606
2021-02-21 | 15 | 10391.6108
2021-02-21 | 16 | 10502.2826
2021-02-21 | 17 | 10687.3982
2021-02-21 | 18 | 10881.0344
2021-02-21 | 19 | 11076.0748
2021-02-21 | 20 | 10983.5854
2021-02-21 | 21 | 10882.1212
2021-02-21 | 22 | 10697.7651
2021-02-21 | 23 | 10385.2815
2021-02-21 | 24 | 10116.5868
2021-02-22 | 1 | 9986.1277
2021-02-22 | 2 | 9874.2543
2021-02-22 | 3 | 9814.9291
2021-02-22 | 4 | 9817.599
2021-02-22 | 5 | 9923.7618
2021-02-22 | 6 | 10143.006
2021-02-22 | 7 | 10548.2227
2021-02-22 | 8 | 10822.9349
2021-02-22 | 9 | 10942.7317
2021-02-22 | 10 | 11042.1426
2021-02-22 | 11 | 11036.4549
2021-02-22 | 12 | 11039.0236
2021-02-22 | 13 | 11031.7373
2021-02-22 | 14 | 10978.2705
2021-02-22 | 15 | 10996.4942
2021-02-22 | 16 | 11016.7031
2021-02-22 | 17 | 11156.3964
2021-02-22 | 18 | 11307.2289
2021-02-22 | 19 | 11447.8782
2021-02-22 | 20 | 11352.9561
2021-02-22 | 21 | 11215.1257
2021-02-22 | 22 | 10991.9184
2021-02-22 | 23 | 10656.7936
2021-02-22 | 24 | 10323.9329
2021-02-23 | 1 | 10071.1297
2021-02-23 | 2 | 9946.2375
2021-02-23 | 3 | 9878.127
2021-02-23 | 4 | 9874.3409
2021-02-23 | 5 | 9938.5669
2021-02-23 | 6 | 10162.4199
2021-02-23 | 7 | 10545.4857
2021-02-23 | 8 | 10829.1622
2021-02-23 | 9 | 10926.3173
2021-02-23 | 10 | 11020.1608
2021-02-23 | 11 | 11031.8127
2021-02-23 | 12 | 11045.0291
2021-02-23 | 13 | 10960.9389
2021-02-23 | 14 | 10986.2818
2021-02-23 | 15 | 10975.7219
2021-02-23 | 16 | 10989.1103
2021-02-23 | 17 | 11168.0911
2021-02-23 | 18 | 11329.3264
2021-02-23 | 19 | 11481.1149
2021-02-23 | 20 | 11423.4054
2021-02-23 | 21 | 11311.5693
2021-02-23 | 22 | 11139.5772
2021-02-23 | 23 | 10776.0306
2021-02-23 | 24 | 10466.7669
2021-02-24 | 1 | 10204.7863
2021-02-24 | 2 | 10094.7374
2021-02-24 | 3 | 10040.7502
2021-02-24 | 4 | 10036.1545
2021-02-24 | 5 | 10119.0311
2021-02-24 | 6 | 10354.3457
2021-02-24 | 7 | 10703.6746
2021-02-24 | 8 | 10957.3132
2021-02-24 | 9 | 11044.9762
2021-02-24 | 10 | 11103.4444
2021-02-24 | 11 | 11060.5036
2021-02-24 | 12 | 11000.0814
2021-02-24 | 13 | 10903.2278
2021-02-24 | 14 | 10872.5502
2021-02-24 | 15 | 10836.1447
2021-02-24 | 16 | 10850.7745
2021-02-24 | 17 | 10968.7775
2021-02-24 | 18 | 11139.0936
2021-02-24 | 19 | 11339.4453
2021-02-24 | 20 | 11299.2816
2021-02-24 | 21 | 11179.6203
2021-02-24 | 22 | 10986.0049
2021-02-24 | 23 | 10662.041
2021-02-24 | 24 | 10349.9094
2021-02-25 | 1 | 10140.0477
2021-02-25 | 2 | 10022.6682
2021-02-25 | 3 | 9938.8135
2021-02-25 | 4 | 9896.0017
2021-02-25 | 5 | 9933.802
2021-02-25 | 6 | 10111.7593
2021-02-25 | 7 | 10505.3797
2021-02-25 | 8 | 10836.2489
2021-02-25 | 9 | 10898.5934
2021-02-25 | 10 | 10922.6306
2021-02-25 | 11 | 10887.6161
2021-02-25 | 12 | 10821.8418
2021-02-25 | 13 | 10773.1888
2021-02-25 | 14 | 10720.2866
2021-02-25 | 15 | 10637.8494
2021-02-25 | 16 | 10625.0692
2021-02-25 | 17 | 10723.8365
2021-02-25 | 18 | 10845.7835
2021-02-25 | 19 | 11038.6743
2021-02-25 | 20 | 10982.0806
2021-02-25 | 21 | 10865.967
2021-02-25 | 22 | 10635.2039
2021-02-25 | 23 | 10343.6022
2021-02-25 | 24 | 10049.1329
2021-02-26 | 1 | 9828.6128
2021-02-26 | 2 | 9705.0587
2021-02-26 | 3 | 9635.6016
2021-02-26 | 4 | 9583.9595
2021-02-26 | 5 | 9650.7912
2021-02-26 | 6 | 9845.4015
2021-02-26 | 7 | 10261.5377
2021-02-26 | 8 | 10580.5033
2021-02-26 | 9 | 10662.9762
2021-02-26 | 10 | 10707.7039
2021-02-26 | 11 | 10607.8547
2021-02-26 | 12 | 10613.7523
2021-02-26 | 13 | 10580.9603
2021-02-26 | 14 | 10534.9843
2021-02-26 | 15 | 10478.786
2021-02-26 | 16 | 10455.724
2021-02-26 | 17 | 10530.9992
2021-02-26 | 18 | 10531.9696
2021-02-26 | 19 | 10693.0381
2021-02-26 | 20 | 10645.9939
2021-02-26 | 21 | 10520.5266
2021-02-26 | 22 | 10269.0146
2021-02-26 | 23 | 9977.8215
2021-02-26 | 24 | 9696.7515
2021-02-27 | 1 | 9480.6468
2021-02-27 | 2 | 9375.9734
2021-02-27 | 3 | 9293.346
2021-02-27 | 4 | 9276.5756
2021-02-27 | 5 | 9303.6593
2021-02-27 | 6 | 9384.0978
2021-02-27 | 7 | 9610.6905
2021-02-27 | 8 | 9836.4643
2021-02-27 | 9 | 9983.8199
2021-02-27 | 10 | 10102.4485
2021-02-27 | 11 | 10173.7424
2021-02-27 | 12 | 10227.5572
2021-02-27 | 13 | 10260.5668
2021-02-27 | 14 | 10179.8886
2021-02-27 | 15 | 10183.6238
2021-02-27 | 16 | 10271.2085
2021-02-27 | 17 | 10400.9077
2021-02-27 | 18 | 10578.4045
2021-02-27 | 19 | 10730.7567
2021-02-27 | 20 | 10666.6129
2021-02-27 | 21 | 10549.2208
2021-02-27 | 22 | 10404.7381
2021-02-27 | 23 | 10159.6187
2021-02-27 | 24 | 9919.4095
2021-02-28 | 1 | 9735.6592
2021-02-28 | 2 | 9618.6211
2021-02-28 | 3 | 9567.0422
2021-02-28 | 4 | 9534.7962
2021-02-28 | 5 | 9548.9821
2021-02-28 | 6 | 9579.6202
2021-02-28 | 7 | 9699.5956
2021-02-28 | 8 | 9902.9574
2021-02-28 | 9 | 10040.5827
2021-02-28 | 10 | 10242.2716
2021-02-28 | 11 | 10336.6721
2021-02-28 | 12 | 10430.0037
2021-02-28 | 13 | 10431.6637
2021-02-28 | 14 | 10416.2862
2021-02-28 | 15 | 10412.1334
2021-02-28 | 16 | 10493.382
2021-02-28 | 17 | 10669.2286
2021-02-28 | 18 | 10873.605
2021-02-28 | 19 | 11015.1772
2021-02-28 | 20 | 10972.0717
2021-02-28 | 21 | 10876.2603
2021-02-28 | 22 | 10724.2219
2021-02-28 | 23 | 10424.8986
2021-02-28 | 24 | 10155.0948
2021-03-01 | 1 | 9994.8318
2021-03-01 | 2 | 9894.8427
2021-03-01 | 3 | 9843.4296
2021-03-01 | 4 | 9859.842
2021-03-01 | 5 | 9955.4273
2021-03-01 | 6 | 10235.5411
2021-03-01 | 7 | 10645.9382
2021-03-01 | 8 | 10972.9962
2021-03-01 | 9 | 11050.8365
2021-03-01 | 10 | 11126.1917
2021-03-01 | 11 | 11143.6995
2021-03-01 | 12 | 11099.1129
2021-03-01 | 13 | 11076.6249
2021-03-01 | 14 | 11039.5178
2021-03-01 | 15 | 11006.555
2021-03-01 | 16 | 11037.2145
2021-03-01 | 17 | 11077.4308
2021-03-01 | 18 | 11235.9996
2021-03-01 | 19 | 11381.2412
2021-03-01 | 20 | 11423.3426
2021-03-01 | 21 | 11303.1791
2021-03-01 | 22 | 11094.9966
2021-03-01 | 23 | 10772.2943
2021-03-01 | 24 | 10477.0351
2021-03-02 | 1 | 10246.4526
2021-03-02 | 2 | 10122.3748
2021-03-02 | 3 | 10066.0723
2021-03-02 | 4 | 10068.9703
2021-03-02 | 5 | 10148.4538
2021-03-02 | 6 | 10340.9662
2021-03-02 | 7 | 10707.8683
2021-03-02 | 8 | 11011.7537
2021-03-02 | 9 | 11068.0365
2021-03-02 | 10 | 11019.0297
2021-03-02 | 11 | 10968.9816
2021-03-02 | 12 | 10883.1984
2021-03-02 | 13 | 10799.9699
2021-03-02 | 14 | 10796.395
2021-03-02 | 15 | 10765.36
2021-03-02 | 16 | 10743.0046
2021-03-02 | 17 | 10821.6458
2021-03-02 | 18 | 10899.9854
2021-03-02 | 19 | 11016.335
2021-03-02 | 20 | 11026.5679
2021-03-02 | 21 | 10953.0371
2021-03-02 | 22 | 10673.3462
2021-03-02 | 23 | 10286.0652
2021-03-02 | 24 | 9950.842
2021-03-03 | 1 | 9724.3573
2021-03-03 | 2 | 9578.2847
2021-03-03 | 3 | 9474.6607
2021-03-03 | 4 | 9452.281
2021-03-03 | 5 | 9503.3882
2021-03-03 | 6 | 9616.7378
2021-03-03 | 7 | 9996.0884
2021-03-03 | 8 | 10403.2822
2021-03-03 | 9 | 10420.9724
2021-03-03 | 10 | 10459.3335
2021-03-03 | 11 | 10513.7575
2021-03-03 | 12 | 10426.9427
2021-03-03 | 13 | 10386.984
2021-03-03 | 14 | 10359.5796
2021-03-03 | 15 | 10346.3017
2021-03-03 | 16 | 10394.9458
2021-03-03 | 17 | 10519.1966
2021-03-03 | 18 | 10591.9658
2021-03-03 | 19 | 10738.5775
2021-03-03 | 20 | 10706.15
2021-03-03 | 21 | 10565.912
2021-03-03 | 22 | 10291.7532
2021-03-03 | 23 | 9934.7129
2021-03-03 | 24 | 9665.8087
2021-03-04 | 1 | 9512.8397
2021-03-04 | 2 | 9422.3793
2021-03-04 | 3 | 9378.6744
2021-03-04 | 4 | 9403.5547
2021-03-04 | 5 | 9540.0423
2021-03-04 | 6 | 9845.6649
2021-03-04 | 7 | 10313.1981
2021-03-04 | 8 | 10672.9727
2021-03-04 | 9 | 10641.0458
2021-03-04 | 10 | 10691.6494
2021-03-04 | 11 | 10708.3093
2021-03-04 | 12 | 10669.1383
2021-03-04 | 13 | 10594.6465
2021-03-04 | 14 | 10655.3971
2021-03-04 | 15 | 10646.906
2021-03-04 | 16 | 10654.5721
2021-03-04 | 17 | 10823.4032
2021-03-04 | 18 | 10909.2748
2021-03-04 | 19 | 10988.8043
2021-03-04 | 20 | 10933.472
2021-03-04 | 21 | 10811.0669
2021-03-04 | 22 | 10623.7202
2021-03-04 | 23 | 10302.8516
2021-03-04 | 24 | 10040.7214
2021-03-05 | 1 | 9890.2896
2021-03-05 | 2 | 9817.2586
2021-03-05 | 3 | 9744.8567
2021-03-05 | 4 | 9749.9319
2021-03-05 | 5 | 9919.7254
2021-03-05 | 6 | 10215.3006
2021-03-05 | 7 | 10614.3238
2021-03-05 | 8 | 10938.2511
2021-03-05 | 9 | 10926.7322
2021-03-05 | 10 | 11000.5489
2021-03-05 | 11 | 11099.3243
2021-03-05 | 12 | 10990.4131
2021-03-05 | 13 | 10972.8731
2021-03-05 | 14 | 10965.7434
2021-03-05 | 15 | 10940.4693
2021-03-05 | 16 | 10967.1735
2021-03-05 | 17 | 11095.653
2021-03-05 | 18 | 11279.9674
2021-03-05 | 19 | 11375.3426
2021-03-05 | 20 | 11346.9632
2021-03-05 | 21 | 11233.1207
2021-03-05 | 22 | 11120.9942
2021-03-05 | 23 | 10816.5805
2021-03-05 | 24 | 10559.3451
2021-03-06 | 1 | 10310.5572
2021-03-06 | 2 | 10191.2511
2021-03-06 | 3 | 10116.3964
2021-03-06 | 4 | 10084.4142
2021-03-06 | 5 | 10082.1399
2021-03-06 | 6 | 10058.131
2021-03-06 | 7 | 10120.844
2021-03-06 | 8 | 10482.3808
2021-03-06 | 9 | 10550.9589
2021-03-06 | 10 | 10661.7449
2021-03-06 | 11 | 10694.3214
2021-03-06 | 12 | 10687.1229
2021-03-06 | 13 | 10603.2097
2021-03-06 | 14 | 10539.3106
2021-03-06 | 15 | 10497.791
2021-03-06 | 16 | 10523.8861
2021-03-06 | 17 | 10691.7026
2021-03-06 | 18 | 10909.7706
2021-03-06 | 19 | 11024.5179
2021-03-06 | 20 | 11025.9074
2021-03-06 | 21 | 11059.8877
2021-03-06 | 22 | 10914.9895
2021-03-06 | 23 | 10713.8916
2021-03-06 | 24 | 10429.4723
2021-03-07 | 1 | 10240.8368
2021-03-07 | 2 | 10066.6801
2021-03-07 | 3 | 9962.0404
2021-03-07 | 4 | 9903.7715
2021-03-07 | 5 | 9850.6743
2021-03-07 | 6 | 9780.6638
2021-03-07 | 7 | 9862.3342
2021-03-07 | 8 | 10183.6131
2021-03-07 | 9 | 10221.0163
2021-03-07 | 10 | 10343.0599
2021-03-07 | 11 | 10402.0159
2021-03-07 | 12 | 10453.3166
2021-03-07 | 13 | 10384.5109
2021-03-07 | 14 | 10323.6958
2021-03-07 | 15 | 10343.2046
2021-03-07 | 16 | 10390.6525
2021-03-07 | 17 | 10606.9785
2021-03-07 | 18 | 10789.0608
2021-03-07 | 19 | 10891.4678
2021-03-07 | 20 | 10916.5971
2021-03-07 | 21 | 10840.1372
2021-03-07 | 22 | 10694.7493
2021-03-07 | 23 | 10405.2759
2021-03-07 | 24 | 10113.1994
2021-03-08 | 1 | 9961.3971
2021-03-08 | 2 | 9793.487
2021-03-08 | 3 | 9797.1767
2021-03-08 | 4 | 9779.7026
2021-03-08 | 5 | 9847.1461
2021-03-08 | 6 | 10027.7374
2021-03-08 | 7 | 10374.3224
2021-03-08 | 8 | 10802.5522
2021-03-08 | 9 | 10860.469
2021-03-08 | 10 | 10933.7847
2021-03-08 | 11 | 10937.7648
2021-03-08 | 12 | 10926.0063
2021-03-08 | 13 | 10888.3975
2021-03-08 | 14 | 10818.6162
2021-03-08 | 15 | 10775.808
2021-03-08 | 16 | 10780.6683
2021-03-08 | 17 | 10961.4034
2021-03-08 | 18 | 11073.466
2021-03-08 | 19 | 11121.3304
2021-03-08 | 20 | 11097.7475
2021-03-08 | 21 | 11020.8783
2021-03-08 | 22 | 10785.5224
2021-03-08 | 23 | 10494.7861
2021-03-08 | 24 | 10168.559
2021-03-09 | 1 | 9909.9593
2021-03-09 | 2 | 9789.1493
2021-03-09 | 3 | 9771.3873
2021-03-09 | 4 | 9733.1572
2021-03-09 | 5 | 9851.937
2021-03-09 | 6 | 10084.9109
2021-03-09 | 7 | 10442.9411
2021-03-09 | 8 | 10847.2254
2021-03-09 | 9 | 10904.0883
2021-03-09 | 10 | 10932.7119
2021-03-09 | 11 | 10901.5994
2021-03-09 | 12 | 10865.0462
2021-03-09 | 13 | 10803.5991
2021-03-09 | 14 | 10795.9944
2021-03-09 | 15 | 10759.461
2021-03-09 | 16 | 10812.7149
2021-03-09 | 17 | 10951.2734
2021-03-09 | 18 | 11032.2006
2021-03-09 | 19 | 11129.3955
2021-03-09 | 20 | 11190.9819
2021-03-09 | 21 | 11077.0889
2021-03-09 | 22 | 10887.5714
2021-03-09 | 23 | 10533.1698
2021-03-09 | 24 | 10232.6866
2021-03-10 | 1 | 9986.623
2021-03-10 | 2 | 9865.6047
2021-03-10 | 3 | 9782.3277
2021-03-10 | 4 | 9774.1818
2021-03-10 | 5 | 9854.3748
2021-03-10 | 6 | 10041.9868
2021-03-10 | 7 | 10311.9582
2021-03-10 | 8 | 10752.5777
2021-03-10 | 9 | 10835.0497
2021-03-10 | 10 | 10865.1394
2021-03-10 | 11 | 10867.679
2021-03-10 | 12 | 10816.9872
2021-03-10 | 13 | 10786.0997
2021-03-10 | 14 | 10752.8171
2021-03-10 | 15 | 10736.3609
2021-03-10 | 16 | 10786.0012
2021-03-10 | 17 | 10835.8385
2021-03-10 | 18 | 10999.7066
2021-03-10 | 19 | 11050.2151
2021-03-10 | 20 | 11094.9553
2021-03-10 | 21 | 10949.6689
2021-03-10 | 22 | 10759.9555
2021-03-10 | 23 | 10445.7586
2021-03-10 | 24 | 10177.9465
2021-03-11 | 1 | 10025.7068
2021-03-11 | 2 | 9914.5201
2021-03-11 | 3 | 9872.0866
2021-03-11 | 4 | 9869.883
2021-03-11 | 5 | 9951.7893
2021-03-11 | 6 | 10220.093
2021-03-11 | 7 | 10367.4694
2021-03-11 | 8 | 10780.7686
2021-03-11 | 9 | 10952.6352
2021-03-11 | 10 | 10995.6787
2021-03-11 | 11 | 10959.7631
2021-03-11 | 12 | 10864.9111
2021-03-11 | 13 | 10825.9696
2021-03-11 | 14 | 10790.6027
2021-03-11 | 15 | 10763.4841
2021-03-11 | 16 | 10784.275
2021-03-11 | 17 | 10873.1291
2021-03-11 | 18 | 10979.6047
2021-03-11 | 19 | 11079.0345
2021-03-11 | 20 | 11161.5213
2021-03-11 | 21 | 11067.2897
2021-03-11 | 22 | 10886.4104
2021-03-11 | 23 | 10588.0683
2021-03-11 | 24 | 10299.1373
2021-03-12 | 1 | 10058.6439
2021-03-12 | 2 | 9968.8348
2021-03-12 | 3 | 9900.1347
2021-03-12 | 4 | 9879.0713
2021-03-12 | 5 | 9916.6216
2021-03-12 | 6 | 10130.7766
2021-03-12 | 7 | 10292.1266
2021-03-12 | 8 | 10704.8286
2021-03-12 | 9 | 10934.0691
2021-03-12 | 10 | 10939.3544
2021-03-12 | 11 | 10880.938
2021-03-12 | 12 | 10797.8058
2021-03-12 | 13 | 10781.9378
2021-03-12 | 14 | 10649.3878
2021-03-12 | 15 | 10598.9461
2021-03-12 | 16 | 10653.7848
2021-03-12 | 17 | 10747.3615
2021-03-12 | 18 | 10812.1433
2021-03-12 | 19 | 10924.6877
2021-03-12 | 20 | 11049.4071
2021-03-12 | 21 | 10967.6423
2021-03-12 | 22 | 10748.3646
2021-03-12 | 23 | 10457.1202
2021-03-12 | 24 | 10127.4655
2021-03-13 | 1 | 9894.6934
2021-03-13 | 2 | 9782.2774
2021-03-13 | 3 | 9744.7648
2021-03-13 | 4 | 9683.4846
2021-03-13 | 5 | 9673.7364
2021-03-13 | 6 | 9708.3279
2021-03-13 | 7 | 9694.0008
2021-03-13 | 8 | 9952.2175
2021-03-13 | 9 | 10264.9379
2021-03-13 | 10 | 10366.4164
2021-03-13 | 11 | 10271.2671
2021-03-13 | 12 | 10214.1849
2021-03-13 | 13 | 10075.2419
2021-03-13 | 14 | 10016.5128
2021-03-13 | 15 | 9972.1939
2021-03-13 | 16 | 10020.7579
2021-03-13 | 17 | 10203.5743
2021-03-13 | 18 | 10358.7179
2021-03-13 | 19 | 10431.024
2021-03-13 | 20 | 10557.2526
2021-03-13 | 21 | 10484.0947
2021-03-13 | 22 | 10333.9233
2021-03-13 | 23 | 10070.6561
2021-03-13 | 24 | 9768.7703
2021-03-14 | 1 | 9617.0407
2021-03-14 | 3 | 9447.3691
2021-03-14 | 4 | 9195.8943
2021-03-14 | 5 | 9187.5768
2021-03-14 | 6 | 9164.0549
2021-03-14 | 7 | 9152.4238
2021-03-14 | 8 | 9135.6208
2021-03-14 | 9 | 9409.8147
2021-03-14 | 10 | 9640.6166
2021-03-14 | 11 | 9760.4081
2021-03-14 | 12 | 9796.454
2021-03-14 | 13 | 9801.0105
2021-03-14 | 14 | 9644.6749
2021-03-14 | 15 | 9595.9995
2021-03-14 | 16 | 9544.711
2021-03-14 | 17 | 9626.9403
2021-03-14 | 18 | 9795.7631
2021-03-14 | 19 | 9959.7406
2021-03-14 | 20 | 10019.51
2021-03-14 | 21 | 10162.7612
2021-03-14 | 22 | 10069.1743
2021-03-14 | 23 | 9827.6837
2021-03-14 | 24 | 9560.1571
2021-03-15 | 1 | 9322.7757
2021-03-15 | 2 | 9208.5755
2021-03-15 | 3 | 9167.7791
2021-03-15 | 4 | 9067.1893
2021-03-15 | 5 | 9092.9832
2021-03-15 | 6 | 9204.9905
2021-03-15 | 7 | 9536.8547
2021-03-15 | 8 | 9834.6249
2021-03-15 | 9 | 10194.4044
2021-03-15 | 10 | 10349.8875
2021-03-15 | 11 | 10411.3158
2021-03-15 | 12 | 10422.9133
2021-03-15 | 13 | 10388.1321
2021-03-15 | 14 | 10308.4973
2021-03-15 | 15 | 10312.4185
2021-03-15 | 16 | 10315.8886
2021-03-15 | 17 | 10304.132
2021-03-15 | 18 | 10379.9026
2021-03-15 | 19 | 10546.63
2021-03-15 | 20 | 10575.7132
2021-03-15 | 21 | 10659.4835
2021-03-15 | 22 | 10525.2554
2021-03-15 | 23 | 10260.0243
2021-03-15 | 24 | 9913.1203
2021-03-16 | 1 | 9688.6928
2021-03-16 | 2 | 9492.4444
2021-03-16 | 3 | 9406.6637
2021-03-16 | 4 | 9369.9954
2021-03-16 | 5 | 9388.5469
2021-03-16 | 6 | 9534.0009
2021-03-16 | 7 | 9860.4451
2021-03-16 | 8 | 10147.6841
2021-03-16 | 9 | 10433.6838
2021-03-16 | 10 | 10610.2257
2021-03-16 | 11 | 10656.3183
2021-03-16 | 12 | 10656.9521
2021-03-16 | 13 | 10614.9585
2021-03-16 | 14 | 10571.0499
2021-03-16 | 15 | 10529.3972
2021-03-16 | 16 | 10472.5119
2021-03-16 | 17 | 10510.7617
2021-03-16 | 18 | 10629.7772
2021-03-16 | 19 | 10736.8048
2021-03-16 | 20 | 10782.9345
2021-03-16 | 21 | 10866.8865
2021-03-16 | 22 | 10740.0002
2021-03-16 | 23 | 10474.1683
2021-03-16 | 24 | 10103.9367
2021-03-17 | 1 | 9797.0359
2021-03-17 | 2 | 9555.3923
2021-03-17 | 3 | 9451.1997
2021-03-17 | 4 | 9380.8036
2021-03-17 | 5 | 9379.5976
2021-03-17 | 6 | 9466.8577
2021-03-17 | 7 | 9686.4366
2021-03-17 | 8 | 9946.274
2021-03-17 | 9 | 10308.4787
2021-03-17 | 10 | 10430.4289
2021-03-17 | 11 | 10387.7092
2021-03-17 | 12 | 10302.7873
2021-03-17 | 13 | 10215.869
2021-03-17 | 14 | 10132.4589
2021-03-17 | 15 | 10104.866
2021-03-17 | 16 | 10064.5011
2021-03-17 | 17 | 10068.3494
2021-03-17 | 18 | 10122.963
2021-03-17 | 19 | 10157.2054
2021-03-17 | 20 | 10242.6949
2021-03-17 | 21 | 10400.5617
2021-03-17 | 22 | 10303.4122
2021-03-17 | 23 | 10012.9093
2021-03-17 | 24 | 9661.8046
2021-03-18 | 1 | 9383.7235
2021-03-18 | 2 | 9224.7385
2021-03-18 | 3 | 9168.6806
2021-03-18 | 4 | 9135.2387
2021-03-18 | 5 | 9161.8399
2021-03-18 | 6 | 9306.064
2021-03-18 | 7 | 9582.1523
2021-03-18 | 8 | 9869.7444
2021-03-18 | 9 | 10170.9944
2021-03-18 | 10 | 10323.4684
2021-03-18 | 11 | 10354.5972
2021-03-18 | 12 | 10277.9869
2021-03-18 | 13 | 10177.4515
2021-03-18 | 14 | 10103.4228
2021-03-18 | 15 | 10052.4625
2021-03-18 | 16 | 9999.7347
2021-03-18 | 17 | 10023.3066
2021-03-18 | 18 | 10116.7149
2021-03-18 | 19 | 10150.5811
2021-03-18 | 20 | 10192.2665
2021-03-18 | 21 | 10302.3724
2021-03-18 | 22 | 10150.9704
2021-03-18 | 23 | 9882.7671
2021-03-18 | 24 | 9549.0895
2021-03-19 | 1 | 9288.3809
2021-03-19 | 2 | 9090.621
2021-03-19 | 3 | 8993.2618
2021-03-19 | 4 | 8947.8939
2021-03-19 | 5 | 8970.2062
2021-03-19 | 6 | 9095.0532
2021-03-19 | 7 | 9385.9685
2021-03-19 | 8 | 9680.9515
2021-03-19 | 9 | 9967.6338
2021-03-19 | 10 | 10144.2982
2021-03-19 | 11 | 10162.5407
2021-03-19 | 12 | 10169.5371
2021-03-19 | 13 | 10153.86
2021-03-19 | 14 | 10065.4564
2021-03-19 | 15 | 10040.2929
2021-03-19 | 16 | 10019.7363
2021-03-19 | 17 | 10032.6778
2021-03-19 | 18 | 10050.4755
2021-03-19 | 19 | 10081.5166
2021-03-19 | 20 | 10126.9061
2021-03-19 | 21 | 10250.0277
2021-03-19 | 22 | 10096.4632
2021-03-19 | 23 | 9845.311
2021-03-19 | 24 | 9534.3522
2021-03-20 | 1 | 9280.6734
2021-03-20 | 2 | 9083.6606
2021-03-20 | 3 | 8986.726
2021-03-20 | 4 | 8928.5175
2021-03-20 | 5 | 8933.8954
2021-03-20 | 6 | 8962.4293
2021-03-20 | 7 | 9152.1242
2021-03-20 | 8 | 9230.8368
2021-03-20 | 9 | 9433.7532
2021-03-20 | 10 | 9663.5528
2021-03-20 | 11 | 9786.1851
2021-03-20 | 12 | 9835.9448
2021-03-20 | 13 | 9799.1305
2021-03-20 | 14 | 9739.9132
2021-03-20 | 15 | 9652.9842
2021-03-20 | 16 | 9612.7013
2021-03-20 | 17 | 9651.8379
2021-03-20 | 18 | 9746.1237
2021-03-20 | 19 | 9816.6964
2021-03-20 | 20 | 9826.1149
2021-03-20 | 21 | 9987.6956
2021-03-20 | 22 | 9897.3008
2021-03-20 | 23 | 9705.2264
2021-03-20 | 24 | 9453.6269
2021-03-21 | 1 | 9224.1715
2021-03-21 | 2 | 9090.8493
2021-03-21 | 3 | 8959.3527
2021-03-21 | 4 | 8927.7308
2021-03-21 | 5 | 8926.369
2021-03-21 | 6 | 8955.0946
2021-03-21 | 7 | 9024.4714
2021-03-21 | 8 | 9057.1498
2021-03-21 | 9 | 9222.7777
2021-03-21 | 10 | 9434.5572
2021-03-21 | 11 | 9605.3916
2021-03-21 | 12 | 9715.5545
2021-03-21 | 13 | 9726.0076
2021-03-21 | 14 | 9727.2212
2021-03-21 | 15 | 9711.9685
2021-03-21 | 16 | 9679.3169
2021-03-21 | 17 | 9779.1105
2021-03-21 | 18 | 9905.4198
2021-03-21 | 19 | 10017.8172
2021-03-21 | 20 | 10024.6269
2021-03-21 | 21 | 10160.0826
2021-03-21 | 22 | 10020.9528
2021-03-21 | 23 | 9776.199
2021-03-21 | 24 | 9468.1588
2021-03-22 | 1 | 9217.291
2021-03-22 | 2 | 9113.4962
2021-03-22 | 3 | 9033.7819
2021-03-22 | 4 | 8988.9429
2021-03-22 | 5 | 9006.9048
2021-03-22 | 6 | 9125.2935
2021-03-22 | 7 | 9403.372
2021-03-22 | 8 | 9749.3177
2021-03-22 | 9 | 9998.7053
2021-03-22 | 10 | 10164.8013
2021-03-22 | 11 | 10190.2535
2021-03-22 | 12 | 10174.1366
2021-03-22 | 13 | 10124.8523
2021-03-22 | 14 | 10080.1619
2021-03-22 | 15 | 10048.6864
2021-03-22 | 16 | 10084.0619
2021-03-22 | 17 | 10101.8384
2021-03-22 | 18 | 10172.0649
2021-03-22 | 19 | 10159.828
2021-03-22 | 20 | 10152.3033
2021-03-22 | 21 | 10315.2361
2021-03-22 | 22 | 10162.4162
2021-03-22 | 23 | 9878.9505
2021-03-22 | 24 | 9528.6957
2021-03-23 | 1 | 9273.349
2021-03-23 | 2 | 9086.1311
2021-03-23 | 3 | 8999.9423
2021-03-23 | 4 | 8982.8237
2021-03-23 | 5 | 9017.1583
2021-03-23 | 6 | 9192.3757
2021-03-23 | 7 | 9528.0614
2021-03-23 | 8 | 9893.712
2021-03-23 | 9 | 10070.3884
2021-03-23 | 10 | 10203.3727
2021-03-23 | 11 | 10233.714
2021-03-23 | 12 | 10220.8084
2021-03-23 | 13 | 10146.9692
2021-03-23 | 14 | 10118.008
2021-03-23 | 15 | 10110.8429
2021-03-23 | 16 | 10095.2988
2021-03-23 | 17 | 10141.1412
2021-03-23 | 18 | 10186.4605
2021-03-23 | 19 | 10147.8828
2021-03-23 | 20 | 10167.13
2021-03-23 | 21 | 10358.7804
2021-03-23 | 22 | 10219.2987
2021-03-23 | 23 | 9925.5064
2021-03-23 | 24 | 9565.9356
2021-03-24 | 1 | 9290.6251
2021-03-24 | 2 | 9111.6414
2021-03-24 | 3 | 9039.7845
2021-03-24 | 4 | 9003.0216
2021-03-24 | 5 | 9025.8369
2021-03-24 | 6 | 9182.4039
2021-03-24 | 7 | 9534.1124
2021-03-24 | 8 | 9921.2279
2021-03-24 | 9 | 10119.0268
2021-03-24 | 10 | 10270.251
2021-03-24 | 11 | 10333.698
2021-03-24 | 12 | 10309.9305
2021-03-24 | 13 | 10254.0079
2021-03-24 | 14 | 10227.1274
2021-03-24 | 15 | 10186.2716
2021-03-24 | 16 | 10200.5591
2021-03-24 | 17 | 10215.2845
2021-03-24 | 18 | 10317.2261
2021-03-24 | 19 | 10313.5921
2021-03-24 | 20 | 10274.6283
2021-03-24 | 21 | 10427.0739
2021-03-24 | 22 | 10243.5457
2021-03-24 | 23 | 9944.2404
2021-03-24 | 24 | 9588.2343
2021-03-25 | 1 | 9314.1629
2021-03-25 | 2 | 9159.6433
2021-03-25 | 3 | 9062.2047
2021-03-25 | 4 | 9021.432
2021-03-25 | 5 | 9040.8962
2021-03-25 | 6 | 9166.5348
2021-03-25 | 7 | 9472.5885
2021-03-25 | 8 | 9845.45
2021-03-25 | 9 | 10082.538
2021-03-25 | 10 | 10265.1339
2021-03-25 | 11 | 10260.1438
2021-03-25 | 12 | 10329.138
2021-03-25 | 13 | 10306.8125
2021-03-25 | 14 | 10274.9126
2021-03-25 | 15 | 10244.0553
2021-03-25 | 16 | 10224.3868
2021-03-25 | 17 | 10203.7741
2021-03-25 | 18 | 10275.1067
2021-03-25 | 19 | 10277.974
2021-03-25 | 20 | 10248.4495
2021-03-25 | 21 | 10381.5013
2021-03-25 | 22 | 10246.1471
2021-03-25 | 23 | 9981.0672
2021-03-25 | 24 | 9665.6001
2021-03-26 | 1 | 9391.0771
2021-03-26 | 2 | 9207.6214
2021-03-26 | 3 | 9115.956
2021-03-26 | 4 | 9069.9042
2021-03-26 | 5 | 9082.7498
2021-03-26 | 6 | 9190.2031
2021-03-26 | 7 | 9501.856
2021-03-26 | 8 | 9892.6914
2021-03-26 | 9 | 10085.3328
2021-03-26 | 10 | 10260.2314
2021-03-26 | 11 | 10325.605
2021-03-26 | 12 | 10349.393
2021-03-26 | 13 | 10321.2951
2021-03-26 | 14 | 10293.3583
2021-03-26 | 15 | 10238.8725
2021-03-26 | 16 | 10210.3539
2021-03-26 | 17 | 10238.9984
2021-03-26 | 18 | 10301.3308
2021-03-26 | 19 | 10277.5617
2021-03-26 | 20 | 10210.463
2021-03-26 | 21 | 10340.2062
2021-03-26 | 22 | 10193.904
2021-03-26 | 23 | 9925.5751
2021-03-26 | 24 | 9610.72
2021-03-27 | 1 | 9323.4113
2021-03-27 | 2 | 9130.7592
2021-03-27 | 3 | 9010.4748
2021-03-27 | 4 | 8943.8808
2021-03-27 | 5 | 8935.1662
2021-03-27 | 6 | 8959.7347
2021-03-27 | 7 | 9045.2249
2021-03-27 | 8 | 9186.4197
2021-03-27 | 9 | 9341.6986
2021-03-27 | 10 | 9619.1105
2021-03-27 | 11 | 9763.4372
2021-03-27 | 12 | 9799.7434
2021-03-27 | 13 | 9795.7627
2021-03-27 | 14 | 9756.3472
2021-03-27 | 15 | 9702.3644
2021-03-27 | 16 | 9698.6074
2021-03-27 | 17 | 9756.8886
2021-03-27 | 18 | 9873.8345
2021-03-27 | 19 | 9910.288
2021-03-27 | 20 | 9836.5698
2021-03-27 | 21 | 10002.9703
2021-03-27 | 22 | 9890.0579
2021-03-27 | 23 | 9706.7002
2021-03-27 | 24 | 9468.3672
2021-03-28 | 1 | 9217.4113
2021-03-28 | 2 | 9037.1838
2021-03-28 | 3 | 8923.1568
2021-03-28 | 4 | 8854.6546
2021-03-28 | 5 | 8853.214
2021-03-28 | 6 | 8880.8784
2021-03-28 | 7 | 8954.4786
2021-03-28 | 8 | 9087.3628
2021-03-28 | 9 | 9178.8685
2021-03-28 | 10 | 9416.4829
2021-03-28 | 11 | 9540.3007
2021-03-28 | 12 | 9636.2442
2021-03-28 | 13 | 9617.6438
2021-03-28 | 14 | 9603.8557
2021-03-28 | 15 | 9578.0916
2021-03-28 | 16 | 9564.0226
2021-03-28 | 17 | 9641.4183
2021-03-28 | 18 | 9771.1779
2021-03-28 | 19 | 9852.4369
2021-03-28 | 20 | 9858.0211
2021-03-28 | 21 | 10050.5452
2021-03-28 | 22 | 9926.5682
2021-03-28 | 23 | 9694.0341
2021-03-28 | 24 | 9395.5864
2021-03-29 | 1 | 9150.5347
2021-03-29 | 2 | 9036.5628
2021-03-29 | 3 | 8939.4152
2021-03-29 | 4 | 8901.4283
2021-03-29 | 5 | 8913.8755
2021-03-29 | 6 | 9052.0779
2021-03-29 | 7 | 9394.852
2021-03-29 | 8 | 9823.4983
2021-03-29 | 9 | 10009.9527
2021-03-29 | 10 | 10171.234
2021-03-29 | 11 | 10199.1215
2021-03-29 | 12 | 10175.7115
2021-03-29 | 13 | 10136.0122
2021-03-29 | 14 | 10092.407
2021-03-29 | 15 | 10103.6207
2021-03-29 | 16 | 10075.1546
2021-03-29 | 17 | 10119.4663
2021-03-29 | 18 | 10266.2682
2021-03-29 | 19 | 10263.6916
2021-03-29 | 20 | 10216.4944
2021-03-29 | 21 | 10365.3599
2021-03-29 | 22 | 10233.1095
2021-03-29 | 23 | 9933.6
2021-03-29 | 24 | 9583.6437
2021-03-30 | 1 | 9301.0458
2021-03-30 | 2 | 9105.2859
2021-03-30 | 3 | 8995.6133
2021-03-30 | 4 | 8946.1987
2021-03-30 | 5 | 8956.3055
2021-03-30 | 6 | 9066.9014
2021-03-30 | 7 | 9339.3518
2021-03-30 | 8 | 9780.2645
2021-03-30 | 9 | 10009.9911
2021-03-30 | 10 | 10173.7884
2021-03-30 | 11 | 10218.8989
2021-03-30 | 12 | 10267.6728
2021-03-30 | 13 | 10181.2289
2021-03-30 | 14 | 10158.321
2021-03-30 | 15 | 10099.8614
2021-03-30 | 16 | 10100.6555
2021-03-30 | 17 | 10152.8904
2021-03-30 | 18 | 10196.1499
2021-03-30 | 19 | 10249.1441
2021-03-30 | 20 | 10202.645
2021-03-30 | 21 | 10371.9419
2021-03-30 | 22 | 10251.1535
2021-03-30 | 23 | 9957.7868
2021-03-30 | 24 | 9602.0351
2021-03-31 | 1 | 9305.9026
2021-03-31 | 2 | 9089.068
2021-03-31 | 3 | 9020.3442
2021-03-31 | 4 | 8964.3901
2021-03-31 | 5 | 9001.1935
2021-03-31 | 6 | 9105.2082
2021-03-31 | 7 | 9342.9836
2021-03-31 | 8 | 9777.8763
2021-03-31 | 9 | 10010.5032
2021-03-31 | 10 | 10186.3097
2021-03-31 | 11 | 10251.2071
2021-03-31 | 12 | 10217.1631
2021-03-31 | 13 | 10177.0669
2021-03-31 | 14 | 10101.3347
2021-03-31 | 15 | 10062.649
2021-03-31 | 16 | 10031.8206
2021-03-31 | 17 | 10059.6595
2021-03-31 | 18 | 10171.1719
2021-03-31 | 19 | 10176.0897
2021-03-31 | 20 | 10098.7648
2021-03-31 | 21 | 10272.5114
2021-03-31 | 22 | 10172.2035
2021-03-31 | 23 | 9872.9794
2021-03-31 | 24 | 9527.3056
2021-04-01 | 1 | 9235.5983
2021-04-01 | 2 | 8810.1732
2021-04-01 | 3 | 8706.7304
2021-04-01 | 4 | 8663.6267
2021-04-01 | 5 | 8662.3386
2021-04-01 | 6 | 8779.5761
2021-04-01 | 7 | 9063.9624
2021-04-01 | 8 | 9485.3855
2021-04-01 | 9 | 9710.1413
2021-04-01 | 10 | 9882.5075
2021-04-01 | 11 | 9944.5078
2021-04-01 | 12 | 9965.8939
2021-04-01 | 13 | 9941.9536
2021-04-01 | 14 | 9912.9513
2021-04-01 | 15 | 9865.9349
2021-04-01 | 16 | 9872.2115
2021-04-01 | 17 | 9873.3432
2021-04-01 | 18 | 9920.265
2021-04-01 | 19 | 9961.4907
2021-04-01 | 20 | 9886.2098
2021-04-01 | 21 | 10002.0823
2021-04-01 | 22 | 9960.8957
2021-04-01 | 23 | 9676.2749
2021-04-01 | 24 | 9346.3246
2021-04-02 | 1 | 9040.8769
2021-04-02 | 2 | 8814.1246
2021-04-02 | 3 | 8688.4373
2021-04-02 | 4 | 8631.7836
2021-04-02 | 5 | 8612.3424
2021-04-02 | 6 | 8621.432
2021-04-02 | 7 | 8663.563
2021-04-02 | 8 | 8813.5296
2021-04-02 | 9 | 8886.3516
2021-04-02 | 10 | 9130.0024
2021-04-02 | 11 | 9224.6471
2021-04-02 | 12 | 9259.8189
2021-04-02 | 13 | 9251.6245
2021-04-02 | 14 | 9247.219
2021-04-02 | 15 | 9185.448
2021-04-02 | 16 | 9154.1289
2021-04-02 | 17 | 9210.9954
2021-04-02 | 18 | 9331.2725
2021-04-02 | 19 | 9440.5675
2021-04-02 | 20 | 9450.1592
2021-04-02 | 21 | 9610.3803
2021-04-02 | 22 | 9545.8953
2021-04-02 | 23 | 9346.5299
2021-04-02 | 24 | 9024.071
2021-04-03 | 1 | 8799.6005
2021-04-03 | 2 | 8679.5305
2021-04-03 | 3 | 8577.9891
2021-04-03 | 4 | 8531.2608
2021-04-03 | 5 | 8491.8333
2021-04-03 | 6 | 8531.0935
2021-04-03 | 7 | 8566.9496
2021-04-03 | 8 | 8720.8134
2021-04-03 | 9 | 8815.315
2021-04-03 | 10 | 8968.7248
2021-04-03 | 11 | 9094.0576
2021-04-03 | 12 | 9090.2917
2021-04-03 | 13 | 9073.7542
2021-04-03 | 14 | 9047.2868
2021-04-03 | 15 | 9008.8966
2021-04-03 | 16 | 9022.7501
2021-04-03 | 17 | 9083.467
2021-04-03 | 18 | 9217.9924
2021-04-03 | 19 | 9288.2559
2021-04-03 | 20 | 9291.2217
2021-04-03 | 21 | 9511.2665
2021-04-03 | 22 | 9469.9308
2021-04-03 | 23 | 9267.6998
2021-04-03 | 24 | 8942.1624
2021-04-04 | 1 | 8691.7567
2021-04-04 | 2 | 8605.1226
2021-04-04 | 3 | 8497.0118
2021-04-04 | 4 | 8440.8446
2021-04-04 | 5 | 8442.0921
2021-04-04 | 6 | 8498.3695
2021-04-04 | 7 | 8496.8093
2021-04-04 | 8 | 8673.4434
2021-04-04 | 9 | 8738.1442
2021-04-04 | 10 | 8920.0547
2021-04-04 | 11 | 8988.4171
2021-04-04 | 12 | 9029.2377
2021-04-04 | 13 | 9030.5291
2021-04-04 | 14 | 9005.7942
2021-04-04 | 15 | 8971.0448
2021-04-04 | 16 | 8937.7735
2021-04-04 | 17 | 9072.8526
2021-04-04 | 18 | 9185.5774
2021-04-04 | 19 | 9234.7255
2021-04-04 | 20 | 9176.3128
2021-04-04 | 21 | 9374.5844
2021-04-04 | 22 | 9336.1252
2021-04-04 | 23 | 9119.0418
2021-04-04 | 24 | 8836.2661
2021-04-05 | 1 | 8570.1286
2021-04-05 | 2 | 8480.2733
2021-04-05 | 3 | 8380.6358
2021-04-05 | 4 | 8336.8219
2021-04-05 | 5 | 8370.5267
2021-04-05 | 6 | 8525.2297
2021-04-05 | 7 | 8757.7181
2021-04-05 | 8 | 9226.9948
2021-04-05 | 9 | 9475.7366
2021-04-05 | 10 | 9592.0254
2021-04-05 | 11 | 9616.6223
2021-04-05 | 12 | 9626.4311
2021-04-05 | 13 | 9597.4554
2021-04-05 | 14 | 9548.9905
2021-04-05 | 15 | 9512.2409
2021-04-05 | 16 | 9484.8887
2021-04-05 | 17 | 9508.1601
2021-04-05 | 18 | 9567.86
2021-04-05 | 19 | 9510.5798
2021-04-05 | 20 | 9470.3207
2021-04-05 | 21 | 9616.1653
2021-04-05 | 22 | 9543.1492
2021-04-05 | 23 | 9278.6325
2021-04-05 | 24 | 8963.8896
2021-04-06 | 1 | 8706.8027
2021-04-06 | 2 | 8537.3225
2021-04-06 | 3 | 8435.2209
2021-04-06 | 4 | 8425.0735
2021-04-06 | 5 | 8446.493
2021-04-06 | 6 | 8621.8485
2021-04-06 | 7 | 8849.2358
2021-04-06 | 8 | 9287.0592
2021-04-06 | 9 | 9501.9137
2021-04-06 | 10 | 9603.93
2021-04-06 | 11 | 9634.7843
2021-04-06 | 12 | 9634.5031
2021-04-06 | 13 | 9609.2429
2021-04-06 | 14 | 9580.0966
2021-04-06 | 15 | 9576.7165
2021-04-06 | 16 | 9535.0028
2021-04-06 | 17 | 9573.0881
2021-04-06 | 18 | 9639.7201
2021-04-06 | 19 | 9635.9867
2021-04-06 | 20 | 9569.7639
2021-04-06 | 21 | 9714.3962
2021-04-06 | 22 | 9663.4353
2021-04-06 | 23 | 9398.9806
2021-04-06 | 24 | 9007.8128
2021-04-07 | 1 | 8731.8671
2021-04-07 | 2 | 8574.7558
2021-04-07 | 3 | 8525.0959
2021-04-07 | 4 | 8513.7761
2021-04-07 | 5 | 8544.1713
2021-04-07 | 6 | 8679.4356
2021-04-07 | 7 | 8834.4145
2021-04-07 | 8 | 9259.1954
2021-04-07 | 9 | 9602.0439
2021-04-07 | 10 | 9736.878
2021-04-07 | 11 | 9744.8752
2021-04-07 | 12 | 9721.2118
2021-04-07 | 13 | 9702.9038
2021-04-07 | 14 | 9675.3924
2021-04-07 | 15 | 9656.5141
2021-04-07 | 16 | 9641.6337
2021-04-07 | 17 | 9700.3823
2021-04-07 | 18 | 9773.2091
2021-04-07 | 19 | 9772.5921
2021-04-07 | 20 | 9685.0395
2021-04-07 | 21 | 9812.1318
2021-04-07 | 22 | 9736.4886
2021-04-07 | 23 | 9440.9207
2021-04-07 | 24 | 9085.3618
2021-04-08 | 1 | 8802.7412
2021-04-08 | 2 | 8686.5685
2021-04-08 | 3 | 8608.7699
2021-04-08 | 4 | 8593.5349
2021-04-08 | 5 | 8603.3734
2021-04-08 | 6 | 8739.9832
2021-04-08 | 7 | 8876.7927
2021-04-08 | 8 | 9305.1702
2021-04-08 | 9 | 9658.0745
2021-04-08 | 10 | 9792.2818
2021-04-08 | 11 | 9795.1013
2021-04-08 | 12 | 9753.8121
2021-04-08 | 13 | 9694.8143
2021-04-08 | 14 | 9680.8698
2021-04-08 | 15 | 9603.5437
2021-04-08 | 16 | 9583.5583
2021-04-08 | 17 | 9596.3363
2021-04-08 | 18 | 9614.3801
2021-04-08 | 19 | 9565.8703
2021-04-08 | 20 | 9535.0384
2021-04-08 | 21 | 9675.5922
2021-04-08 | 22 | 9628.9072
2021-04-08 | 23 | 9365.4288
2021-04-08 | 24 | 9067.2874
2021-04-09 | 1 | 8808.3863
2021-04-09 | 2 | 8608.2123
2021-04-09 | 3 | 8566.2873
2021-04-09 | 4 | 8506.3255
2021-04-09 | 5 | 8538.899
2021-04-09 | 6 | 8684.374
2021-04-09 | 7 | 8807.4455
2021-04-09 | 8 | 9215.2466
2021-04-09 | 9 | 9549.9233
2021-04-09 | 10 | 9639.5868
2021-04-09 | 11 | 9584.5352
2021-04-09 | 12 | 9554.195
2021-04-09 | 13 | 9505.5721
2021-04-09 | 14 | 9491.3311
2021-04-09 | 15 | 9456.6324
2021-04-09 | 16 | 9472.8977
2021-04-09 | 17 | 9498.5772
2021-04-09 | 18 | 9540.3832
2021-04-09 | 19 | 9500.2931
2021-04-09 | 20 | 9406.3964
2021-04-09 | 21 | 9518.0789
2021-04-09 | 22 | 9498.7518
2021-04-09 | 23 | 9252.1163
2021-04-09 | 24 | 8962.6837
2021-04-10 | 1 | 8697.9401
2021-04-10 | 2 | 8543.6559
2021-04-10 | 3 | 8461.5672
2021-04-10 | 4 | 8388.612
2021-04-10 | 5 | 8395.4575
2021-04-10 | 6 | 8455.3388
2021-04-10 | 7 | 8420.1057
2021-04-10 | 8 | 8599.7267
2021-04-10 | 9 | 8847.9276
2021-04-10 | 10 | 9032.5891
2021-04-10 | 11 | 9102.5534
2021-04-10 | 12 | 9102.0267
2021-04-10 | 13 | 9102.3342
2021-04-10 | 14 | 9043.8568
2021-04-10 | 15 | 9013.2767
2021-04-10 | 16 | 8987.4118
2021-04-10 | 17 | 9131.6823
2021-04-10 | 18 | 9119.5525
2021-04-10 | 19 | 9166.364
2021-04-10 | 20 | 9148.2824
2021-04-10 | 21 | 9304.9676
2021-04-10 | 22 | 9349.5287
2021-04-10 | 23 | 9140.1002
2021-04-10 | 24 | 8905.0682
2021-04-11 | 1 | 8698.1587
2021-04-11 | 2 | 8565.3717
2021-04-11 | 3 | 8467.2777
2021-04-11 | 4 | 8406.6354
2021-04-11 | 5 | 8409.029
2021-04-11 | 6 | 8483.8933
2021-04-11 | 7 | 8466.5357
2021-04-11 | 8 | 8599.8162
2021-04-11 | 9 | 8722.8896
2021-04-11 | 10 | 8885.021
2021-04-11 | 11 | 8969.6897
2021-04-11 | 12 | 8999.5229
2021-04-11 | 13 | 8993.3918
2021-04-11 | 14 | 8995.3461
2021-04-11 | 15 | 9043.707
2021-04-11 | 16 | 9043.7679
2021-04-11 | 17 | 9110.3552
2021-04-11 | 18 | 9168.979
2021-04-11 | 19 | 9255.7884
2021-04-11 | 20 | 9242.7473
2021-04-11 | 21 | 9360.6298
2021-04-11 | 22 | 9394.8294
2021-04-11 | 23 | 9184.2781
2021-04-11 | 24 | 8904.4635
2021-04-12 | 1 | 8667.4783
2021-04-12 | 2 | 8552.1885
2021-04-12 | 3 | 8483.1725
2021-04-12 | 4 | 8447.376
2021-04-12 | 5 | 8484.8433
2021-04-12 | 6 | 8630.0134
2021-04-12 | 7 | 8849.5783
2021-04-12 | 8 | 9274.8699
2021-04-12 | 9 | 9580.4802
2021-04-12 | 10 | 9664.8554
2021-04-12 | 11 | 9680.6675
2021-04-12 | 12 | 9634.9166
2021-04-12 | 13 | 9660.5369
2021-04-12 | 14 | 9650.6442
2021-04-12 | 15 | 9651.262
2021-04-12 | 16 | 9636.8102
2021-04-12 | 17 | 9741.5523
2021-04-12 | 18 | 9782.7783
2021-04-12 | 19 | 9764.2749
2021-04-12 | 20 | 9715.9008
2021-04-12 | 21 | 9771.3772
2021-04-12 | 22 | 9740.5529
2021-04-12 | 23 | 9469.8463
2021-04-12 | 24 | 9136.5795
2021-04-13 | 1 | 8884.8188
2021-04-13 | 2 | 8707.8875
2021-04-13 | 3 | 8641.3821
2021-04-13 | 4 | 8653.3355
2021-04-13 | 5 | 8681.9445
2021-04-13 | 6 | 8842.8532
2021-04-13 | 7 | 9023.6009
2021-04-13 | 8 | 9412.0129
2021-04-13 | 9 | 9678.3443
2021-04-13 | 10 | 9801.3202
2021-04-13 | 11 | 9700.7977
2021-04-13 | 12 | 9663.9405
2021-04-13 | 13 | 9610.4459
2021-04-13 | 14 | 9589.431
2021-04-13 | 15 | 9554.0034
2021-04-13 | 16 | 9548.73
2021-04-13 | 17 | 9572.362
2021-04-13 | 18 | 9641.6643
2021-04-13 | 19 | 9585.8385
2021-04-13 | 20 | 9499.8247
2021-04-13 | 21 | 9597.1159
2021-04-13 | 22 | 9603.4576
2021-04-13 | 23 | 9329.3405
2021-04-13 | 24 | 8973.9658
2021-04-14 | 1 | 8710.0763
2021-04-14 | 2 | 8515.8614
2021-04-14 | 3 | 8438.9922
2021-04-14 | 4 | 8416.7253
2021-04-14 | 5 | 8433.7835
2021-04-14 | 6 | 8569.276
2021-04-14 | 7 | 8780.7045
2021-04-14 | 8 | 9210.0401
2021-04-14 | 9 | 9454.2874
2021-04-14 | 10 | 9555.1388
2021-04-14 | 11 | 9532.163
2021-04-14 | 12 | 9501.6419
2021-04-14 | 13 | 9464.4476
2021-04-14 | 14 | 9465.7101
2021-04-14 | 15 | 9422.1793
2021-04-14 | 16 | 9384.8959
2021-04-14 | 17 | 9427.3179
2021-04-14 | 18 | 9472.6154
2021-04-14 | 19 | 9450.5343
2021-04-14 | 20 | 9384.4599
2021-04-14 | 21 | 9486.7462
2021-04-14 | 22 | 9508.4536
2021-04-14 | 23 | 9214.5848
2021-04-14 | 24 | 8869.896
2021-04-15 | 1 | 8604.7011
2021-04-15 | 2 | 8467.533
2021-04-15 | 3 | 8384.1327
2021-04-15 | 4 | 8346.3317
2021-04-15 | 5 | 8369.6156
2021-04-15 | 6 | 8533.9604
2021-04-15 | 7 | 8751.0006
2021-04-15 | 8 | 9135.8959
2021-04-15 | 9 | 9444.6045
2021-04-15 | 10 | 9505.7719
2021-04-15 | 11 | 9534.8021
2021-04-15 | 12 | 9507.8035
2021-04-15 | 13 | 9489.1073
2021-04-15 | 14 | 9421.8874
2021-04-15 | 15 | 9429.5142
2021-04-15 | 16 | 9479.1717
2021-04-15 | 17 | 9435.8699
2021-04-15 | 18 | 9473.0688
2021-04-15 | 19 | 9386.8738
2021-04-15 | 20 | 9347.7689
2021-04-15 | 21 | 9401.6252
2021-04-15 | 22 | 9457.0175
2021-04-15 | 23 | 9190.364
2021-04-15 | 24 | 8902.1971
2021-04-16 | 1 | 8653.7311
2021-04-16 | 2 | 8505.6695
2021-04-16 | 3 | 8425.4645
2021-04-16 | 4 | 8399.4886
2021-04-16 | 5 | 8399.9023
2021-04-16 | 6 | 8551.6721
2021-04-16 | 7 | 8793.4459
2021-04-16 | 8 | 9153.4286
2021-04-16 | 9 | 9440.6372
2021-04-16 | 10 | 9522.6326
2021-04-16 | 11 | 9539.2388
2021-04-16 | 12 | 9516.9112
2021-04-16 | 13 | 9456.9487
2021-04-16 | 14 | 9458.7844
2021-04-16 | 15 | 9458.1039
2021-04-16 | 16 | 9493.7232
2021-04-16 | 17 | 9535.7143
2021-04-16 | 18 | 9596.4622
2021-04-16 | 19 | 9569.8584
2021-04-16 | 20 | 9511.9574
2021-04-16 | 21 | 9550.2587
2021-04-16 | 22 | 9584.3897
2021-04-16 | 23 | 9318.8711
2021-04-16 | 24 | 9041.996
2021-04-17 | 1 | 8784.0195
2021-04-17 | 2 | 8619.9632
2021-04-17 | 3 | 8515.8655
2021-04-17 | 4 | 8461.5885
2021-04-17 | 5 | 8491.3791
2021-04-17 | 6 | 8557.3391
2021-04-17 | 7 | 8609.9146
2021-04-17 | 8 | 8741.6778
2021-04-17 | 9 | 8986.6724
2021-04-17 | 10 | 9200.6096
2021-04-17 | 11 | 9284.3424
2021-04-17 | 12 | 9301.8407
2021-04-17 | 13 | 9294.8747
2021-04-17 | 14 | 9309.388
2021-04-17 | 15 | 9227.7558
2021-04-17 | 16 | 9184.5159
2021-04-17 | 17 | 9198.1984
2021-04-17 | 18 | 9261.8116
2021-04-17 | 19 | 9351.1437
2021-04-17 | 20 | 9281.0528
2021-04-17 | 21 | 9358.3696
2021-04-17 | 22 | 9477.288
2021-04-17 | 23 | 9327.0677
2021-04-17 | 24 | 9066.1932
2021-04-18 | 1 | 8823.1917
2021-04-18 | 2 | 8682.9835
2021-04-18 | 3 | 8599.8296
2021-04-18 | 4 | 8556.3935
2021-04-18 | 5 | 8563.9805
2021-04-18 | 6 | 8624.5489
2021-04-18 | 7 | 8643.977
2021-04-18 | 8 | 8693.1631
2021-04-18 | 9 | 8839.2233
2021-04-18 | 10 | 8984.2758
2021-04-18 | 11 | 9074.9721
2021-04-18 | 12 | 9037.7967
2021-04-18 | 13 | 9010.3139
2021-04-18 | 14 | 8964.6838
2021-04-18 | 15 | 8932.7018
2021-04-18 | 16 | 8951.7911
2021-04-18 | 17 | 9063.9365
2021-04-18 | 18 | 9192.4155
2021-04-18 | 19 | 9288.6677
2021-04-18 | 20 | 9283.1511
2021-04-18 | 21 | 9328.0491
2021-04-18 | 22 | 9393.5925
2021-04-18 | 23 | 9189.7961
2021-04-18 | 24 | 8912.7342
2021-04-19 | 1 | 8665.503
2021-04-19 | 2 | 8568.152
2021-04-19 | 3 | 8500.7283
2021-04-19 | 4 | 8466.9679
2021-04-19 | 5 | 8491.8685
2021-04-19 | 6 | 8639.3855
2021-04-19 | 7 | 8893.1382
2021-04-19 | 8 | 9236.8755
2021-04-19 | 9 | 9569.4025
2021-04-19 | 10 | 9695.162
2021-04-19 | 11 | 9760.5527
2021-04-19 | 12 | 9718.9047
2021-04-19 | 13 | 9696.4399
2021-04-19 | 14 | 9636.361
2021-04-19 | 15 | 9615.1175
2021-04-19 | 16 | 9609.0462
2021-04-19 | 17 | 9638.0596
2021-04-19 | 18 | 9700.754
2021-04-19 | 19 | 9710.3988
2021-04-19 | 20 | 9662.2926
2021-04-19 | 21 | 9691.8338
2021-04-19 | 22 | 9682.1601
2021-04-19 | 23 | 9393.1928
2021-04-19 | 24 | 9046.5984
2021-04-20 | 1 | 8778.1168
2021-04-20 | 2 | 8646.4419
2021-04-20 | 3 | 8540.0965
2021-04-20 | 4 | 8509.0451
2021-04-20 | 5 | 8530.1563
2021-04-20 | 6 | 8672.8334
2021-04-20 | 7 | 8890.7545
2021-04-20 | 8 | 9232.0025
2021-04-20 | 9 | 9546.0393
2021-04-20 | 10 | 9656.936
2021-04-20 | 11 | 9663.5992
2021-04-20 | 12 | 9651.1249
2021-04-20 | 13 | 9622.0759
2021-04-20 | 14 | 9613.0215
2021-04-20 | 15 | 9613.8523
2021-04-20 | 16 | 9617.6114
2021-04-20 | 17 | 9628.4281
2021-04-20 | 18 | 9739.3907
2021-04-20 | 19 | 9707.3944
2021-04-20 | 20 | 9668.6785
2021-04-20 | 21 | 9707.0439
2021-04-20 | 22 | 9741.7326
2021-04-20 | 23 | 9441.8152
2021-04-20 | 24 | 9089.0306
2021-04-21 | 1 | 8855.7486
2021-04-21 | 2 | 8700.7139
2021-04-21 | 3 | 8621.8226
2021-04-21 | 4 | 8589.8914
2021-04-21 | 5 | 8612.5834
2021-04-21 | 6 | 8747.8471
2021-04-21 | 7 | 9015.6885
2021-04-21 | 8 | 9314.7707
2021-04-21 | 9 | 9663.1031
2021-04-21 | 10 | 9826.4683
2021-04-21 | 11 | 9859.1783
2021-04-21 | 12 | 9796.6645
2021-04-21 | 13 | 9797.4176
2021-04-21 | 14 | 9717.1617
2021-04-21 | 15 | 9702.8406
2021-04-21 | 16 | 9682.0046
2021-04-21 | 17 | 9742.6148
2021-04-21 | 18 | 9811.1791
2021-04-21 | 19 | 9804.5521
2021-04-21 | 20 | 9724.8072
2021-04-21 | 21 | 9780.3324
2021-04-21 | 22 | 9786.4575
2021-04-21 | 23 | 9526.4952
2021-04-21 | 24 | 9184.8306
2021-04-22 | 1 | 8905.3268
2021-04-22 | 2 | 8791.5617
2021-04-22 | 3 | 8689.0914
2021-04-22 | 4 | 8680.9698
2021-04-22 | 5 | 8754.7578
2021-04-22 | 6 | 8830.0665
2021-04-22 | 7 | 9052.3501
2021-04-22 | 8 | 9395.3237
2021-04-22 | 9 | 9714.8988
2021-04-22 | 10 | 9789.5453
2021-04-22 | 11 | 9802.0227
2021-04-22 | 12 | 9756.7729
2021-04-22 | 13 | 9737.1409
2021-04-22 | 14 | 9684.9691
2021-04-22 | 15 | 9656.7845
2021-04-22 | 16 | 9632.4133
2021-04-22 | 17 | 9605.8104
2021-04-22 | 18 | 9653.5331
2021-04-22 | 19 | 9633.8221
2021-04-22 | 20 | 9606.6417
2021-04-22 | 21 | 9655.3938
2021-04-22 | 22 | 9710.7808
2021-04-22 | 23 | 9496.5475
2021-04-22 | 24 | 9236.6473
2021-04-23 | 1 | 9008.672
2021-04-23 | 2 | 8823.4122
2021-04-23 | 3 | 8720.9889
2021-04-23 | 4 | 8687.2386
2021-04-23 | 5 | 8767.1788
2021-04-23 | 6 | 8892.2341
2021-04-23 | 7 | 9139.1458
2021-04-23 | 8 | 9462.4099
2021-04-23 | 9 | 9794.9589
2021-04-23 | 10 | 9877.4877
2021-04-23 | 11 | 9860.2683
2021-04-23 | 12 | 9773.8855
2021-04-23 | 13 | 9719.9231
2021-04-23 | 14 | 9692.5594
2021-04-23 | 15 | 9669.282
2021-04-23 | 16 | 9627.7785
2021-04-23 | 17 | 9632.3875
2021-04-23 | 18 | 9661.4604
2021-04-23 | 19 | 9662.7623
2021-04-23 | 20 | 9587.6074
2021-04-23 | 21 | 9605.1282
2021-04-23 | 22 | 9723.3874
2021-04-23 | 23 | 9505.801
2021-04-23 | 24 | 9193.9434
2021-04-24 | 1 | 8963.7411
2021-04-24 | 2 | 8836.9967
2021-04-24 | 3 | 8786.3636
2021-04-24 | 4 | 8684.2623
2021-04-24 | 5 | 8675.4365
2021-04-24 | 6 | 8651.9591
2021-04-24 | 7 | 8726.1207
2021-04-24 | 8 | 8769.8213
2021-04-24 | 9 | 9008.9319
2021-04-24 | 10 | 9185.0958
2021-04-24 | 11 | 9235.3484
2021-04-24 | 12 | 9215.9616
2021-04-24 | 13 | 9180.3294
2021-04-24 | 14 | 9108.6578
2021-04-24 | 15 | 9079.0606
2021-04-24 | 16 | 9081.2973
2021-04-24 | 17 | 9177.471
2021-04-24 | 18 | 9164.1054
2021-04-24 | 19 | 9245.1436
2021-04-24 | 20 | 9238.4117
2021-04-24 | 21 | 9225.5987
2021-04-24 | 22 | 9431.9228
2021-04-24 | 23 | 9269.0009
2021-04-24 | 24 | 8982.5614
2021-04-25 | 1 | 8785.2166
2021-04-25 | 2 | 8606.0493
2021-04-25 | 3 | 8577.2439
2021-04-25 | 4 | 8500.71
2021-04-25 | 5 | 8505.0293
2021-04-25 | 6 | 8475.0179
2021-04-25 | 7 | 8543.1196
2021-04-25 | 8 | 8539.8316
2021-04-25 | 9 | 8744.184
2021-04-25 | 10 | 8878.395
2021-04-25 | 11 | 8946.2367
2021-04-25 | 12 | 8971.6162
2021-04-25 | 13 | 8969.3058
2021-04-25 | 14 | 8986.2353
2021-04-25 | 15 | 8984.8694
2021-04-25 | 16 | 9062.1164
2021-04-25 | 17 | 9064.4057
2021-04-25 | 18 | 9237.3112
2021-04-25 | 19 | 9279.323
2021-04-25 | 20 | 9232.9419
2021-04-25 | 21 | 9265.5746
2021-04-25 | 22 | 9385.6684
2021-04-25 | 23 | 9156.9578
2021-04-25 | 24 | 8904.3635
2021-04-26 | 1 | 8644.6653
2021-04-26 | 2 | 8576.3551
2021-04-26 | 3 | 8510.2073
2021-04-26 | 4 | 8494.9406
2021-04-26 | 5 | 8541.5913
2021-04-26 | 6 | 8663.0656
2021-04-26 | 7 | 8982.861
2021-04-26 | 8 | 9291.5225
2021-04-26 | 9 | 9527.6158
2021-04-26 | 10 | 9596.3633
2021-04-26 | 11 | 9597.1386
2021-04-26 | 12 | 9552.8896
2021-04-26 | 13 | 9499.4897
2021-04-26 | 14 | 9567.8135
2021-04-26 | 15 | 9532.5052
2021-04-26 | 16 | 9450.0265
2021-04-26 | 17 | 9505.684
2021-04-26 | 18 | 9629.7384
2021-04-26 | 19 | 9535.4733
2021-04-26 | 20 | 9473.0536
2021-04-26 | 21 | 9502.9492
2021-04-26 | 22 | 9543.729
2021-04-26 | 23 | 9259.1346
2021-04-26 | 24 | 8953.4294
2021-04-27 | 1 | 8713.8953
2021-04-27 | 2 | 8526.1573
2021-04-27 | 3 | 8444.8313
2021-04-27 | 4 | 8423.9212
2021-04-27 | 5 | 8470.4986
2021-04-27 | 6 | 8598.2548
2021-04-27 | 7 | 8945.6167
2021-04-27 | 8 | 9237.2809
2021-04-27 | 9 | 9525.2557
2021-04-27 | 10 | 9631.0072
2021-04-27 | 11 | 9652.4958
2021-04-27 | 12 | 9650.4641
2021-04-27 | 13 | 9635.5494
2021-04-27 | 14 | 9604.4918
2021-04-27 | 15 | 9535.4784
2021-04-27 | 16 | 9499.6343
2021-04-27 | 17 | 9502.0482
2021-04-27 | 18 | 9548.7502
2021-04-27 | 19 | 9470.403
2021-04-27 | 20 | 9420.1531
2021-04-27 | 21 | 9424.7703
2021-04-27 | 22 | 9516.8907
2021-04-27 | 23 | 9243.0826
2021-04-27 | 24 | 8929.159
2021-04-28 | 1 | 8682.6214
2021-04-28 | 2 | 8497.983
2021-04-28 | 3 | 8438.8619
2021-04-28 | 4 | 8433.7089
2021-04-28 | 5 | 8454.6661
2021-04-28 | 6 | 8570.7315
2021-04-28 | 7 | 8883.5342
2021-04-28 | 8 | 9179.638
2021-04-28 | 9 | 9455.2662
2021-04-28 | 10 | 9545.081
2021-04-28 | 11 | 9545.6652
2021-04-28 | 12 | 9508.2252
2021-04-28 | 13 | 9435.7508
2021-04-28 | 14 | 9421.4185
2021-04-28 | 15 | 9400.1429
2021-04-28 | 16 | 9397.1596
2021-04-28 | 17 | 9422.9501
2021-04-28 | 18 | 9484.5132
2021-04-28 | 19 | 9415.1949
2021-04-28 | 20 | 9396.2549
2021-04-28 | 21 | 9390.7405
2021-04-28 | 22 | 9512.3337
2021-04-28 | 23 | 9227.4912
2021-04-28 | 24 | 8883.5956
2021-04-29 | 1 | 8627.6438
2021-04-29 | 2 | 8503.3814
2021-04-29 | 3 | 8424.8047
2021-04-29 | 4 | 8386.8523
2021-04-29 | 5 | 8428.9439
2021-04-29 | 6 | 8554.7199
2021-04-29 | 7 | 8884.8197
2021-04-29 | 8 | 9200.6178
2021-04-29 | 9 | 9456.1653
2021-04-29 | 10 | 9547.6702
2021-04-29 | 11 | 9558.2011
2021-04-29 | 12 | 9517.2972
2021-04-29 | 13 | 9468.5154
2021-04-29 | 14 | 9448.3742
2021-04-29 | 15 | 9491.6512
2021-04-29 | 16 | 9468.6869
2021-04-29 | 17 | 9411.1637
2021-04-29 | 18 | 9407.9647
2021-04-29 | 19 | 9329.3282
2021-04-29 | 20 | 9325.4347
2021-04-29 | 21 | 9308.3758
2021-04-29 | 22 | 9476.3563
2021-04-29 | 23 | 9208.4924
2021-04-29 | 24 | 8911.7736
2021-04-30 | 1 | 8676.1694
2021-04-30 | 2 | 8502.5838
2021-04-30 | 3 | 8432.5184
2021-04-30 | 4 | 8408.7804
2021-04-30 | 5 | 8441.0212
2021-04-30 | 6 | 8575.0024
2021-04-30 | 7 | 8860.9054
2021-04-30 | 8 | 9156.6261
2021-04-30 | 9 | 9420.3069
2021-04-30 | 10 | 9501.4324
2021-04-30 | 11 | 9489.7881
2021-04-30 | 12 | 9480.7025
2021-04-30 | 13 | 9430.3696
2021-04-30 | 14 | 9408.3594
2021-04-30 | 15 | 9389.7982
2021-04-30 | 16 | 9368.7338
2021-04-30 | 17 | 9386.0449
2021-04-30 | 18 | 9387.3395
2021-04-30 | 19 | 9314.8014
2021-04-30 | 20 | 9269.6471
2021-04-30 | 21 | 9242.8476
2021-04-30 | 22 | 9370.7793
2021-04-30 | 23 | 9151.0659
2021-04-30 | 24 | 8849.8019
2021-05-01 | 1 | 8582.4436
2021-05-01 | 2 | 8304.5529
2021-05-01 | 3 | 8233.7666
2021-05-01 | 4 | 8231.9564
2021-05-01 | 5 | 8213.8005
2021-05-01 | 6 | 8154.758
2021-05-01 | 7 | 8316.3305
2021-05-01 | 8 | 8390.6107
2021-05-01 | 9 | 8577.7516
2021-05-01 | 10 | 8757.4459
2021-05-01 | 11 | 8854.7298
2021-05-01 | 12 | 8881.0445
2021-05-01 | 13 | 8884.9987
2021-05-01 | 14 | 8885.9673
2021-05-01 | 15 | 8850.8861
2021-05-01 | 16 | 8840.4321
2021-05-01 | 17 | 8946.8011
2021-05-01 | 18 | 8934.0658
2021-05-01 | 19 | 8899.5074
2021-05-01 | 20 | 8861.3536
2021-05-01 | 21 | 8803.2203
2021-05-01 | 22 | 8946.9277
2021-05-01 | 23 | 8812.3523
2021-05-01 | 24 | 8571.1147
2021-05-02 | 1 | 8386.6421
2021-05-02 | 2 | 8242.4729
2021-05-02 | 3 | 8138.9003
2021-05-02 | 4 | 8094.3039
2021-05-02 | 5 | 8085.2905
2021-05-02 | 6 | 8098.3757
2021-05-02 | 7 | 8190.9846
2021-05-02 | 8 | 8272.0958
2021-05-02 | 9 | 8392.111
2021-05-02 | 10 | 8554.5935
2021-05-02 | 11 | 8665.1258
2021-05-02 | 12 | 8749.6984
2021-05-02 | 13 | 8776.7343
2021-05-02 | 14 | 8819.1383
2021-05-02 | 15 | 8766.3337
2021-05-02 | 16 | 8803.0463
2021-05-02 | 17 | 8887.4749
2021-05-02 | 18 | 8989.9211
2021-05-02 | 19 | 8996.8004
2021-05-02 | 20 | 8944.7028
2021-05-02 | 21 | 8910.8869
2021-05-02 | 22 | 9040.8099
2021-05-02 | 23 | 8848.9835
2021-05-02 | 24 | 8607.6647
2021-05-03 | 1 | 8387.892
2021-05-03 | 2 | 8336.6643
2021-05-03 | 3 | 8285.8465
2021-05-03 | 4 | 8284.7684
2021-05-03 | 5 | 8298.7205
2021-05-03 | 6 | 8367.0592
2021-05-03 | 7 | 8751.7818
2021-05-03 | 8 | 9121.0883
2021-05-03 | 9 | 9321.3046
2021-05-03 | 10 | 9471.4044
2021-05-03 | 11 | 9444.0767
2021-05-03 | 12 | 9432.8494
2021-05-03 | 13 | 9400.8279
2021-05-03 | 14 | 9404.2721
2021-05-03 | 15 | 9370.6521
2021-05-03 | 16 | 9374.4988
2021-05-03 | 17 | 9418.7866
2021-05-03 | 18 | 9426.5518
2021-05-03 | 19 | 9412.1954
2021-05-03 | 20 | 9328.9452
2021-05-03 | 21 | 9295.5517
2021-05-03 | 22 | 9359.0558
2021-05-03 | 23 | 9111.2523
2021-05-03 | 24 | 8776.657
2021-05-04 | 1 | 8526.0527
2021-05-04 | 2 | 8359.471
2021-05-04 | 3 | 8300.3115
2021-05-04 | 4 | 8325.8762
2021-05-04 | 5 | 8351.1151
2021-05-04 | 6 | 8474.5927
2021-05-04 | 7 | 8803.4992
2021-05-04 | 8 | 9180.1069
2021-05-04 | 9 | 9476.9692
2021-05-04 | 10 | 9578.0624
2021-05-04 | 11 | 9596.471
2021-05-04 | 12 | 9572.4025
2021-05-04 | 13 | 9508.2451
2021-05-04 | 14 | 9469.0771
2021-05-04 | 15 | 9426.4141
2021-05-04 | 16 | 9383.0585
2021-05-04 | 17 | 9423.1243
2021-05-04 | 18 | 9455.4997
2021-05-04 | 19 | 9425.8271
2021-05-04 | 20 | 9293.8762
2021-05-04 | 21 | 9237.2273
2021-05-04 | 22 | 9338.2723
2021-05-04 | 23 | 9134.0538
2021-05-04 | 24 | 8825.4499
2021-05-05 | 1 | 8575.38
2021-05-05 | 2 | 8406.9978
2021-05-05 | 3 | 8390.667
2021-05-05 | 4 | 8384.9336
2021-05-05 | 5 | 8439.8343
2021-05-05 | 6 | 8578.6241
2021-05-05 | 7 | 8836.0332
2021-05-05 | 8 | 9137.8688
2021-05-05 | 9 | 9373.948
2021-05-05 | 10 | 9409.7278
2021-05-05 | 11 | 9414.3856
2021-05-05 | 12 | 9393.5399
2021-05-05 | 13 | 9335.4337
2021-05-05 | 14 | 9322.9106
2021-05-05 | 15 | 9307.3809
2021-05-05 | 16 | 9285.3034
2021-05-05 | 17 | 9341.4014
2021-05-05 | 18 | 9376.1106
2021-05-05 | 19 | 9313.7504
2021-05-05 | 20 | 9268.1279
2021-05-05 | 21 | 9265.813
2021-05-05 | 22 | 9338.9231
2021-05-05 | 23 | 9181.0903
2021-05-05 | 24 | 8873.5538
2021-05-06 | 1 | 8616.1505
2021-05-06 | 2 | 8399.4922
2021-05-06 | 3 | 8365.6049
2021-05-06 | 4 | 8341.9911
2021-05-06 | 5 | 8440.1227
2021-05-06 | 6 | 8505.9176
2021-05-06 | 7 | 8842.0241
2021-05-06 | 8 | 9098.7139
2021-05-06 | 9 | 9272.5755
2021-05-06 | 10 | 9315.6371
2021-05-06 | 11 | 9332.8824
2021-05-06 | 12 | 9330.7884
2021-05-06 | 13 | 9331.1712
2021-05-06 | 14 | 9340.4081
2021-05-06 | 15 | 9300.1237
2021-05-06 | 16 | 9299.5348
2021-05-06 | 17 | 9329.5439
2021-05-06 | 18 | 9328.7428
2021-05-06 | 19 | 9219.9892
2021-05-06 | 20 | 9143.9525
2021-05-06 | 21 | 9079.117
2021-05-06 | 22 | 9154.6451
2021-05-06 | 23 | 8956.117
2021-05-06 | 24 | 8674.8746
2021-05-07 | 1 | 8459.3503
2021-05-07 | 2 | 8286.9169
2021-05-07 | 3 | 8218.9919
2021-05-07 | 4 | 8197.8289
2021-05-07 | 5 | 8237.8047
2021-05-07 | 6 | 8270.1
2021-05-07 | 7 | 8533.6515
2021-05-07 | 8 | 8970.3946
2021-05-07 | 9 | 9226.9507
2021-05-07 | 10 | 9315.9433
2021-05-07 | 11 | 9384.5195
2021-05-07 | 12 | 9384.7743
2021-05-07 | 13 | 9392.4115
2021-05-07 | 14 | 9393.2342
2021-05-07 | 15 | 9392.8786
2021-05-07 | 16 | 9412.1754
2021-05-07 | 17 | 9410.9895
2021-05-07 | 18 | 9455.6207
2021-05-07 | 19 | 9354.6566
2021-05-07 | 20 | 9323.1482
2021-05-07 | 21 | 9291.0732
2021-05-07 | 22 | 9368.8319
2021-05-07 | 23 | 9214.4293
2021-05-07 | 24 | 8955.2203
2021-05-08 | 1 | 8742.2666
2021-05-08 | 2 | 8575.4259
2021-05-08 | 3 | 8485.4576
2021-05-08 | 4 | 8457.3894
2021-05-08 | 5 | 8462.3881
2021-05-08 | 6 | 8377.0772
2021-05-08 | 7 | 8487.432
2021-05-08 | 8 | 8727.3238
2021-05-08 | 9 | 8971.7587
2021-05-08 | 10 | 9225.7856
2021-05-08 | 11 | 9367.8099
2021-05-08 | 12 | 9406.4189
2021-05-08 | 13 | 9404.3906
2021-05-08 | 14 | 9344.5235
2021-05-08 | 15 | 9286.0694
2021-05-08 | 16 | 9263.7772
2021-05-08 | 17 | 9311.9489
2021-05-08 | 18 | 9402.8033
2021-05-08 | 19 | 9444.08
2021-05-08 | 20 | 9385.817
2021-05-08 | 21 | 9325.7537
2021-05-08 | 22 | 9406.448
2021-05-08 | 23 | 9305.6711
2021-05-08 | 24 | 9063.898
2021-05-09 | 1 | 8882.4607
2021-05-09 | 2 | 8747.5361
2021-05-09 | 3 | 8628.8977
2021-05-09 | 4 | 8576.0303
2021-05-09 | 5 | 8572.413
2021-05-09 | 6 | 8423.8283
2021-05-09 | 7 | 8472.4356
2021-05-09 | 8 | 8638.8207
2021-05-09 | 9 | 8914.0509
2021-05-09 | 10 | 9116.4264
2021-05-09 | 11 | 9201.1015
2021-05-09 | 12 | 9274.675
2021-05-09 | 13 | 9284.2178
2021-05-09 | 14 | 9288.3444
2021-05-09 | 15 | 9251.3577
2021-05-09 | 16 | 9222.7704
2021-05-09 | 17 | 9276.3137
2021-05-09 | 18 | 9396.5282
2021-05-09 | 19 | 9478.5252
2021-05-09 | 20 | 9451.7566
2021-05-09 | 21 | 9433.5948
2021-05-09 | 22 | 9487.5254
2021-05-09 | 23 | 9355.8871
2021-05-09 | 24 | 9058.3378
2021-05-10 | 1 | 8823.7013
2021-05-10 | 2 | 8716.4922
2021-05-10 | 3 | 8646.0191
2021-05-10 | 4 | 8596.1782
2021-05-10 | 5 | 8609.079
2021-05-10 | 6 | 8582.9627
2021-05-10 | 7 | 8830.9746
2021-05-10 | 8 | 9300.5348
2021-05-10 | 9 | 9651.7365
2021-05-10 | 10 | 9803.2531
2021-05-10 | 11 | 9834.8459
2021-05-10 | 12 | 9846.7826
2021-05-10 | 13 | 9797.6498
2021-05-10 | 14 | 9799.8103
2021-05-10 | 15 | 9771.3898
2021-05-10 | 16 | 9737.5692
2021-05-10 | 17 | 9817.3484
2021-05-10 | 18 | 9828.0656
2021-05-10 | 19 | 9816.2983
2021-05-10 | 20 | 9779.6188
2021-05-10 | 21 | 9715.1502
2021-05-10 | 22 | 9707.2953
2021-05-10 | 23 | 9499.2926
2021-05-10 | 24 | 9143.6142
2021-05-11 | 1 | 8861.3888
2021-05-11 | 2 | 8672.091
2021-05-11 | 3 | 8572.789
2021-05-11 | 4 | 8539.9798
2021-05-11 | 5 | 8561.8357
2021-05-11 | 6 | 8541.6527
2021-05-11 | 7 | 8784.0451
2021-05-11 | 8 | 9241.6352
2021-05-11 | 9 | 9588.6975
2021-05-11 | 10 | 9720.7278
2021-05-11 | 11 | 9752.9527
2021-05-11 | 12 | 9744.1949
2021-05-11 | 13 | 9709.7636
2021-05-11 | 14 | 9733.5263
2021-05-11 | 15 | 9710.3407
2021-05-11 | 16 | 9678.8758
2021-05-11 | 17 | 9735.1678
2021-05-11 | 18 | 9845.8192
2021-05-11 | 19 | 9781.7063
2021-05-11 | 20 | 9722.0478
2021-05-11 | 21 | 9649.0365
2021-05-11 | 22 | 9665.3384
2021-05-11 | 23 | 9431.6011
2021-05-11 | 24 | 9088.5488
2021-05-12 | 1 | 8813.1484
2021-05-12 | 2 | 8616.2355
2021-05-12 | 3 | 8530.9994
2021-05-12 | 4 | 8491.3869
2021-05-12 | 5 | 8507.048
2021-05-12 | 6 | 8488.2412
2021-05-12 | 7 | 8746.8039
2021-05-12 | 8 | 9214.7604
2021-05-12 | 9 | 9571.8586
2021-05-12 | 10 | 9705.8003
2021-05-12 | 11 | 9720.545
2021-05-12 | 12 | 9705.6088
2021-05-12 | 13 | 9652.6739
2021-05-12 | 14 | 9639.359
2021-05-12 | 15 | 9634.2532
2021-05-12 | 16 | 9554.6931
2021-05-12 | 17 | 9595.1726
2021-05-12 | 18 | 9654.5917
2021-05-12 | 19 | 9593.3896
2021-05-12 | 20 | 9506.3868
2021-05-12 | 21 | 9473.1859
2021-05-12 | 22 | 9480.354
2021-05-12 | 23 | 9284.7419
2021-05-12 | 24 | 8925.4146
2021-05-13 | 1 | 8690.9425
2021-05-13 | 2 | 8549.0461
2021-05-13 | 3 | 8439.5995
2021-05-13 | 4 | 8404.4022
2021-05-13 | 5 | 8431.8833
2021-05-13 | 6 | 8413.4887
2021-05-13 | 7 | 8624.083
2021-05-13 | 8 | 9075.1333
2021-05-13 | 9 | 9437.6034
2021-05-13 | 10 | 9585.5084
2021-05-13 | 11 | 9645.1123
2021-05-13 | 12 | 9640.4734
2021-05-13 | 13 | 9596.8781
2021-05-13 | 14 | 9548.1128
2021-05-13 | 15 | 9538.6542
2021-05-13 | 16 | 9507.5298
2021-05-13 | 17 | 9512.2626
2021-05-13 | 18 | 9546.7079
2021-05-13 | 19 | 9517.3567
2021-05-13 | 20 | 9411.8826
2021-05-13 | 21 | 9361.0606
2021-05-13 | 22 | 9372.4357
2021-05-13 | 23 | 9242.5583
2021-05-13 | 24 | 8954.8774
2021-05-14 | 1 | 8751.5554
2021-05-14 | 2 | 8579.079
2021-05-14 | 3 | 8492.398
2021-05-14 | 4 | 8462.1564
2021-05-14 | 5 | 8509.5955
2021-05-14 | 6 | 8516.0902
2021-05-14 | 7 | 8743.7372
2021-05-14 | 8 | 9144.1357
2021-05-14 | 9 | 9454.1881
2021-05-14 | 10 | 9574.2708
2021-05-14 | 11 | 9561.6295
2021-05-14 | 12 | 9521.2307
2021-05-14 | 13 | 9475.9724
2021-05-14 | 14 | 9422.9571
2021-05-14 | 15 | 9383.3436
2021-05-14 | 16 | 9350.6726
2021-05-14 | 17 | 9393.8176
2021-05-14 | 18 | 9428.455
2021-05-14 | 19 | 9348.7188
2021-05-14 | 20 | 9256.1787
2021-05-14 | 21 | 9222.3039
2021-05-14 | 22 | 9282.3259
2021-05-14 | 23 | 9212.809
2021-05-14 | 24 | 8970.2285
2021-05-15 | 1 | 8752.6572
2021-05-15 | 2 | 8560.5759
2021-05-15 | 3 | 8488.7873
2021-05-15 | 4 | 8464.9841
2021-05-15 | 5 | 8513.2482
2021-05-15 | 6 | 8487.8905
2021-05-15 | 7 | 8513.527
2021-05-15 | 8 | 8594.1266
2021-05-15 | 9 | 8690.1167
2021-05-15 | 10 | 8832.063
2021-05-15 | 11 | 8890.3727
2021-05-15 | 12 | 8922.092
2021-05-15 | 13 | 8928.6999
2021-05-15 | 14 | 8859.0128
2021-05-15 | 15 | 8843.5203
2021-05-15 | 16 | 8888.5281
2021-05-15 | 17 | 8942.5549
2021-05-15 | 18 | 8955.6774
2021-05-15 | 19 | 8927.0593
2021-05-15 | 20 | 8848.271
2021-05-15 | 21 | 8815.1017
2021-05-15 | 22 | 8901.8591
2021-05-15 | 23 | 8861.9622
2021-05-15 | 24 | 8649.5873
2021-05-16 | 1 | 8459.0843
2021-05-16 | 2 | 8306.5737
2021-05-16 | 3 | 8205.6958
2021-05-16 | 4 | 8207.3367
2021-05-16 | 5 | 8247.0739
2021-05-16 | 6 | 8223.2618
2021-05-16 | 7 | 8235.9834
2021-05-16 | 8 | 8308.8672
2021-05-16 | 9 | 8405.337
2021-05-16 | 10 | 8529.9741
2021-05-16 | 11 | 8646.3057
2021-05-16 | 12 | 8718.7024
2021-05-16 | 13 | 8746.8028
2021-05-16 | 14 | 8846.4561
2021-05-16 | 15 | 8846.0791
2021-05-16 | 16 | 8851.8756
2021-05-16 | 17 | 8916.3917
2021-05-16 | 18 | 8980.5534
2021-05-16 | 19 | 8970.8558
2021-05-16 | 20 | 8928.2356
2021-05-16 | 21 | 8889.9836
2021-05-16 | 22 | 8897.5443
2021-05-16 | 23 | 8783.001
2021-05-16 | 24 | 8490.9393
2021-05-17 | 1 | 8275.7016
2021-05-17 | 2 | 8199.1391
2021-05-17 | 3 | 8137.4691
2021-05-17 | 4 | 8101.4011
2021-05-17 | 5 | 8116.6069
2021-05-17 | 6 | 8189.6058
2021-05-17 | 7 | 8530.9572
2021-05-17 | 8 | 8907.2771
2021-05-17 | 9 | 9114.6474
2021-05-17 | 10 | 9242.8419
2021-05-17 | 11 | 9316.9718
2021-05-17 | 12 | 9387.4355
2021-05-17 | 13 | 9392.8176
2021-05-17 | 14 | 9399.6753
2021-05-17 | 15 | 9403.9928
2021-05-17 | 16 | 9422.8012
2021-05-17 | 17 | 9462.9974
2021-05-17 | 18 | 9436.4754
2021-05-17 | 19 | 9300.7596
2021-05-17 | 20 | 9204.4454
2021-05-17 | 21 | 9145.8101
2021-05-17 | 22 | 9116.1583
2021-05-17 | 23 | 8932.6862
2021-05-17 | 24 | 8604.5432
2021-05-18 | 1 | 8349.8253
2021-05-18 | 2 | 8168.9188
2021-05-18 | 3 | 8080.7952
2021-05-18 | 4 | 8046.0188
2021-05-18 | 5 | 8107.9365
2021-05-18 | 6 | 8188.177
2021-05-18 | 7 | 8422.834
2021-05-18 | 8 | 8834.2976
2021-05-18 | 9 | 9121.7534
2021-05-18 | 10 | 9294.2604
2021-05-18 | 11 | 9375.7602
2021-05-18 | 12 | 9415.0536
2021-05-18 | 13 | 9382.3774
2021-05-18 | 14 | 9405.6068
2021-05-18 | 15 | 9404.9191
2021-05-18 | 16 | 9414.0492
2021-05-18 | 17 | 9508.2734
2021-05-18 | 18 | 9468.9578
2021-05-18 | 19 | 9310.5664
2021-05-18 | 20 | 9236.7529
2021-05-18 | 21 | 9175.9744
2021-05-18 | 22 | 9122.8752
2021-05-18 | 23 | 8941.0108
2021-05-18 | 24 | 8581.7429
2021-05-19 | 1 | 8329.0119
2021-05-19 | 2 | 8175.2263
2021-05-19 | 3 | 8104.7663
2021-05-19 | 4 | 8081.6237
2021-05-19 | 5 | 8141.4952
2021-05-19 | 6 | 8246.385
2021-05-19 | 7 | 8494.1165
2021-05-19 | 8 | 8888.0242
2021-05-19 | 9 | 9137.6707
2021-05-19 | 10 | 9265.8654
2021-05-19 | 11 | 9329.6686
2021-05-19 | 12 | 9366.9554
2021-05-19 | 13 | 9373.7968
2021-05-19 | 14 | 9394.8862
2021-05-19 | 15 | 9452.3077
2021-05-19 | 16 | 9491.9553
2021-05-19 | 17 | 9506.2231
2021-05-19 | 18 | 9494.0528
2021-05-19 | 19 | 9355.3896
2021-05-19 | 20 | 9268.8256
2021-05-19 | 21 | 9178.2965
2021-05-19 | 22 | 9109.5685
2021-05-19 | 23 | 8937.329
2021-05-19 | 24 | 8598.3077
2021-05-20 | 1 | 8339.5998
2021-05-20 | 2 | 8209.0127
2021-05-20 | 3 | 8145.5437
2021-05-20 | 4 | 8155.2808
2021-05-20 | 5 | 8153.2239
2021-05-20 | 6 | 8229.2892
2021-05-20 | 7 | 8542.5605
2021-05-20 | 8 | 8977.1601
2021-05-20 | 9 | 9231.7454
2021-05-20 | 10 | 9347.9275
2021-05-20 | 11 | 9394.8842
2021-05-20 | 12 | 9387.3254
2021-05-20 | 13 | 9370.5309
2021-05-20 | 14 | 9375.4148
2021-05-20 | 15 | 9402.369
2021-05-20 | 16 | 9406.3759
2021-05-20 | 17 | 9389.3771
2021-05-20 | 18 | 9354.711
2021-05-20 | 19 | 9286.28
2021-05-20 | 20 | 9198.8942
2021-05-20 | 21 | 9144.2761
2021-05-20 | 22 | 9142.5505
2021-05-20 | 23 | 9063.2119
2021-05-20 | 24 | 8765.0628
2021-05-21 | 1 | 8513.1026
2021-05-21 | 2 | 8360.6871
2021-05-21 | 3 | 8277.8355
2021-05-21 | 4 | 8246.4094
2021-05-21 | 5 | 8212.1424
2021-05-21 | 6 | 8261.6912
2021-05-21 | 7 | 8557.1321
2021-05-21 | 8 | 8998.1079
2021-05-21 | 9 | 9245.3717
2021-05-21 | 10 | 9372.7302
2021-05-21 | 11 | 9418.8466
2021-05-21 | 12 | 9417.3576
2021-05-21 | 13 | 9402.2437
2021-05-21 | 14 | 9364.8591
2021-05-21 | 15 | 9300.7373
2021-05-21 | 16 | 9285.6322
2021-05-21 | 17 | 9275.6428
2021-05-21 | 18 | 9316.5966
2021-05-21 | 19 | 9286.9246
2021-05-21 | 20 | 9216.8594
2021-05-21 | 21 | 9192.8016
2021-05-21 | 22 | 9201.612
2021-05-21 | 23 | 9097.6944
2021-05-21 | 24 | 8812.8207
2021-05-22 | 1 | 8604.9932
2021-05-22 | 2 | 8441.813
2021-05-22 | 3 | 8420.6097
2021-05-22 | 4 | 8311.5694
2021-05-22 | 5 | 8332.6883
2021-05-22 | 6 | 8332.2424
2021-05-22 | 7 | 8378.2404
2021-05-22 | 8 | 8515.1301
2021-05-22 | 9 | 8693.2567
2021-05-22 | 10 | 8876.3313
2021-05-22 | 11 | 8978.2247
2021-05-22 | 12 | 9017.4979
2021-05-22 | 13 | 9039.5244
2021-05-22 | 14 | 9015.5744
2021-05-22 | 15 | 8956.2341
2021-05-22 | 16 | 8964.2047
2021-05-22 | 17 | 9014.1035
2021-05-22 | 18 | 9092.8939
2021-05-22 | 19 | 9148.9012
2021-05-22 | 20 | 9130.2339
2021-05-22 | 21 | 9124.0711
2021-05-22 | 22 | 9154.7759
2021-05-22 | 23 | 9145.0514
2021-05-22 | 24 | 8958.4756
2021-05-23 | 1 | 8740.4054
2021-05-23 | 2 | 8556.967
2021-05-23 | 3 | 8474.8642
2021-05-23 | 4 | 8462.1355
2021-05-23 | 5 | 8446.4357
2021-05-23 | 6 | 8383.871
2021-05-23 | 7 | 8362.8368
2021-05-23 | 8 | 8480.6469
2021-05-23 | 9 | 8679.7595
2021-05-23 | 10 | 8861.5028
2021-05-23 | 11 | 8949.0638
2021-05-23 | 12 | 8977.6659
2021-05-23 | 13 | 8969.3043
2021-05-23 | 14 | 8933.8095
2021-05-23 | 15 | 8856.5855
2021-05-23 | 16 | 8846.9363
2021-05-23 | 17 | 8926.9858
2021-05-23 | 18 | 9035.9169
2021-05-23 | 19 | 9059.4423
2021-05-23 | 20 | 9040.9203
2021-05-23 | 21 | 9016.8187
2021-05-23 | 22 | 9017.2294
2021-05-23 | 23 | 9038.5442
2021-05-23 | 24 | 8837.4675
2021-05-24 | 1 | 8734.07
2021-05-24 | 2 | 8748.8731
2021-05-24 | 3 | 8717.118
2021-05-24 | 4 | 8648.257
2021-05-24 | 5 | 8641.366
2021-05-24 | 6 | 8582.7019
2021-05-24 | 7 | 8584.6287
2021-05-24 | 8 | 8618.319
2021-05-24 | 9 | 8725.309
2021-05-24 | 10 | 8845.3035
2021-05-24 | 11 | 8931.0049
2021-05-24 | 12 | 8917.7419
2021-05-24 | 13 | 8904.415
2021-05-24 | 14 | 8857.871
2021-05-24 | 15 | 8819.4803
2021-05-24 | 16 | 8796.5009
2021-05-24 | 17 | 8843.109
2021-05-24 | 18 | 8926.2712
2021-05-24 | 19 | 8911.8884
2021-05-24 | 20 | 8898.5608
2021-05-24 | 21 | 8866.1974
2021-05-24 | 22 | 8857.7395
2021-05-24 | 23 | 8876.8333
2021-05-24 | 24 | 8704.0606
2021-05-25 | 1 | 8524.8351
2021-05-25 | 2 | 8435.6999
2021-05-25 | 3 | 8356.2109
2021-05-25 | 4 | 8362.0006
2021-05-25 | 5 | 8334.1687
2021-05-25 | 6 | 8438.0502
2021-05-25 | 7 | 8647.2255
2021-05-25 | 8 | 8975.8521
2021-05-25 | 9 | 9194.2288
2021-05-25 | 10 | 9309.7037
2021-05-25 | 11 | 9348.0997
2021-05-25 | 12 | 9377.1212
2021-05-25 | 13 | 9375.3896
2021-05-25 | 14 | 9357.1272
2021-05-25 | 15 | 9332.9468
2021-05-25 | 16 | 9259.9223
2021-05-25 | 17 | 9285.1897
2021-05-25 | 18 | 9274.4937
2021-05-25 | 19 | 9210.7216
2021-05-25 | 20 | 9128.3823
2021-05-25 | 21 | 9087.6736
2021-05-25 | 22 | 9036.6024
2021-05-25 | 23 | 8956.9066
2021-05-25 | 24 | 8659.0708
2021-05-26 | 1 | 8410.5592
2021-05-26 | 2 | 8211.4396
2021-05-26 | 3 | 8165.236
2021-05-26 | 4 | 8163.2711
2021-05-26 | 5 | 8173.3544
2021-05-26 | 6 | 8252.9196
2021-05-26 | 7 | 8498.5312
2021-05-26 | 8 | 8891.7806
2021-05-26 | 9 | 9146.9449
2021-05-26 | 10 | 9260.0913
2021-05-26 | 11 | 9314.4206
2021-05-26 | 12 | 9326.0164
2021-05-26 | 13 | 9313.7104
2021-05-26 | 14 | 9317.1618
2021-05-26 | 15 | 9306.9809
2021-05-26 | 16 | 9312.9091
2021-05-26 | 17 | 9349.1764
2021-05-26 | 18 | 9365.0162
2021-05-26 | 19 | 9259.5909
2021-05-26 | 20 | 9203.8868
2021-05-26 | 21 | 9156.6791
2021-05-26 | 22 | 9079.1884
2021-05-26 | 23 | 8967.9072
2021-05-26 | 24 | 8641.5471
2021-05-27 | 1 | 8390.8182
2021-05-27 | 2 | 8243.067
2021-05-27 | 3 | 8171.3507
2021-05-27 | 4 | 8132.5244
2021-05-27 | 5 | 8145.9224
2021-05-27 | 6 | 8233.9691
2021-05-27 | 7 | 8503.4107
2021-05-27 | 8 | 8873.0064
2021-05-27 | 9 | 9165.0397
2021-05-27 | 10 | 9308.3861
2021-05-27 | 11 | 9379.0374
2021-05-27 | 12 | 9425.2251
2021-05-27 | 13 | 9439.7391
2021-05-27 | 14 | 9461.484
2021-05-27 | 15 | 9452.5152
2021-05-27 | 16 | 9439.1216
2021-05-27 | 17 | 9442.6019
2021-05-27 | 18 | 9404.7353
2021-05-27 | 19 | 9265.8415
2021-05-27 | 20 | 9188.3453
2021-05-27 | 21 | 9124.293
2021-05-27 | 22 | 9055.1212
2021-05-27 | 23 | 8964.1286
2021-05-27 | 24 | 8664.4816
2021-05-28 | 1 | 8412.4506
2021-05-28 | 2 | 8244.1687
2021-05-28 | 3 | 8140.1634
2021-05-28 | 4 | 8102.611
2021-05-28 | 5 | 8105.1412
2021-05-28 | 6 | 8195.1275
2021-05-28 | 7 | 8459.7767
2021-05-28 | 8 | 8878.5755
2021-05-28 | 9 | 9179.5521
2021-05-28 | 10 | 9379.1465
2021-05-28 | 11 | 9462.2056
2021-05-28 | 12 | 9502.15
2021-05-28 | 13 | 9497.8877
2021-05-28 | 14 | 9516.1452
2021-05-28 | 15 | 9517.5196
2021-05-28 | 16 | 9543.4522
2021-05-28 | 17 | 9539.834
2021-05-28 | 18 | 9500.7978
2021-05-28 | 19 | 9390.3374
2021-05-28 | 20 | 9339.1635
2021-05-28 | 21 | 9281.737
2021-05-28 | 22 | 9160.9719
2021-05-28 | 23 | 9009.9844
2021-05-28 | 24 | 8697.9968
2021-05-29 | 1 | 8441.3269
2021-05-29 | 2 | 8264.834
2021-05-29 | 3 | 8159.1105
2021-05-29 | 4 | 8101.4804
2021-05-29 | 5 | 8080.298
2021-05-29 | 6 | 8096.2718
2021-05-29 | 7 | 8144.1895
2021-05-29 | 8 | 8328.4817
2021-05-29 | 9 | 8578.5523
2021-05-29 | 10 | 8867.9762
2021-05-29 | 11 | 9081.2501
2021-05-29 | 12 | 9257.7137
2021-05-29 | 13 | 9331.2923
2021-05-29 | 14 | 9361.6113
2021-05-29 | 15 | 9423.4284
2021-05-29 | 16 | 9459.3695
2021-05-29 | 17 | 9508.8289
2021-05-29 | 18 | 9554.0542
2021-05-29 | 19 | 9456.56
2021-05-29 | 20 | 9414.6078
2021-05-29 | 21 | 9332.7133
2021-05-29 | 22 | 9203.546
2021-05-29 | 23 | 9117.0823
2021-05-29 | 24 | 8827.9879
2021-05-30 | 1 | 8585.4474
2021-05-30 | 2 | 8450.3999
2021-05-30 | 3 | 8285.4547
2021-05-30 | 4 | 8215.7202
2021-05-30 | 5 | 8167.8328
2021-05-30 | 6 | 8140.0339
2021-05-30 | 7 | 8162.9463
2021-05-30 | 8 | 8381.2743
2021-05-30 | 9 | 8642.8757
2021-05-30 | 10 | 8954.7478
2021-05-30 | 11 | 9230.4862
2021-05-30 | 12 | 9419.552
2021-05-30 | 13 | 9506.0924
2021-05-30 | 14 | 9527.778
2021-05-30 | 15 | 9557.0815
2021-05-30 | 16 | 9618.1208
2021-05-30 | 17 | 9658.3171
2021-05-30 | 18 | 9654.7586
2021-05-30 | 19 | 9486.0895
2021-05-30 | 20 | 9254.8816
2021-05-30 | 21 | 9157.1505
2021-05-30 | 22 | 9052.2471
2021-05-30 | 23 | 8940.0804
2021-05-30 | 24 | 8644.3976
2021-05-31 | 1 | 8410.7944
2021-05-31 | 2 | 8322.3043
2021-05-31 | 3 | 8229.3036
2021-05-31 | 4 | 8194.1283
2021-05-31 | 5 | 8207.8798
2021-05-31 | 6 | 8298.7778
2021-05-31 | 7 | 8550.4633
2021-05-31 | 8 | 9008.5861
2021-05-31 | 9 | 9287.7422
2021-05-31 | 10 | 9421.4568
2021-05-31 | 11 | 9505.9669
2021-05-31 | 12 | 9544.6978
2021-05-31 | 13 | 9545.1228
2021-05-31 | 14 | 9509.8586
2021-05-31 | 15 | 9528.2568
2021-05-31 | 16 | 9606.5141
2021-05-31 | 17 | 9548.2317
2021-05-31 | 18 | 9545.0547
2021-05-31 | 19 | 9400.0601
2021-05-31 | 20 | 9333.8288
2021-05-31 | 21 | 9265.3328
2021-05-31 | 22 | 9146.7515
2021-05-31 | 23 | 9021.6044
2021-05-31 | 24 | 8686.5818
2021-06-01 | 1 | 8422.9509
2021-06-01 | 2 | 8283.8198
2021-06-01 | 3 | 8200.3369
2021-06-01 | 4 | 8170.8347
2021-06-01 | 5 | 8169.4652
2021-06-01 | 6 | 8255.1761
2021-06-01 | 7 | 8508.0799
2021-06-01 | 8 | 8954.3822
2021-06-01 | 9 | 9286.5517
2021-06-01 | 10 | 9489.0161
2021-06-01 | 11 | 9591.6446
2021-06-01 | 12 | 9662.0115
2021-06-01 | 13 | 9695.6797
2021-06-01 | 14 | 9733.4928
2021-06-01 | 15 | 9749.7301
2021-06-01 | 16 | 9786.4384
2021-06-01 | 17 | 9806.3659
2021-06-01 | 18 | 9834.969
2021-06-01 | 19 | 9664.5693
2021-06-01 | 20 | 9569.2123
2021-06-01 | 21 | 9515.463
2021-06-01 | 22 | 9346.6204
2021-06-01 | 23 | 9188.2845
2021-06-01 | 24 | 8787.1412
2021-06-02 | 1 | 8516.3574
2021-06-02 | 2 | 8326.6759
2021-06-02 | 3 | 8241.2446
2021-06-02 | 4 | 8227.701
2021-06-02 | 5 | 8236.2735
2021-06-02 | 6 | 8326.79
2021-06-02 | 7 | 8568.6472
2021-06-02 | 8 | 9005.6026
2021-06-02 | 9 | 9313.0383
2021-06-02 | 10 | 9511.0918
2021-06-02 | 11 | 9666.5292
2021-06-02 | 12 | 9740.351
2021-06-02 | 13 | 9772.9002
2021-06-02 | 14 | 9787.637
2021-06-02 | 15 | 9825.3513
2021-06-02 | 16 | 9875.1356
2021-06-02 | 17 | 9935.4138
2021-06-02 | 18 | 9979.9933
2021-06-02 | 19 | 9781.0876
2021-06-02 | 20 | 9707.7437
2021-06-02 | 21 | 9589.2078
2021-06-02 | 22 | 9459.6984
2021-06-02 | 23 | 9308.0633
2021-06-02 | 24 | 8880.1755
2021-06-03 | 1 | 8619.4
2021-06-03 | 2 | 8489.146
2021-06-03 | 3 | 8419.4344
2021-06-03 | 4 | 8360.6244
2021-06-03 | 5 | 8380.406
2021-06-03 | 6 | 8475.165
2021-06-03 | 7 | 8681.5715
2021-06-03 | 8 | 9145.7527
2021-06-03 | 9 | 9448.6138
2021-06-03 | 10 | 9610.6065
2021-06-03 | 11 | 9668.8702
2021-06-03 | 12 | 9716.1822
2021-06-03 | 13 | 9722.4074
2021-06-03 | 14 | 9746.4473
2021-06-03 | 15 | 9744.701
2021-06-03 | 16 | 9764.9607
2021-06-03 | 17 | 9776.0057
2021-06-03 | 18 | 9762.2428
2021-06-03 | 19 | 9600.9653
2021-06-03 | 20 | 9465.927
2021-06-03 | 21 | 9376.151
2021-06-03 | 22 | 9244.862
2021-06-03 | 23 | 9115.0777
2021-06-03 | 24 | 8796.5209
2021-06-04 | 1 | 8530.9413
2021-06-04 | 2 | 8363.4282
2021-06-04 | 3 | 8271.1641
2021-06-04 | 4 | 8254.776
2021-06-04 | 5 | 8267.1173
2021-06-04 | 6 | 8367.8996
2021-06-04 | 7 | 8564.4381
2021-06-04 | 8 | 8993.6163
2021-06-04 | 9 | 9279.8207
2021-06-04 | 10 | 9456.2904
2021-06-04 | 11 | 9564.2756
2021-06-04 | 12 | 9631.232
2021-06-04 | 13 | 9663.4098
2021-06-04 | 14 | 9713.173
2021-06-04 | 15 | 9686.5654
2021-06-04 | 16 | 9723.6088
2021-06-04 | 17 | 9743.5203
2021-06-04 | 18 | 9676.4983
2021-06-04 | 19 | 9548.2011
2021-06-04 | 20 | 9496.703
2021-06-04 | 21 | 9441.5296
2021-06-04 | 22 | 9318.7751
2021-06-04 | 23 | 9204.0948
2021-06-04 | 24 | 8876.5256
2021-06-05 | 1 | 8589.3421
2021-06-05 | 2 | 8391.2164
2021-06-05 | 3 | 8278.926
2021-06-05 | 4 | 8220.848
2021-06-05 | 5 | 8197.4684
2021-06-05 | 6 | 8201.8659
2021-06-05 | 7 | 8237.8344
2021-06-05 | 8 | 8453.2047
2021-06-05 | 9 | 8717.6926
2021-06-05 | 10 | 9017.0682
2021-06-05 | 11 | 9212.265
2021-06-05 | 12 | 9370.3668
2021-06-05 | 13 | 9357.0159
2021-06-05 | 14 | 9361.2203
2021-06-05 | 15 | 9361.7421
2021-06-05 | 16 | 9340.7752
2021-06-05 | 17 | 9348.7648
2021-06-05 | 18 | 9379.053
2021-06-05 | 19 | 9314.1227
2021-06-05 | 20 | 9245.3701
2021-06-05 | 21 | 9166.7911
2021-06-05 | 22 | 9069.3929
2021-06-05 | 23 | 9052.0151
2021-06-05 | 24 | 8796.1322
2021-06-06 | 1 | 8561.425
2021-06-06 | 2 | 8396.2839
2021-06-06 | 3 | 8294.3
2021-06-06 | 4 | 8236.2997
2021-06-06 | 5 | 8212.2452
2021-06-06 | 6 | 8204.7571
2021-06-06 | 7 | 8212.9929
2021-06-06 | 8 | 8364.2377
2021-06-06 | 9 | 8573.245
2021-06-06 | 10 | 8808.6541
2021-06-06 | 11 | 8970.8992
2021-06-06 | 12 | 9106.0831
2021-06-06 | 13 | 9178.8819
2021-06-06 | 14 | 9200.2326
2021-06-06 | 15 | 9195.7476
2021-06-06 | 16 | 9198.8155
2021-06-06 | 17 | 9325.2139
2021-06-06 | 18 | 9416.872
2021-06-06 | 19 | 9372.1105
2021-06-06 | 20 | 9332.1573
2021-06-06 | 21 | 9289.1407
2021-06-06 | 22 | 9170.202
2021-06-06 | 23 | 9098.1442
2021-06-06 | 24 | 8789.6045
2021-06-07 | 1 | 8507.8608
2021-06-07 | 2 | 8403.6116
2021-06-07 | 3 | 8317.3327
2021-06-07 | 4 | 8276.9575
2021-06-07 | 5 | 8286.9021
2021-06-07 | 6 | 8378.8395
2021-06-07 | 7 | 8623.849
2021-06-07 | 8 | 9073.2391
2021-06-07 | 9 | 9366.3513
2021-06-07 | 10 | 9516.3489
2021-06-07 | 11 | 9580.8191
2021-06-07 | 12 | 9641.0208
2021-06-07 | 13 | 9679.4725
2021-06-07 | 14 | 9666.009
2021-06-07 | 15 | 9657.6951
2021-06-07 | 16 | 9669.5624
2021-06-07 | 17 | 9691.2602
2021-06-07 | 18 | 9690.9232
2021-06-07 | 19 | 9536.1117
2021-06-07 | 20 | 9422.6967
2021-06-07 | 21 | 9340.4254
2021-06-07 | 22 | 9203.6406
2021-06-07 | 23 | 9087.8689
2021-06-07 | 24 | 8757.3299
2021-06-08 | 1 | 8492.2424
2021-06-08 | 2 | 8310.4359
2021-06-08 | 3 | 8223.3918
2021-06-08 | 4 | 8192.8895
2021-06-08 | 5 | 8191.3819
2021-06-08 | 6 | 8278.3597
2021-06-08 | 7 | 8512.7388
2021-06-08 | 8 | 8962.0104
2021-06-08 | 9 | 9264.032
2021-06-08 | 10 | 9413.9688
2021-06-08 | 11 | 9479.4887
2021-06-08 | 12 | 9518.2497
2021-06-08 | 13 | 9500.0091
2021-06-08 | 14 | 9508.5345
2021-06-08 | 15 | 9511.3828
2021-06-08 | 16 | 9555.3991
2021-06-08 | 17 | 9576.493
2021-06-08 | 18 | 9562.0065
2021-06-08 | 19 | 9442.4072
2021-06-08 | 20 | 9357.6587
2021-06-08 | 21 | 9290.2557
2021-06-08 | 22 | 9168.0301
2021-06-08 | 23 | 9096.5651
2021-06-08 | 24 | 8767.721
2021-06-09 | 1 | 8490.5378
2021-06-09 | 2 | 8291.5151
2021-06-09 | 3 | 8200.8254
2021-06-09 | 4 | 8164.6606
2021-06-09 | 5 | 8170.3918
2021-06-09 | 6 | 8263.0031
2021-06-09 | 7 | 8491.991
2021-06-09 | 8 | 8934.1527
2021-06-09 | 9 | 9263.791
2021-06-09 | 10 | 9441.806
2021-06-09 | 11 | 9550.7572
2021-06-09 | 12 | 9620.1792
2021-06-09 | 13 | 9630.1977
2021-06-09 | 14 | 9667.0917
2021-06-09 | 15 | 9697.082
2021-06-09 | 16 | 9719.5678
2021-06-09 | 17 | 9764.3342
2021-06-09 | 18 | 9785.9691
2021-06-09 | 19 | 9618.7481
2021-06-09 | 20 | 9535.8703
2021-06-09 | 21 | 9447.8074
2021-06-09 | 22 | 9283.4218
2021-06-09 | 23 | 9140.2552
2021-06-09 | 24 | 8806.7947
2021-06-10 | 1 | 8546.4732
2021-06-10 | 2 | 8407.7011
2021-06-10 | 3 | 8308.6841
2021-06-10 | 4 | 8264.5113
2021-06-10 | 5 | 8271.5173
2021-06-10 | 6 | 8368.0134
2021-06-10 | 7 | 8576.3637
2021-06-10 | 8 | 9027.657
2021-06-10 | 9 | 9327.7306
2021-06-10 | 10 | 9496.053
2021-06-10 | 11 | 9579.2357
2021-06-10 | 12 | 9580.4886
2021-06-10 | 13 | 9569.1912
2021-06-10 | 14 | 9567.9967
2021-06-10 | 15 | 9640.0812
2021-06-10 | 16 | 9601.7529
2021-06-10 | 17 | 9583.9336
2021-06-10 | 18 | 9564.2317
2021-06-10 | 19 | 9447.7688
2021-06-10 | 20 | 9363.5473
2021-06-10 | 21 | 9277.279
2021-06-10 | 22 | 9159.185
2021-06-10 | 23 | 9084.9888
2021-06-10 | 24 | 8796.2848
2021-06-11 | 1 | 8539.42
2021-06-11 | 2 | 8373.9827
2021-06-11 | 3 | 8270.5506
2021-06-11 | 4 | 8236.5958
2021-06-11 | 5 | 8241.1061
2021-06-11 | 6 | 8335.7407
2021-06-11 | 7 | 8556.5921
2021-06-11 | 8 | 8993.5739
2021-06-11 | 9 | 9295.754
2021-06-11 | 10 | 9445.2269
2021-06-11 | 11 | 9475.0741
2021-06-11 | 12 | 9496.1158
2021-06-11 | 13 | 9480.701
2021-06-11 | 14 | 9471.2997
2021-06-11 | 15 | 9453.4481
2021-06-11 | 16 | 9447.8706
2021-06-11 | 17 | 9474.6482
2021-06-11 | 18 | 9474.5072
2021-06-11 | 19 | 9351.2877
2021-06-11 | 20 | 9282.3218
2021-06-11 | 21 | 9221.557
2021-06-11 | 22 | 9104.383
2021-06-11 | 23 | 9041.5789
2021-06-11 | 24 | 8760.4446
2021-06-12 | 1 | 8514.0406
2021-06-12 | 2 | 8331.3183
2021-06-12 | 3 | 8232.0072
2021-06-12 | 4 | 8176.3391
2021-06-12 | 5 | 8159.3495
2021-06-12 | 6 | 8167.5619
2021-06-12 | 7 | 8173.9465
2021-06-12 | 8 | 8342.2639
2021-06-12 | 9 | 8575.1823
2021-06-12 | 10 | 8826.3745
2021-06-12 | 11 | 8979.6821
2021-06-12 | 12 | 9062.2135
2021-06-12 | 13 | 9150.0361
2021-06-12 | 14 | 9187.9344
2021-06-12 | 15 | 9174.9996
2021-06-12 | 16 | 9220.8914
2021-06-12 | 17 | 9262.2084
2021-06-12 | 18 | 9341.6739
2021-06-12 | 19 | 9272.6024
2021-06-12 | 20 | 9223.0286
2021-06-12 | 21 | 9169.1796
2021-06-12 | 22 | 9062.7795
2021-06-12 | 23 | 9011.1014
2021-06-12 | 24 | 8781.7231
2021-06-13 | 1 | 8550.3593
2021-06-13 | 2 | 8369.294
2021-06-13 | 3 | 8255.6679
2021-06-13 | 4 | 8195.299
2021-06-13 | 5 | 8174.095
2021-06-13 | 6 | 8174.288
2021-06-13 | 7 | 8176.3154
2021-06-13 | 8 | 8348.0919
2021-06-13 | 9 | 8564.7068
2021-06-13 | 10 | 8805.8706
2021-06-13 | 11 | 8963.0718
2021-06-13 | 12 | 9070.814
2021-06-13 | 13 | 9135.607
2021-06-13 | 14 | 9145.3705
2021-06-13 | 15 | 9132.0692
2021-06-13 | 16 | 9156.1695
2021-06-13 | 17 | 9207.61
2021-06-13 | 18 | 9279.0291
2021-06-13 | 19 | 9234.7074
2021-06-13 | 20 | 9174.0761
2021-06-13 | 21 | 9113.9129
2021-06-13 | 22 | 9001.426
2021-06-13 | 23 | 8933.9144
2021-06-13 | 24 | 8656.2785
2021-06-14 | 1 | 8405.6192
2021-06-14 | 2 | 8310.1247
2021-06-14 | 3 | 8218.8384
2021-06-14 | 4 | 8179.1619
2021-06-14 | 5 | 8190.6228
2021-06-14 | 6 | 8289.8063
2021-06-14 | 7 | 8512.7443
2021-06-14 | 8 | 8951.0235
2021-06-14 | 9 | 9259.4217
2021-06-14 | 10 | 9403.4916
2021-06-14 | 11 | 9459.5802
2021-06-14 | 12 | 9518.4566
2021-06-14 | 13 | 9532.0951
2021-06-14 | 14 | 9539.8179
2021-06-14 | 15 | 9540.0364
2021-06-14 | 16 | 9550.0826
2021-06-14 | 17 | 9585.1541
2021-06-14 | 18 | 9606.313
2021-06-14 | 19 | 9482.9796
2021-06-14 | 20 | 9405.7684
2021-06-14 | 21 | 9353.2163
2021-06-14 | 22 | 9218.2477
2021-06-14 | 23 | 9093.7018
2021-06-14 | 24 | 8761.4685
2021-06-15 | 1 | 8485.4011
2021-06-15 | 2 | 8302.5908
2021-06-15 | 3 | 8215.2298
2021-06-15 | 4 | 8171.2092
2021-06-15 | 5 | 8177.3615
2021-06-15 | 6 | 8281.7314
2021-06-15 | 7 | 8514.5286
2021-06-15 | 8 | 8964.9225
2021-06-15 | 9 | 9284.5823
2021-06-15 | 10 | 9435.3741
2021-06-15 | 11 | 9520.759
2021-06-15 | 12 | 9541.5486
2021-06-15 | 13 | 9551.3373
2021-06-15 | 14 | 9568.8504
2021-06-15 | 15 | 9550.0225
2021-06-15 | 16 | 9540.0292
2021-06-15 | 17 | 9589.4924
2021-06-15 | 18 | 9580.6145
2021-06-15 | 19 | 9466.9443
2021-06-15 | 20 | 9386.6003
2021-06-15 | 21 | 9324.2353
2021-06-15 | 22 | 9191.3816
2021-06-15 | 23 | 9082.5815
2021-06-15 | 24 | 8756.4372
2021-06-16 | 1 | 8487.9694
2021-06-16 | 2 | 8304.9537
2021-06-16 | 3 | 8230.7717
2021-06-16 | 4 | 8199.6986
2021-06-16 | 5 | 8206.6846
2021-06-16 | 6 | 8302.14
2021-06-16 | 7 | 8528.0519
2021-06-16 | 8 | 8972.3767
2021-06-16 | 9 | 9284.0054
2021-06-16 | 10 | 9431.502
2021-06-16 | 11 | 9507.3771
2021-06-16 | 12 | 9529.9814
2021-06-16 | 13 | 9531.9226
2021-06-16 | 14 | 9554.8344
2021-06-16 | 15 | 9563.5281
2021-06-16 | 16 | 9600.4676
2021-06-16 | 17 | 9624.2295
2021-06-16 | 18 | 9638.4316
2021-06-16 | 19 | 9517.1727
2021-06-16 | 20 | 9416.1501
2021-06-16 | 21 | 9355.2628
2021-06-16 | 22 | 9227.6295
2021-06-16 | 23 | 9098.8064
2021-06-16 | 24 | 8773.6966
2021-06-17 | 1 | 8506.7955
2021-06-17 | 2 | 8384.989
2021-06-17 | 3 | 8291.32
2021-06-17 | 4 | 8258.6489
2021-06-17 | 5 | 8263.5263
2021-06-17 | 6 | 8353.9616
2021-06-17 | 7 | 8561.1214
2021-06-17 | 8 | 8997.8416
2021-06-17 | 9 | 9308.5579
2021-06-17 | 10 | 9483.798
2021-06-17 | 11 | 9573.2518
2021-06-17 | 12 | 9612.5309
2021-06-17 | 13 | 9612.4163
2021-06-17 | 14 | 9612.0799
2021-06-17 | 15 | 9628.8735
2021-06-17 | 16 | 9653.8018
2021-06-17 | 17 | 9656.7714
2021-06-17 | 18 | 9691.8171
2021-06-17 | 19 | 9552.6042
2021-06-17 | 20 | 9449.1519
2021-06-17 | 21 | 9386.4385
2021-06-17 | 22 | 9245.2687
2021-06-17 | 23 | 9146.8733
2021-06-17 | 24 | 8855.9752
2021-06-18 | 1 | 8583.6136
2021-06-18 | 2 | 8394.4587
2021-06-18 | 3 | 8305.1618
2021-06-18 | 4 | 8267.2886
2021-06-18 | 5 | 8272.553
2021-06-18 | 6 | 8355.6118
2021-06-18 | 7 | 8575.393
2021-06-18 | 8 | 9018.5651
2021-06-18 | 9 | 9343.0118
2021-06-18 | 10 | 9537.0721
2021-06-18 | 11 | 9685.8696
2021-06-18 | 12 | 9788.5509
2021-06-18 | 13 | 9863.07
2021-06-18 | 14 | 9892.0735
2021-06-18 | 15 | 9845.3013
2021-06-18 | 16 | 9796.7686
2021-06-18 | 17 | 9812.4392
2021-06-18 | 18 | 9755.4952
2021-06-18 | 19 | 9610.9945
2021-06-18 | 20 | 9517.8756
2021-06-18 | 21 | 9438.0255
2021-06-18 | 22 | 9290.1025
2021-06-18 | 23 | 9190.9479
2021-06-18 | 24 | 8921.2543
2021-06-19 | 1 | 8624.1501
2021-06-19 | 2 | 8427.6816
2021-06-19 | 3 | 8319.4283
2021-06-19 | 4 | 8268.6829
2021-06-19 | 5 | 8244.2377
2021-06-19 | 6 | 8259.1606
2021-06-19 | 7 | 8278.7076
2021-06-19 | 8 | 8490.9909
2021-06-19 | 9 | 8728.4913
2021-06-19 | 10 | 8998.7524
2021-06-19 | 11 | 9184.9278
2021-06-19 | 12 | 9284.7625
2021-06-19 | 13 | 9303.9036
2021-06-19 | 14 | 9324.4897
2021-06-19 | 15 | 9281.4096
2021-06-19 | 16 | 9335.4772
2021-06-19 | 17 | 9303.9894
2021-06-19 | 18 | 9397.8319
2021-06-19 | 19 | 9291.7078
2021-06-19 | 20 | 9214.7729
2021-06-19 | 21 | 9139.5046
2021-06-19 | 22 | 9026.5624
2021-06-19 | 23 | 8982.1131
2021-06-19 | 24 | 8732.9164
2021-06-20 | 1 | 8497.68
2021-06-20 | 2 | 8338.002
2021-06-20 | 3 | 8222.743
2021-06-20 | 4 | 8160.4069
2021-06-20 | 5 | 8133.9102
2021-06-20 | 6 | 8131.4793
2021-06-20 | 7 | 8134.85
2021-06-20 | 8 | 8302.2055
2021-06-20 | 9 | 8530.5208
2021-06-20 | 10 | 8799.9374
2021-06-20 | 11 | 9009.1287
2021-06-20 | 12 | 9136.5024
2021-06-20 | 13 | 9207.6205
2021-06-20 | 14 | 9246.6553
2021-06-20 | 15 | 9299.8136
2021-06-20 | 16 | 9351.2308
2021-06-20 | 17 | 9421.3882
2021-06-20 | 18 | 9493.9447
2021-06-20 | 19 | 9427.1248
2021-06-20 | 20 | 9370.0772
2021-06-20 | 21 | 9301.0925
2021-06-20 | 22 | 9156.7691
2021-06-20 | 23 | 9015.5139
2021-06-20 | 24 | 8710.9835
2021-06-21 | 1 | 8455.1557
2021-06-21 | 2 | 8368.0597
2021-06-21 | 3 | 8289.7113
2021-06-21 | 4 | 8265.2979
2021-06-21 | 5 | 8276.8605
2021-06-21 | 6 | 8381.9723
2021-06-21 | 7 | 8614.4109
2021-06-21 | 8 | 9070.0465
2021-06-21 | 9 | 9393.4244
2021-06-21 | 10 | 9597.349
2021-06-21 | 11 | 9739.9708
2021-06-21 | 12 | 9829.4121
2021-06-21 | 13 | 9853.258
2021-06-21 | 14 | 9898.6011
2021-06-21 | 15 | 9947.5286
2021-06-21 | 16 | 9919.1283
2021-06-21 | 17 | 9945.4296
2021-06-21 | 18 | 9935.0844
2021-06-21 | 19 | 9760.4339
2021-06-21 | 20 | 9668.5008
2021-06-21 | 21 | 9562.4791
2021-06-21 | 22 | 9375.4309
2021-06-21 | 23 | 9189.9347
2021-06-21 | 24 | 8857.3737
2021-06-22 | 1 | 8563.7398
2021-06-22 | 2 | 8383.3224
2021-06-22 | 3 | 8292.7869
2021-06-22 | 4 | 8251.7826
2021-06-22 | 5 | 8264.2883
2021-06-22 | 6 | 8392.5206
2021-06-22 | 7 | 8606.6799
2021-06-22 | 8 | 9068.1383
2021-06-22 | 9 | 9394.6612
2021-06-22 | 10 | 9616.0985
2021-06-22 | 11 | 9746.9948
2021-06-22 | 12 | 9843.6434
2021-06-22 | 13 | 9891.799
2021-06-22 | 14 | 9938.6085
2021-06-22 | 15 | 9970.0136
2021-06-22 | 16 | 10013.8803
2021-06-22 | 17 | 10046.1028
2021-06-22 | 18 | 10051.6834
2021-06-22 | 19 | 9900.4551
2021-06-22 | 20 | 9817.9784
2021-06-22 | 21 | 9763.027
2021-06-22 | 22 | 9615.7847
2021-06-22 | 23 | 9450.3311
2021-06-22 | 24 | 9061.9612
2021-06-23 | 1 | 8752.8374
2021-06-23 | 2 | 8531.4946
2021-06-23 | 3 | 8444.7024
2021-06-23 | 4 | 8400.2302
2021-06-23 | 5 | 8381.9474
2021-06-23 | 6 | 8483.1369
2021-06-23 | 7 | 8747.8845
2021-06-23 | 8 | 9226.0364
2021-06-23 | 9 | 9580.0651
2021-06-23 | 10 | 9820.542
2021-06-23 | 11 | 10029.9202
2021-06-23 | 12 | 10153.757
2021-06-23 | 13 | 10252.6198
2021-06-23 | 14 | 10400.3252
2021-06-23 | 15 | 10474.6901
2021-06-23 | 16 | 10588.1868
2021-06-23 | 17 | 10583.9213
2021-06-23 | 18 | 10558.1139
2021-06-23 | 19 | 10269.1569
2021-06-23 | 20 | 10109.8504
2021-06-23 | 21 | 10027.7129
2021-06-23 | 22 | 9826.1746
2021-06-23 | 23 | 9672.8464
2021-06-23 | 24 | 9292.8521
2021-06-24 | 1 | 8986.3577
2021-06-24 | 2 | 8755.4505
2021-06-24 | 3 | 8637.9834
2021-06-24 | 4 | 8589.2232
2021-06-24 | 5 | 8624.3084
2021-06-24 | 6 | 8721.5169
2021-06-24 | 7 | 8911.3339
2021-06-24 | 8 | 9345.6484
2021-06-24 | 9 | 9637.9117
2021-06-24 | 10 | 9773.0641
2021-06-24 | 11 | 9853.3726
2021-06-24 | 12 | 9894.3548
2021-06-24 | 13 | 9913.734
2021-06-24 | 14 | 9907.915
2021-06-24 | 15 | 9920.6985
2021-06-24 | 16 | 9907.2828
2021-06-24 | 17 | 9970.2094
2021-06-24 | 18 | 9887.6162
2021-06-24 | 19 | 9702.7382
2021-06-24 | 20 | 9565.4297
2021-06-24 | 21 | 9479.6138
2021-06-24 | 22 | 9325.923
2021-06-24 | 23 | 9189.9132
2021-06-24 | 24 | 8895.9435
2021-06-25 | 1 | 8628.9458
2021-06-25 | 2 | 8441.0118
2021-06-25 | 3 | 8326.0941
2021-06-25 | 4 | 8279.8917
2021-06-25 | 5 | 8280.9359
2021-06-25 | 6 | 8371.8587
2021-06-25 | 7 | 8583.8462
2021-06-25 | 8 | 9019.3138
2021-06-25 | 9 | 9336.4273
2021-06-25 | 10 | 9507.9185
2021-06-25 | 11 | 9599.3459
2021-06-25 | 12 | 9645.9936
2021-06-25 | 13 | 9648.9223
2021-06-25 | 14 | 9715.6142
2021-06-25 | 15 | 9681.9987
2021-06-25 | 16 | 9658.6384
2021-06-25 | 17 | 9701.4524
2021-06-25 | 18 | 9645.2901
2021-06-25 | 19 | 9510.9624
2021-06-25 | 20 | 9401.7575
2021-06-25 | 21 | 9322.0285
2021-06-25 | 22 | 9185.962
2021-06-25 | 23 | 9101.8019
2021-06-25 | 24 | 8821.7614
2021-06-26 | 1 | 8577.2146
2021-06-26 | 2 | 8392.1027
2021-06-26 | 3 | 8283.8391
2021-06-26 | 4 | 8225.8975
2021-06-26 | 5 | 8200.1436
2021-06-26 | 6 | 8201.7636
2021-06-26 | 7 | 8224.6635
2021-06-26 | 8 | 8439.1626
2021-06-26 | 9 | 8677.2154
2021-06-26 | 10 | 8917.0465
2021-06-26 | 11 | 9054.2636
2021-06-26 | 12 | 9135.8765
2021-06-26 | 13 | 9141.0889
2021-06-26 | 14 | 9112.5324
2021-06-26 | 15 | 9084.7414
2021-06-26 | 16 | 9077.0364
2021-06-26 | 17 | 9143.8648
2021-06-26 | 18 | 9171.485
2021-06-26 | 19 | 9144.569
2021-06-26 | 20 | 9080.4484
2021-06-26 | 21 | 9014.2014
2021-06-26 | 22 | 8902.5766
2021-06-26 | 23 | 8899.3558
2021-06-26 | 24 | 8685.9696
2021-06-27 | 1 | 8476.4924
2021-06-27 | 2 | 8323.5006
2021-06-27 | 3 | 8213.9683
2021-06-27 | 4 | 8159.3931
2021-06-27 | 5 | 8126.1738
2021-06-27 | 6 | 8103.2997
2021-06-27 | 7 | 8100.6368
2021-06-27 | 8 | 8258.2573
2021-06-27 | 9 | 8472.7246
2021-06-27 | 10 | 8688.9128
2021-06-27 | 11 | 8824.107
2021-06-27 | 12 | 8906.3285
2021-06-27 | 13 | 8937.5717
2021-06-27 | 14 | 8940.3429
2021-06-27 | 15 | 8940.2052
2021-06-27 | 16 | 8952.8311
2021-06-27 | 17 | 9025.1706
2021-06-27 | 18 | 9138.0132
2021-06-27 | 19 | 9156.0962
2021-06-27 | 20 | 9101.5305
2021-06-27 | 21 | 9060.3901
2021-06-27 | 22 | 8950.0941
2021-06-27 | 23 | 8912.6184
2021-06-27 | 24 | 8639.2048
2021-06-28 | 1 | 8395.6242
2021-06-28 | 2 | 8301.2274
2021-06-28 | 3 | 8223.4343
2021-06-28 | 4 | 8194.4445
2021-06-28 | 5 | 8192.8051
2021-06-28 | 6 | 8280.9786
2021-06-28 | 7 | 8520.2262
2021-06-28 | 8 | 8943.2967
2021-06-28 | 9 | 9268.9326
2021-06-28 | 10 | 9405.7926
2021-06-28 | 11 | 9454.6176
2021-06-28 | 12 | 9471.0479
2021-06-28 | 13 | 9449.2082
2021-06-28 | 14 | 9419.1734
2021-06-28 | 15 | 9407.1243
2021-06-28 | 16 | 9409.6849
2021-06-28 | 17 | 9451.7942
2021-06-28 | 18 | 9480.6913
2021-06-28 | 19 | 9395.6176
2021-06-28 | 20 | 9335.361
2021-06-28 | 21 | 9289.8327
2021-06-28 | 22 | 9164.9841
2021-06-28 | 23 | 9070.4475
2021-06-28 | 24 | 8773.1225
2021-06-29 | 1 | 8520.1526
2021-06-29 | 2 | 8351.5303
2021-06-29 | 3 | 8271.3843
2021-06-29 | 4 | 8244.7323
2021-06-29 | 5 | 8269.2523
2021-06-29 | 6 | 8352.4406
2021-06-29 | 7 | 8565.6972
2021-06-29 | 8 | 8982.2727
2021-06-29 | 9 | 9288.8849
2021-06-29 | 10 | 9442.2071
2021-06-29 | 11 | 9497.6589
2021-06-29 | 12 | 9525.5205
2021-06-29 | 13 | 9516.8375
2021-06-29 | 14 | 9527.4683
2021-06-29 | 15 | 9530.6631
2021-06-29 | 16 | 9546.7788
2021-06-29 | 17 | 9588.5935
2021-06-29 | 18 | 9617.4773
2021-06-29 | 19 | 9522.4131
2021-06-29 | 20 | 9465.3167
2021-06-29 | 21 | 9423.1722
2021-06-29 | 22 | 9286.5278
2021-06-29 | 23 | 9150.0682
2021-06-29 | 24 | 8825.7457
2021-06-30 | 1 | 8550.766
2021-06-30 | 2 | 8363.8287
2021-06-30 | 3 | 8293.3738
2021-06-30 | 4 | 8275.8426
2021-06-30 | 5 | 8275.6
2021-06-30 | 6 | 8366.5501
2021-06-30 | 7 | 8588.1137
2021-06-30 | 8 | 9047.1433
2021-06-30 | 9 | 9371.4445
2021-06-30 | 10 | 9550.4995
2021-06-30 | 11 | 9654.3152
2021-06-30 | 12 | 9730.6971
2021-06-30 | 13 | 9731.4323
2021-06-30 | 14 | 9789.3775
2021-06-30 | 15 | 9793.4049
2021-06-30 | 16 | 9770.9634
2021-06-30 | 17 | 9802.9176
2021-06-30 | 18 | 9851.0208
2021-06-30 | 19 | 9722.9119
2021-06-30 | 20 | 9662.674
2021-06-30 | 21 | 9609.6774
2021-06-30 | 22 | 9448.1986
2021-06-30 | 23 | 9261.079
2021-06-30 | 24 | 8922.5425
2021-07-01 | 1 | 8658.1755
2021-07-01 | 2 | 8508.6332
2021-07-01 | 3 | 8382.9551
2021-07-01 | 4 | 8326.0628
2021-07-01 | 5 | 8289.073
2021-07-01 | 6 | 8289.7153
2021-07-01 | 7 | 8307.558
2021-07-01 | 8 | 8484.614
2021-07-01 | 9 | 8727.2041
2021-07-01 | 10 | 9032.3318
2021-07-01 | 11 | 9265.4025
2021-07-01 | 12 | 9416.6083
2021-07-01 | 13 | 9567.8384
2021-07-01 | 14 | 9559.9021
2021-07-01 | 15 | 9521.4626
2021-07-01 | 16 | 9442.1902
2021-07-01 | 17 | 9489.3088
2021-07-01 | 18 | 9594.4523
2021-07-01 | 19 | 9573.2438
2021-07-01 | 20 | 9531.0294
2021-07-01 | 21 | 9467.4762
2021-07-01 | 22 | 9327.4895
2021-07-01 | 23 | 9242.1068
2021-07-01 | 24 | 8943.5086
2021-07-02 | 1 | 8646.1403
2021-07-02 | 2 | 8586.5044
2021-07-02 | 3 | 8485.6848
2021-07-02 | 4 | 8443.9518
2021-07-02 | 5 | 8442.8227
2021-07-02 | 6 | 8531.3705
2021-07-02 | 7 | 8773.8255
2021-07-02 | 8 | 9225.197
2021-07-02 | 9 | 9552.3709
2021-07-02 | 10 | 9744.7349
2021-07-02 | 11 | 9837.3849
2021-07-02 | 12 | 9947.6166
2021-07-02 | 13 | 9872.2562
2021-07-02 | 14 | 9884.1184
2021-07-02 | 15 | 9911.0975
2021-07-02 | 16 | 9894.869
2021-07-02 | 17 | 9926.0917
2021-07-02 | 18 | 9904.0697
2021-07-02 | 19 | 9784.5162
2021-07-02 | 20 | 9696.862
2021-07-02 | 21 | 9592.5592
2021-07-02 | 22 | 9450.2731
2021-07-02 | 23 | 9328.6719
2021-07-02 | 24 | 9015.2017
2021-07-03 | 1 | 8742.5407
2021-07-03 | 2 | 8558.9744
2021-07-03 | 3 | 8446.8107
2021-07-03 | 4 | 8390.8656
2021-07-03 | 5 | 8371.1725
2021-07-03 | 6 | 8368.6498
2021-07-03 | 7 | 8407.1025
2021-07-03 | 8 | 8620.3571
2021-07-03 | 9 | 8882.6365
2021-07-03 | 10 | 9188.4726
2021-07-03 | 11 | 9399.0657
2021-07-03 | 12 | 9499.2385
2021-07-03 | 13 | 9496.032
2021-07-03 | 14 | 9519.0268
2021-07-03 | 15 | 9516.1435
2021-07-03 | 16 | 9568.5361
2021-07-03 | 17 | 9593.1697
2021-07-03 | 18 | 9657.811
2021-07-03 | 19 | 9601.0473
2021-07-03 | 20 | 9531.5707
2021-07-03 | 21 | 9421.6222
2021-07-03 | 22 | 9300.7966
2021-07-03 | 23 | 9224.1539
2021-07-03 | 24 | 8988.0878
2021-07-04 | 1 | 8735.3754
2021-07-04 | 2 | 8574.9307
2021-07-04 | 3 | 8459.1907
2021-07-04 | 4 | 8396.4417
2021-07-04 | 5 | 8366.8222
2021-07-04 | 6 | 8350.6677
2021-07-04 | 7 | 8365.6175
2021-07-04 | 8 | 8541.0676
2021-07-04 | 9 | 8776.6249
2021-07-04 | 10 | 9087.7311
2021-07-04 | 11 | 9345.7701
2021-07-04 | 12 | 9579.5919
2021-07-04 | 13 | 9692.95
2021-07-04 | 14 | 9770.0374
2021-07-04 | 15 | 9841.9285
2021-07-04 | 16 | 9868.4113
2021-07-04 | 17 | 9978.0032
2021-07-04 | 18 | 10031.7618
2021-07-04 | 19 | 9946.9151
2021-07-04 | 20 | 9817.3488
2021-07-04 | 21 | 9736.9178
2021-07-04 | 22 | 9534.7574
2021-07-04 | 23 | 9389.6157
2021-07-04 | 24 | 9085.7044
2021-07-05 | 1 | 8819.0819
2021-07-05 | 2 | 8734.4091
2021-07-05 | 3 | 8636.0103
2021-07-05 | 4 | 8644.8872
2021-07-05 | 5 | 8660.3965
2021-07-05 | 6 | 8708.0485
2021-07-05 | 7 | 8933.3822
2021-07-05 | 8 | 9395.153
2021-07-05 | 9 | 9741.6422
2021-07-05 | 10 | 9980.817
2021-07-05 | 11 | 10186.8333
2021-07-05 | 12 | 10322.5861
2021-07-05 | 13 | 10339.3455
2021-07-05 | 14 | 10412.7219
2021-07-05 | 15 | 10480.8813
2021-07-05 | 16 | 10535.3365
2021-07-05 | 17 | 10550.2108
2021-07-05 | 18 | 10403.5047
2021-07-05 | 19 | 10121.12
2021-07-05 | 20 | 10011.7544
2021-07-05 | 21 | 9915.7651
2021-07-05 | 22 | 9720.0344
2021-07-05 | 23 | 9499.0681
2021-07-05 | 24 | 9146.1704
2021-07-06 | 1 | 8876.2815
2021-07-06 | 2 | 8671.6862
2021-07-06 | 3 | 8567.7475
2021-07-06 | 4 | 8529.7971
2021-07-06 | 5 | 8526.2808
2021-07-06 | 6 | 8604.2313
2021-07-06 | 7 | 8857.3715
2021-07-06 | 8 | 9325.5069
2021-07-06 | 9 | 9634.4243
2021-07-06 | 10 | 9825.1856
2021-07-06 | 11 | 9968.6312
2021-07-06 | 12 | 10037.9647
2021-07-06 | 13 | 10049.2321
2021-07-06 | 14 | 10100.1708
2021-07-06 | 15 | 10146.9847
2021-07-06 | 16 | 10177.7491
2021-07-06 | 17 | 10230.624
2021-07-06 | 18 | 10243.451
2021-07-06 | 19 | 10066.0461
2021-07-06 | 20 | 9952.3656
2021-07-06 | 21 | 9770.741
2021-07-06 | 22 | 9595.5961
2021-07-06 | 23 | 9422.0876
2021-07-06 | 24 | 9089.3615
2021-07-07 | 1 | 8781.6932
2021-07-07 | 2 | 8600.4173
2021-07-07 | 3 | 8524.6708
2021-07-07 | 4 | 8498.7546
2021-07-07 | 5 | 8483.5964
2021-07-07 | 6 | 8558.687
2021-07-07 | 7 | 8832.5895
2021-07-07 | 8 | 9299.0466
2021-07-07 | 9 | 9620.2909
2021-07-07 | 10 | 9783.9451
2021-07-07 | 11 | 9907.5702
2021-07-07 | 12 | 9931.9072
2021-07-07 | 13 | 9918.9097
2021-07-07 | 14 | 9966.9169
2021-07-07 | 15 | 10006.8444
2021-07-07 | 16 | 10013.3939
2021-07-07 | 17 | 10049.4331
2021-07-07 | 18 | 10082.0508
2021-07-07 | 19 | 9915.0716
2021-07-07 | 20 | 9795.8031
2021-07-07 | 21 | 9673.1106
2021-07-07 | 22 | 9499.2592
2021-07-07 | 23 | 9407.3152
2021-07-07 | 24 | 9056.248
2021-07-08 | 1 | 8772.2483
2021-07-08 | 2 | 8629.7275
2021-07-08 | 3 | 8533.6277
2021-07-08 | 4 | 8491.6501
2021-07-08 | 5 | 8489.0785
2021-07-08 | 6 | 8559.7315
2021-07-08 | 7 | 8816.2188
2021-07-08 | 8 | 9252.9775
2021-07-08 | 9 | 9571.4826
2021-07-08 | 10 | 9767.9553
2021-07-08 | 11 | 9868.2464
2021-07-08 | 12 | 9959.0859
2021-07-08 | 13 | 9950.2534
2021-07-08 | 14 | 10023.2602
2021-07-08 | 15 | 10041.8525
2021-07-08 | 16 | 10042.2322
2021-07-08 | 17 | 9992.1554
2021-07-08 | 18 | 9978.753
2021-07-08 | 19 | 9840.6731
2021-07-08 | 20 | 9729.4205
2021-07-08 | 21 | 9646.6246
2021-07-08 | 22 | 9504.8356
2021-07-08 | 23 | 9414.8671
2021-07-08 | 24 | 9113.6142
2021-07-09 | 1 | 8827.241
2021-07-09 | 2 | 8638.5942
2021-07-09 | 3 | 8533.8953
2021-07-09 | 4 | 8485.4255
2021-07-09 | 5 | 8479.8567
2021-07-09 | 6 | 8545.3372
2021-07-09 | 7 | 8803.1976
2021-07-09 | 8 | 9262.7066
2021-07-09 | 9 | 9626.3365
2021-07-09 | 10 | 9845.8803
2021-07-09 | 11 | 9964.8808
2021-07-09 | 12 | 10025.4229
2021-07-09 | 13 | 10047.4394
2021-07-09 | 14 | 10094.1792
2021-07-09 | 15 | 10126.8224
2021-07-09 | 16 | 10072.0764
2021-07-09 | 17 | 10100.3001
2021-07-09 | 18 | 10065.6351
2021-07-09 | 19 | 9898.0631
2021-07-09 | 20 | 9814.4576
2021-07-09 | 21 | 9728.0146
2021-07-09 | 22 | 9572.4615
2021-07-09 | 23 | 9470.4974
2021-07-09 | 24 | 9172.905
2021-07-10 | 1 | 8892.9822
2021-07-10 | 2 | 8706.3204
2021-07-10 | 3 | 8604.0712
2021-07-10 | 4 | 8541.1883
2021-07-10 | 5 | 8493.1649
2021-07-10 | 6 | 8473.5642
2021-07-10 | 7 | 8541.0922
2021-07-10 | 8 | 8748.6277
2021-07-10 | 9 | 8985.7475
2021-07-10 | 10 | 9217.4537
2021-07-10 | 11 | 9382.3406
2021-07-10 | 12 | 9455.7798
2021-07-10 | 13 | 9460.9724
2021-07-10 | 14 | 9438.6721
2021-07-10 | 15 | 9400.1732
2021-07-10 | 16 | 9409.1916
2021-07-10 | 17 | 9436.6283
2021-07-10 | 18 | 9465.03
2021-07-10 | 19 | 9414.4315
2021-07-10 | 20 | 9327.2188
2021-07-10 | 21 | 9249.0149
2021-07-10 | 22 | 9146.8696
2021-07-10 | 23 | 9141.7579
2021-07-10 | 24 | 8904.847
2021-07-11 | 1 | 8680.098
2021-07-11 | 2 | 8522.363
2021-07-11 | 3 | 8411.452
2021-07-11 | 4 | 8361.0297
2021-07-11 | 5 | 8315.3104
2021-07-11 | 6 | 8274.9867
2021-07-11 | 7 | 8304.4409
2021-07-11 | 8 | 8459.3799
2021-07-11 | 9 | 8659.0769
2021-07-11 | 10 | 8882.9148
2021-07-11 | 11 | 9038.1354
2021-07-11 | 12 | 9189.5571
2021-07-11 | 13 | 9228.5289
2021-07-11 | 14 | 9208.0952
2021-07-11 | 15 | 9220.5131
2021-07-11 | 16 | 9231.3682
2021-07-11 | 17 | 9328.2059
2021-07-11 | 18 | 9424.4275
2021-07-11 | 19 | 9432.5238
2021-07-11 | 20 | 9369.2289
2021-07-11 | 21 | 9337.037
2021-07-11 | 22 | 9221.8843
2021-07-11 | 23 | 9147.5905
2021-07-11 | 24 | 8841.9652
2021-07-12 | 1 | 8603.8047
2021-07-12 | 2 | 8521.071
2021-07-12 | 3 | 8442.6604
2021-07-12 | 4 | 8415.9514
2021-07-12 | 5 | 8408.5334
2021-07-12 | 6 | 8484.7721
2021-07-12 | 7 | 8746.3622
2021-07-12 | 8 | 9176.8119
2021-07-12 | 9 | 9498.3935
2021-07-12 | 10 | 9667.0304
2021-07-12 | 11 | 9782.4566
2021-07-12 | 12 | 9838.0378
2021-07-12 | 13 | 9893.5243
2021-07-12 | 14 | 9883.1733
2021-07-12 | 15 | 9962.5214
2021-07-12 | 16 | 9990.0908
2021-07-12 | 17 | 10069.1732
2021-07-12 | 18 | 10038.8173
2021-07-12 | 19 | 9875.2113
2021-07-12 | 20 | 9791.0534
2021-07-12 | 21 | 9728.1068
2021-07-12 | 22 | 9582.0313
2021-07-12 | 23 | 9412.0172
2021-07-12 | 24 | 9060.1376
2021-07-13 | 1 | 8763.895
2021-07-13 | 2 | 8572.6702
2021-07-13 | 3 | 8489.191
2021-07-13 | 4 | 8451.6256
2021-07-13 | 5 | 8443.2118
2021-07-13 | 6 | 8513.95
2021-07-13 | 7 | 8806.2028
2021-07-13 | 8 | 9266.5789
2021-07-13 | 9 | 9580.9183
2021-07-13 | 10 | 9753.5596
2021-07-13 | 11 | 9843.4657
2021-07-13 | 12 | 9886.4423
2021-07-13 | 13 | 9903.2668
2021-07-13 | 14 | 9979.0762
2021-07-13 | 15 | 9929.8675
2021-07-13 | 16 | 9960.1663
2021-07-13 | 17 | 10021.3708
2021-07-13 | 18 | 9982.3664
2021-07-13 | 19 | 9865.6434
2021-07-13 | 20 | 9737.9943
2021-07-13 | 21 | 9665.2844
2021-07-13 | 22 | 9548.8718
2021-07-13 | 23 | 9411.8235
2021-07-13 | 24 | 9049.5407
2021-07-14 | 1 | 8777.069
2021-07-14 | 2 | 8578.324
2021-07-14 | 3 | 8493.9496
2021-07-14 | 4 | 8457.1973
2021-07-14 | 5 | 8449.4856
2021-07-14 | 6 | 8515.9541
2021-07-14 | 7 | 8807.1993
2021-07-14 | 8 | 9264.0706
2021-07-14 | 9 | 9608.3731
2021-07-14 | 10 | 9795.413
2021-07-14 | 11 | 9916.824
2021-07-14 | 12 | 10003.3031
2021-07-14 | 13 | 10056.7543
2021-07-14 | 14 | 10108.5147
2021-07-14 | 15 | 10093.4239
2021-07-14 | 16 | 10074.5329
2021-07-14 | 17 | 10054.3497
2021-07-14 | 18 | 10068.4661
2021-07-14 | 19 | 9876.5378
2021-07-14 | 20 | 9766.3925
2021-07-14 | 21 | 9691.2931
2021-07-14 | 22 | 9555.4496
2021-07-14 | 23 | 9410.5476
2021-07-14 | 24 | 9046.4679
2021-07-15 | 1 | 8789.3804
2021-07-15 | 2 | 8646.2822
2021-07-15 | 3 | 8545.4386
2021-07-15 | 4 | 8487.5513
2021-07-15 | 5 | 8484.808
2021-07-15 | 6 | 8542.2792
2021-07-15 | 7 | 8820.7875
2021-07-15 | 8 | 9275.1737
2021-07-15 | 9 | 9614.8869
2021-07-15 | 10 | 9845.1632
2021-07-15 | 11 | 9951.2346
2021-07-15 | 12 | 9997.56
2021-07-15 | 13 | 10018.1774
2021-07-15 | 14 | 10054.0874
2021-07-15 | 15 | 10067.089
2021-07-15 | 16 | 10071.0756
2021-07-15 | 17 | 10107.6956
2021-07-15 | 18 | 10085.5721
2021-07-15 | 19 | 9947.6224
2021-07-15 | 20 | 9863.9321
2021-07-15 | 21 | 9823.7279
2021-07-15 | 22 | 9672.5321
2021-07-15 | 23 | 9473.3887
2021-07-15 | 24 | 9157.1661
2021-07-16 | 1 | 8850.2612
2021-07-16 | 2 | 8676.1232
2021-07-16 | 3 | 8580.129
2021-07-16 | 4 | 8537.6246
2021-07-16 | 5 | 8522.3976
2021-07-16 | 6 | 8573.6867
2021-07-16 | 7 | 8856.496
2021-07-16 | 8 | 9323.2048
2021-07-16 | 9 | 9675.0775
2021-07-16 | 10 | 9922.3141
2021-07-16 | 11 | 10115.1091
2021-07-16 | 12 | 10252.0511
2021-07-16 | 13 | 10309.6438
2021-07-16 | 14 | 10408.5103
2021-07-16 | 15 | 10470.0316
2021-07-16 | 16 | 10509.3151
2021-07-16 | 17 | 10545.3942
2021-07-16 | 18 | 10516.2476
2021-07-16 | 19 | 10376.5374
2021-07-16 | 20 | 10252.5887
2021-07-16 | 21 | 10095.977
2021-07-16 | 22 | 9908.9834
2021-07-16 | 23 | 9715.0733
2021-07-16 | 24 | 9370.27
2021-07-17 | 1 | 9071.5936
2021-07-17 | 2 | 8950.7706
2021-07-17 | 3 | 8769.8587
2021-07-17 | 4 | 8695.3286
2021-07-17 | 5 | 8636.5585
2021-07-17 | 6 | 8575.5755
2021-07-17 | 7 | 8664.1173
2021-07-17 | 8 | 8923.5801
2021-07-17 | 9 | 9238.3102
2021-07-17 | 10 | 9639.4906
2021-07-17 | 11 | 9962.0762
2021-07-17 | 12 | 10209.9592
2021-07-17 | 13 | 10279.5757
2021-07-17 | 14 | 10404.2132
2021-07-17 | 15 | 10328.6243
2021-07-17 | 16 | 10270.3301
2021-07-17 | 17 | 10328.6335
2021-07-17 | 18 | 10290.1476
2021-07-17 | 19 | 10151.8822
2021-07-17 | 20 | 10068.5561
2021-07-17 | 21 | 9893.5599
2021-07-17 | 22 | 9725.1838
2021-07-17 | 23 | 9565.9228
2021-07-17 | 24 | 9339.2249
2021-07-18 | 1 | 9057.07
2021-07-18 | 2 | 8861.8778
2021-07-18 | 3 | 8728.0288
2021-07-18 | 4 | 8591.9529
2021-07-18 | 5 | 8636.5835
2021-07-18 | 6 | 8566.1337
2021-07-18 | 7 | 8571.4507
2021-07-18 | 8 | 8753.5511
2021-07-18 | 9 | 8957.6819
2021-07-18 | 10 | 9219.8379
2021-07-18 | 11 | 9434.9294
2021-07-18 | 12 | 9614.4796
2021-07-18 | 13 | 9725.3296
2021-07-18 | 14 | 9747.4545
2021-07-18 | 15 | 9657.544
2021-07-18 | 16 | 9662.2226
2021-07-18 | 17 | 9748.9149
2021-07-18 | 18 | 9797.8907
2021-07-18 | 19 | 9685.9707
2021-07-18 | 20 | 9633.6926
2021-07-18 | 21 | 9562.9902
2021-07-18 | 22 | 9410.6792
2021-07-18 | 23 | 9299.5608
2021-07-18 | 24 | 9011.6321
2021-07-19 | 1 | 8760.2166
2021-07-19 | 2 | 8652.1549
2021-07-19 | 3 | 8574.8119
2021-07-19 | 4 | 8525.9418
2021-07-19 | 5 | 8558.9819
2021-07-19 | 6 | 8594.1582
2021-07-19 | 7 | 8853.7204
2021-07-19 | 8 | 9323.5526
2021-07-19 | 9 | 9667.9795
2021-07-19 | 10 | 9890.4179
2021-07-19 | 11 | 10010.858
2021-07-19 | 12 | 10091.4113
2021-07-19 | 13 | 10128.652
2021-07-19 | 14 | 10179.1806
2021-07-19 | 15 | 10210.0641
2021-07-19 | 16 | 10227.2805
2021-07-19 | 17 | 10310.6928
2021-07-19 | 18 | 10331.7762
2021-07-19 | 19 | 10079.412
2021-07-19 | 20 | 10029.6256
2021-07-19 | 21 | 9961.8778
2021-07-19 | 22 | 9780.481
2021-07-19 | 23 | 9580.2789
2021-07-19 | 24 | 9203.6067
2021-07-20 | 1 | 8887.5705
2021-07-20 | 2 | 8654.8317
2021-07-20 | 3 | 8551.3518
2021-07-20 | 4 | 8504.5432
2021-07-20 | 5 | 8569.6419
2021-07-20 | 6 | 8611.1787
2021-07-20 | 7 | 8874.2886
2021-07-20 | 8 | 9337.4311
2021-07-20 | 9 | 9655.4246
2021-07-20 | 10 | 9843.591
2021-07-20 | 11 | 9973.2
2021-07-20 | 12 | 10062.6644
2021-07-20 | 13 | 10103.2818
2021-07-20 | 14 | 10145.8304
2021-07-20 | 15 | 10159.452
2021-07-20 | 16 | 10239.2997
2021-07-20 | 17 | 10282.1593
2021-07-20 | 18 | 10261.7753
2021-07-20 | 19 | 10082.093
2021-07-20 | 20 | 10010.7677
2021-07-20 | 21 | 9891.6181
2021-07-20 | 22 | 9736.885
2021-07-20 | 23 | 9520.5181
2021-07-20 | 24 | 9165.9884
2021-07-21 | 1 | 8838.6152
2021-07-21 | 2 | 8635.8968
2021-07-21 | 3 | 8539.1826
2021-07-21 | 4 | 8501.0646
2021-07-21 | 5 | 8572.1163
2021-07-21 | 6 | 8597.4822
2021-07-21 | 7 | 8880.8726
2021-07-21 | 8 | 9353.8199
2021-07-21 | 9 | 9706.0827
2021-07-21 | 10 | 9920.478
2021-07-21 | 11 | 10070.8166
2021-07-21 | 12 | 10271.9901
2021-07-21 | 13 | 10346.0697
2021-07-21 | 14 | 10499.3834
2021-07-21 | 15 | 10600.7832
2021-07-21 | 16 | 10673.5578
2021-07-21 | 17 | 10758.2913
2021-07-21 | 18 | 10689.5238
2021-07-21 | 19 | 10528.3583
2021-07-21 | 20 | 10367.1778
2021-07-21 | 21 | 10169.0593
2021-07-21 | 22 | 10059.4068
2021-07-21 | 23 | 9813.0283
2021-07-21 | 24 | 9396.0679
2021-07-22 | 1 | 9073.2137
2021-07-22 | 2 | 8923.674
2021-07-22 | 3 | 8760.5849
2021-07-22 | 4 | 8703.3652
2021-07-22 | 5 | 8716.3116
2021-07-22 | 6 | 8769.7597
2021-07-22 | 7 | 9014.7886
2021-07-22 | 8 | 9531.8387
2021-07-22 | 9 | 9906.2825
2021-07-22 | 10 | 10169.2148
2021-07-22 | 11 | 10231.1393
2021-07-22 | 12 | 10311.8042
2021-07-22 | 13 | 10300.3547
2021-07-22 | 14 | 10314.5337
2021-07-22 | 15 | 10302.0487
2021-07-22 | 16 | 10317.4919
2021-07-22 | 17 | 10345.3603
2021-07-22 | 18 | 10302.4053
2021-07-22 | 19 | 10153.3986
2021-07-22 | 20 | 10002.2465
2021-07-22 | 21 | 9910.9316
2021-07-22 | 22 | 9765.6648
2021-07-22 | 23 | 9528.731
2021-07-22 | 24 | 9209.9621
2021-07-23 | 1 | 8934.0833
2021-07-23 | 2 | 8737.9436
2021-07-23 | 3 | 8631.7771
2021-07-23 | 4 | 8572.1858
2021-07-23 | 5 | 8605.1098
2021-07-23 | 6 | 8623.9184
2021-07-23 | 7 | 8893.3971
2021-07-23 | 8 | 9351.3275
2021-07-23 | 9 | 9669.7125
2021-07-23 | 10 | 9891.9522
2021-07-23 | 11 | 10027.3472
2021-07-23 | 12 | 10136.396
2021-07-23 | 13 | 10227.9584
2021-07-23 | 14 | 10280.7355
2021-07-23 | 15 | 10304.5081
2021-07-23 | 16 | 10321.1495
2021-07-23 | 17 | 10305.4892
2021-07-23 | 18 | 10286.8684
2021-07-23 | 19 | 10102.4361
2021-07-23 | 20 | 10001.945
2021-07-23 | 21 | 9880.7902
2021-07-23 | 22 | 9764.3142
2021-07-23 | 23 | 9526.1077
2021-07-23 | 24 | 9191.2832
2021-07-24 | 1 | 8884.1253
2021-07-24 | 2 | 8703.4533
2021-07-24 | 3 | 8581.3949
2021-07-24 | 4 | 8503.3564
2021-07-24 | 5 | 8513.2982
2021-07-24 | 6 | 8447.2063
2021-07-24 | 7 | 8521.7155
2021-07-24 | 8 | 8755.0493
2021-07-24 | 9 | 9015.5764
2021-07-24 | 10 | 9354.4451
2021-07-24 | 11 | 9620.1897
2021-07-24 | 12 | 9750.185
2021-07-24 | 13 | 9863.795
2021-07-24 | 14 | 9860.9399
2021-07-24 | 15 | 9822.9831
2021-07-24 | 16 | 9857.1002
2021-07-24 | 17 | 9890.838
2021-07-24 | 18 | 9873.1992
2021-07-24 | 19 | 9769.563
2021-07-24 | 20 | 9690.1624
2021-07-24 | 21 | 9595.569
2021-07-24 | 22 | 9518.2363
2021-07-24 | 23 | 9413.6582
2021-07-24 | 24 | 9136.8992
2021-07-25 | 1 | 8878.434
2021-07-25 | 2 | 8689.8902
2021-07-25 | 3 | 8558.5696
2021-07-25 | 4 | 8483.4086
2021-07-25 | 5 | 8504.3961
2021-07-25 | 6 | 8402.7882
2021-07-25 | 7 | 8483.2717
2021-07-25 | 8 | 8662.6217
2021-07-25 | 9 | 8882.7054
2021-07-25 | 10 | 9167.5977
2021-07-25 | 11 | 9377.7501
2021-07-25 | 12 | 9565.5401
2021-07-25 | 13 | 9709.9793
2021-07-25 | 14 | 9860.3448
2021-07-25 | 15 | 9925.3707
2021-07-25 | 16 | 9988.0687
2021-07-25 | 17 | 10110.8631
2021-07-25 | 18 | 10093.1592
2021-07-25 | 19 | 9901.6516
2021-07-25 | 20 | 9854.4771
2021-07-25 | 21 | 9789.8634
2021-07-25 | 22 | 9645.98
2021-07-25 | 23 | 9471.059
2021-07-25 | 24 | 9135.4487
2021-07-26 | 1 | 8857.4509
2021-07-26 | 2 | 8736.0973
2021-07-26 | 3 | 8635.3458
2021-07-26 | 4 | 8588.1835
2021-07-26 | 5 | 8615.7724
2021-07-26 | 6 | 8610.6388
2021-07-26 | 7 | 8912.5042
2021-07-26 | 8 | 9393.5366
2021-07-26 | 9 | 9736.7462
2021-07-26 | 10 | 9962.5654
2021-07-26 | 11 | 10138.3137
2021-07-26 | 12 | 10278.6847
2021-07-26 | 13 | 10338.3244
2021-07-26 | 14 | 10361.5783
2021-07-26 | 15 | 10412.5597
2021-07-26 | 16 | 10468.8258
2021-07-26 | 17 | 10540.0871
2021-07-26 | 18 | 10439.1527
2021-07-26 | 19 | 10287.6234
2021-07-26 | 20 | 10210.118
2021-07-26 | 21 | 10089.9303
2021-07-26 | 22 | 9976.0972
2021-07-26 | 23 | 9731.8429
2021-07-26 | 24 | 9312.2401
2021-07-27 | 1 | 8992.8413
2021-07-27 | 2 | 8809.7117
2021-07-27 | 3 | 8690.668
2021-07-27 | 4 | 8656.6324
2021-07-27 | 5 | 8686.4386
2021-07-27 | 6 | 8682.0719
2021-07-27 | 7 | 8981.2098
2021-07-27 | 8 | 9448.5072
2021-07-27 | 9 | 9798.9946
2021-07-27 | 10 | 10068.2548
2021-07-27 | 11 | 10327.6467
2021-07-27 | 12 | 10505.066
2021-07-27 | 13 | 10628.3389
2021-07-27 | 14 | 10741.2097
2021-07-27 | 15 | 10765.2661
2021-07-27 | 16 | 10810.3654
2021-07-27 | 17 | 10840.0152
2021-07-27 | 18 | 10713.2853
2021-07-27 | 19 | 10583.1945
2021-07-27 | 20 | 10504.6051
2021-07-27 | 21 | 10375.2672
2021-07-27 | 22 | 10158.6172
2021-07-27 | 23 | 9898.6148
2021-07-27 | 24 | 9484.9806
2021-07-28 | 1 | 9165.5684
2021-07-28 | 2 | 8905.4407
2021-07-28 | 3 | 8798.5091
2021-07-28 | 4 | 8747.8356
2021-07-28 | 5 | 8750.0036
2021-07-28 | 6 | 8730.6499
2021-07-28 | 7 | 9047.2197
2021-07-28 | 8 | 9532.5371
2021-07-28 | 9 | 9904.718
2021-07-28 | 10 | 10130.3201
2021-07-28 | 11 | 10306.5899
2021-07-28 | 12 | 10479.6032
2021-07-28 | 13 | 10594.0405
2021-07-28 | 14 | 10716.5341
2021-07-28 | 15 | 10795.9238
2021-07-28 | 16 | 10838.1846
2021-07-28 | 17 | 10894.5668
2021-07-28 | 18 | 10861.0115
2021-07-28 | 19 | 10680.7562
2021-07-28 | 20 | 10543.3294
2021-07-28 | 21 | 10408.0164
2021-07-28 | 22 | 10201.6843
2021-07-28 | 23 | 9946.5757
2021-07-28 | 24 | 9530.1718
2021-07-29 | 1 | 9225.0312
2021-07-29 | 2 | 8998.7384
2021-07-29 | 3 | 8850.7685
2021-07-29 | 4 | 8777.2714
2021-07-29 | 5 | 8797.2676
2021-07-29 | 6 | 8779.0431
2021-07-29 | 7 | 9082.0078
2021-07-29 | 8 | 9548.6771
2021-07-29 | 9 | 9850.1887
2021-07-29 | 10 | 10042.4579
2021-07-29 | 11 | 10151.4003
2021-07-29 | 12 | 10239.4596
2021-07-29 | 13 | 10257.002
2021-07-29 | 14 | 10289.5955
2021-07-29 | 15 | 10304.3935
2021-07-29 | 16 | 10296.264
2021-07-29 | 17 | 10244.4075
2021-07-29 | 18 | 10226.4763
2021-07-29 | 19 | 10043.7457
2021-07-29 | 20 | 9914.2602
2021-07-29 | 21 | 9782.7976
2021-07-29 | 22 | 9724.5845
2021-07-29 | 23 | 9535.9291
2021-07-29 | 24 | 9201.2693
2021-07-30 | 1 | 8942.6459
2021-07-30 | 2 | 8761.1218
2021-07-30 | 3 | 8653.7845
2021-07-30 | 4 | 8601.7156
2021-07-30 | 5 | 8627.9291
2021-07-30 | 6 | 8707.3163
2021-07-30 | 7 | 9027.3442
2021-07-30 | 8 | 9364.5386
2021-07-30 | 9 | 9666.9035
2021-07-30 | 10 | 9828.7203
2021-07-30 | 11 | 9914.3405
2021-07-30 | 12 | 9991.7712
2021-07-30 | 13 | 9929.0053
2021-07-30 | 14 | 9967.144
2021-07-30 | 15 | 9997.6374
2021-07-30 | 16 | 10062.4375
2021-07-30 | 17 | 10076.1441
2021-07-30 | 18 | 10029.7097
2021-07-30 | 19 | 9908.4958
2021-07-30 | 20 | 9842.0014
2021-07-30 | 21 | 9742.3536
2021-07-30 | 22 | 9674.5348
2021-07-30 | 23 | 9467.8924
2021-07-30 | 24 | 9141.4176
2021-07-31 | 1 | 8880.8667
2021-07-31 | 2 | 8690.8371
2021-07-31 | 3 | 8569.7767
2021-07-31 | 4 | 8512.6994
2021-07-31 | 5 | 8524.724
2021-07-31 | 6 | 8508.1881
2021-07-31 | 7 | 8617.455
2021-07-31 | 8 | 8727.6344
2021-07-31 | 9 | 9007.5874
2021-07-31 | 10 | 9352.1897
2021-07-31 | 11 | 9603.8284
2021-07-31 | 12 | 9778.7861
2021-07-31 | 13 | 9865.0301
2021-07-31 | 14 | 9888.836
2021-07-31 | 15 | 9972.9225
2021-07-31 | 16 | 9993.38
2021-07-31 | 17 | 10074.2543
2021-07-31 | 18 | 10087.8879
2021-07-31 | 19 | 9982.1373
2021-07-31 | 20 | 9859.9246
2021-07-31 | 21 | 9737.804
2021-07-31 | 22 | 9693.3662
2021-07-31 | 23 | 9483.268
2021-07-31 | 24 | 9182.5014
2021-08-01 | 1 | 8963.7758
2021-08-01 | 2 | 8698.3564
2021-08-01 | 3 | 8548.9374
2021-08-01 | 4 | 8482.5294
2021-08-01 | 5 | 8499.6972
2021-08-01 | 6 | 8461.4464
2021-08-01 | 7 | 8548.8499
2021-08-01 | 8 | 8650.2172
2021-08-01 | 9 | 8908.7554
2021-08-01 | 10 | 9259.0385
2021-08-01 | 11 | 9574.833
2021-08-01 | 12 | 9899.0826
2021-08-01 | 13 | 10052.9822
2021-08-01 | 14 | 10126.4307
2021-08-01 | 15 | 10131.211
2021-08-01 | 16 | 10182.9758
2021-08-01 | 17 | 10333.2064
2021-08-01 | 18 | 10363.9265
2021-08-01 | 19 | 10216.1868
2021-08-01 | 20 | 10116.1897
2021-08-01 | 21 | 9943.2599
2021-08-01 | 22 | 9841.8704
2021-08-01 | 23 | 9599.9786
2021-08-01 | 24 | 9233.0241
2021-08-02 | 1 | 8936.353
2021-08-02 | 2 | 8837.2344
2021-08-02 | 3 | 8731.6464
2021-08-02 | 4 | 8654.6676
2021-08-02 | 5 | 8662.4971
2021-08-02 | 6 | 8641.2304
2021-08-02 | 7 | 8730.888
2021-08-02 | 8 | 8894.6521
2021-08-02 | 9 | 9184.5612
2021-08-02 | 10 | 9537.294
2021-08-02 | 11 | 9799.7928
2021-08-02 | 12 | 9966.4058
2021-08-02 | 13 | 10036.6684
2021-08-02 | 14 | 10077.4678
2021-08-02 | 15 | 10022.0314
2021-08-02 | 16 | 10033.0372
2021-08-02 | 17 | 10075.9769
2021-08-02 | 18 | 10092.7181
2021-08-02 | 19 | 9992.1007
2021-08-02 | 20 | 9893.0577
2021-08-02 | 21 | 9734.3974
2021-08-02 | 22 | 9717.298
2021-08-02 | 23 | 9498.6832
2021-08-02 | 24 | 9200.4665
2021-08-03 | 1 | 8939.7707
2021-08-03 | 2 | 8789.1599
2021-08-03 | 3 | 8655.5296
2021-08-03 | 4 | 8595.5715
2021-08-03 | 5 | 8615.7936
2021-08-03 | 6 | 8679.5692
2021-08-03 | 7 | 9000.9796
2021-08-03 | 8 | 9392.2732
2021-08-03 | 9 | 9722.421
2021-08-03 | 10 | 9978.5164
2021-08-03 | 11 | 10225.0761
2021-08-03 | 12 | 10346.1466
2021-08-03 | 13 | 10362.5865
2021-08-03 | 14 | 10427.7756
2021-08-03 | 15 | 10452.1511
2021-08-03 | 16 | 10506.7918
2021-08-03 | 17 | 10566.9355
2021-08-03 | 18 | 10540.5029
2021-08-03 | 19 | 10375.1482
2021-08-03 | 20 | 10280.0612
2021-08-03 | 21 | 10145.3242
2021-08-03 | 22 | 10013.2426
2021-08-03 | 23 | 9681.7656
2021-08-03 | 24 | 9238.0968
2021-08-04 | 1 | 8934.1856
2021-08-04 | 2 | 8731.5545
2021-08-04 | 3 | 8633.2329
2021-08-04 | 4 | 8586.1681
2021-08-04 | 5 | 8608.6998
2021-08-04 | 6 | 8674.6472
2021-08-04 | 7 | 9015.4752
2021-08-04 | 8 | 9423.2197
2021-08-04 | 9 | 9780.1685
2021-08-04 | 10 | 10020.5603
2021-08-04 | 11 | 10247.1037
2021-08-04 | 12 | 10395.3532
2021-08-04 | 13 | 10479.4234
2021-08-04 | 14 | 10578.1081
2021-08-04 | 15 | 10664.0229
2021-08-04 | 16 | 10719.7019
2021-08-04 | 17 | 10773.5476
2021-08-04 | 18 | 10718.1261
2021-08-04 | 19 | 10461.1725
2021-08-04 | 20 | 10346.8288
2021-08-04 | 21 | 10235.6378
2021-08-04 | 22 | 10145.1263
2021-08-04 | 23 | 9808.488
2021-08-04 | 24 | 9488.1786
2021-08-05 | 1 | 9166.2527
2021-08-05 | 2 | 8948.2192
2021-08-05 | 3 | 8816.568
2021-08-05 | 4 | 8741.9451
2021-08-05 | 5 | 8747.6615
2021-08-05 | 6 | 8823.8014
2021-08-05 | 7 | 9117.3074
2021-08-05 | 8 | 9507.3334
2021-08-05 | 9 | 9822.68
2021-08-05 | 10 | 10100.9916
2021-08-05 | 11 | 10309.7115
2021-08-05 | 12 | 10424.839
2021-08-05 | 13 | 10500.9239
2021-08-05 | 14 | 10598.3068
2021-08-05 | 15 | 10594.0347
2021-08-05 | 16 | 10807.9613
2021-08-05 | 17 | 10867.1692
2021-08-05 | 18 | 10711.7914
2021-08-05 | 19 | 10476.001
2021-08-05 | 20 | 10352.5084
2021-08-05 | 21 | 10227.4235
2021-08-05 | 22 | 10110.086
2021-08-05 | 23 | 9788.2295
2021-08-05 | 24 | 9446.6916
2021-08-06 | 1 | 9183.4415
2021-08-06 | 2 | 8941.8344
2021-08-06 | 3 | 8780.998
2021-08-06 | 4 | 8703.5271
2021-08-06 | 5 | 8734.8225
2021-08-06 | 6 | 8820.4304
2021-08-06 | 7 | 9132.099
2021-08-06 | 8 | 9517.9527
2021-08-06 | 9 | 9877.6386
2021-08-06 | 10 | 10157.1983
2021-08-06 | 11 | 10379.8145
2021-08-06 | 12 | 10590.8454
2021-08-06 | 13 | 10709.0933
2021-08-06 | 14 | 10843.0301
2021-08-06 | 15 | 10956.9991
2021-08-06 | 16 | 11085.3355
2021-08-06 | 17 | 11049.6968
2021-08-06 | 18 | 10981.0225
2021-08-06 | 19 | 10789.0293
2021-08-06 | 20 | 10631.329
2021-08-06 | 21 | 10433.1466
2021-08-06 | 22 | 10330.6754
2021-08-06 | 23 | 9990.631
2021-08-06 | 24 | 9653.3297
2021-08-07 | 1 | 9334.7709
2021-08-07 | 2 | 9068.2198
2021-08-07 | 3 | 8888.6516
2021-08-07 | 4 | 8836.516
2021-08-07 | 5 | 8814.6173
2021-08-07 | 6 | 8827.3681
2021-08-07 | 7 | 8946.8927
2021-08-07 | 8 | 9031.5199
2021-08-07 | 9 | 9287.6869
2021-08-07 | 10 | 9630.6031
2021-08-07 | 11 | 9862.8022
2021-08-07 | 12 | 9997.513
2021-08-07 | 13 | 10088.2052
2021-08-07 | 14 | 10139.5638
2021-08-07 | 15 | 10138.5339
2021-08-07 | 16 | 10144.7138
2021-08-07 | 17 | 10141.4835
2021-08-07 | 18 | 10143.6755
2021-08-07 | 19 | 9996.5712
2021-08-07 | 20 | 9893.8035
2021-08-07 | 21 | 9742.9911
2021-08-07 | 22 | 9726.8098
2021-08-07 | 23 | 9470.8491
2021-08-07 | 24 | 9215.7819
2021-08-08 | 1 | 8965.582
2021-08-08 | 2 | 8774.0954
2021-08-08 | 3 | 8640.6851
2021-08-08 | 4 | 8571.6197
2021-08-08 | 5 | 8549.5491
2021-08-08 | 6 | 8582.3045
2021-08-08 | 7 | 8666.7718
2021-08-08 | 8 | 8707.1453
2021-08-08 | 9 | 8938.6809
2021-08-08 | 10 | 9243.5923
2021-08-08 | 11 | 9479.4229
2021-08-08 | 12 | 9659.4563
2021-08-08 | 13 | 9748.9435
2021-08-08 | 14 | 9761.5357
2021-08-08 | 15 | 9758.8094
2021-08-08 | 16 | 9822.2755
2021-08-08 | 17 | 9974.9044
2021-08-08 | 18 | 9982.8005
2021-08-08 | 19 | 9962.4062
2021-08-08 | 20 | 9862.6815
2021-08-08 | 21 | 9739.9615
2021-08-08 | 22 | 9759.4589
2021-08-08 | 23 | 9485.0369
2021-08-08 | 24 | 9185.9742
2021-08-09 | 1 | 8916.7698
2021-08-09 | 2 | 8778.1715
2021-08-09 | 3 | 8668.1999
2021-08-09 | 4 | 8622.1942
2021-08-09 | 5 | 8688.3913
2021-08-09 | 6 | 8840.0103
2021-08-09 | 7 | 9221.5919
2021-08-09 | 8 | 9495.0244
2021-08-09 | 9 | 9796.2999
2021-08-09 | 10 | 9946.9932
2021-08-09 | 11 | 10078.1621
2021-08-09 | 12 | 10099.7193
2021-08-09 | 13 | 10099.3258
2021-08-09 | 14 | 10206.3373
2021-08-09 | 15 | 10141.0951
2021-08-09 | 16 | 10179.3825
2021-08-09 | 17 | 10211.7786
2021-08-09 | 18 | 10187.8402
2021-08-09 | 19 | 10006.1259
2021-08-09 | 20 | 9905.5642
2021-08-09 | 21 | 9822.1389
2021-08-09 | 22 | 9823.5735
2021-08-09 | 23 | 9544.7621
2021-08-09 | 24 | 9180.1629
2021-08-10 | 1 | 8894.0252
2021-08-10 | 2 | 8692.2505
2021-08-10 | 3 | 8593.4571
2021-08-10 | 4 | 8555.5669
2021-08-10 | 5 | 8586.8551
2021-08-10 | 6 | 8725.7029
2021-08-10 | 7 | 9048.9582
2021-08-10 | 8 | 9352.8193
2021-08-10 | 9 | 9671.0051
2021-08-10 | 10 | 9849.2105
2021-08-10 | 11 | 9987.1584
2021-08-10 | 12 | 10085.6099
2021-08-10 | 13 | 10145.8162
2021-08-10 | 14 | 10228.5311
2021-08-10 | 15 | 10283.6662
2021-08-10 | 16 | 10337.5987
2021-08-10 | 17 | 10330.0299
2021-08-10 | 18 | 10329.2928
2021-08-10 | 19 | 10169.5809
2021-08-10 | 20 | 10105.9633
2021-08-10 | 21 | 10035.8422
2021-08-10 | 22 | 10044.0404
2021-08-10 | 23 | 9741.8392
2021-08-10 | 24 | 9372.8725
2021-08-11 | 1 | 9093.2785
2021-08-11 | 2 | 8876.9966
2021-08-11 | 3 | 8748.7537
2021-08-11 | 4 | 8674.5887
2021-08-11 | 5 | 8670.3632
2021-08-11 | 6 | 8827.0816
2021-08-11 | 7 | 9149.7158
2021-08-11 | 8 | 9443.4547
2021-08-11 | 9 | 9783.2576
2021-08-11 | 10 | 10031.2972
2021-08-11 | 11 | 10174.3826
2021-08-11 | 12 | 10264.0772
2021-08-11 | 13 | 10268.9861
2021-08-11 | 14 | 10301.77
2021-08-11 | 15 | 10360.6912
2021-08-11 | 16 | 10377.3183
2021-08-11 | 17 | 10342.7571
2021-08-11 | 18 | 10399.3343
2021-08-11 | 19 | 10229.8354
2021-08-11 | 20 | 10126.7571
2021-08-11 | 21 | 10025.234
2021-08-11 | 22 | 10074.8562
2021-08-11 | 23 | 9744.2184
2021-08-11 | 24 | 9327.5511
2021-08-12 | 1 | 9028.487
2021-08-12 | 2 | 8865.2379
2021-08-12 | 3 | 8755.313
2021-08-12 | 4 | 8703.0176
2021-08-12 | 5 | 8718.2635
2021-08-12 | 6 | 8846.3027
2021-08-12 | 7 | 9143.0988
2021-08-12 | 8 | 9457.6893
2021-08-12 | 9 | 9789.2414
2021-08-12 | 10 | 9994.4198
2021-08-12 | 11 | 10128.2898
2021-08-12 | 12 | 10184.9189
2021-08-12 | 13 | 10231.9068
2021-08-12 | 14 | 10269.8141
2021-08-12 | 15 | 10291.1575
2021-08-12 | 16 | 10269.206
2021-08-12 | 17 | 10259.65
2021-08-12 | 18 | 10301.0526
2021-08-12 | 19 | 10016.1052
2021-08-12 | 20 | 9878.2502
2021-08-12 | 21 | 9800.6777
2021-08-12 | 22 | 9824.6229
2021-08-12 | 23 | 9537.1834
2021-08-12 | 24 | 9235.959
2021-08-13 | 1 | 8988.2358
2021-08-13 | 2 | 8799.4226
2021-08-13 | 3 | 8683.4856
2021-08-13 | 4 | 8628.8326
2021-08-13 | 5 | 8660.408
2021-08-13 | 6 | 8788.5018
2021-08-13 | 7 | 9104.642
2021-08-13 | 8 | 9410.2402
2021-08-13 | 9 | 9733.496
2021-08-13 | 10 | 9935.5768
2021-08-13 | 11 | 10042.0748
2021-08-13 | 12 | 10110.4987
2021-08-13 | 13 | 10124.5287
2021-08-13 | 14 | 10178.9128
2021-08-13 | 15 | 10196.699
2021-08-13 | 16 | 10240.4592
2021-08-13 | 17 | 10275.6158
2021-08-13 | 18 | 10253.4874
2021-08-13 | 19 | 10078.1334
2021-08-13 | 20 | 9971.9478
2021-08-13 | 21 | 9906.4524
2021-08-13 | 22 | 9915.6335
2021-08-13 | 23 | 9601.4511
2021-08-13 | 24 | 9306.3152
2021-08-14 | 1 | 9023.9628
2021-08-14 | 2 | 8810.7425
2021-08-14 | 3 | 8701.0149
2021-08-14 | 4 | 8643.9799
2021-08-14 | 5 | 8630.5903
2021-08-14 | 6 | 8622.0147
2021-08-14 | 7 | 8727.7649
2021-08-14 | 8 | 8807.1807
2021-08-14 | 9 | 9117.8817
2021-08-14 | 10 | 9442.6308
2021-08-14 | 11 | 9682.0311
2021-08-14 | 12 | 9817.9048
2021-08-14 | 13 | 9931.068
2021-08-14 | 14 | 10013.0417
2021-08-14 | 15 | 10011.9197
2021-08-14 | 16 | 10039.2005
2021-08-14 | 17 | 10122.277
2021-08-14 | 18 | 10139.5307
2021-08-14 | 19 | 10008.9643
2021-08-14 | 20 | 9968.9285
2021-08-14 | 21 | 9776.0021
2021-08-14 | 22 | 9831.7605
2021-08-14 | 23 | 9646.8616
2021-08-14 | 24 | 9361.7583
2021-08-15 | 1 | 9164.7784
2021-08-15 | 2 | 8920.3827
2021-08-15 | 3 | 8775.6501
2021-08-15 | 4 | 8690.6254
2021-08-15 | 5 | 8658.3478
2021-08-15 | 6 | 8663.1588
2021-08-15 | 7 | 8700.4525
2021-08-15 | 8 | 8759.5729
2021-08-15 | 9 | 8982.2021
2021-08-15 | 10 | 9249.4454
2021-08-15 | 11 | 9481.638
2021-08-15 | 12 | 9684.2601
2021-08-15 | 13 | 9810.9585
2021-08-15 | 14 | 9862.3459
2021-08-15 | 15 | 9868.2389
2021-08-15 | 16 | 9909.5736
2021-08-15 | 17 | 10010.4052
2021-08-15 | 18 | 10100.7958
2021-08-15 | 19 | 9937.6996
2021-08-15 | 20 | 9851.5037
2021-08-15 | 21 | 9740.8505
2021-08-15 | 22 | 9759.408
2021-08-15 | 23 | 9515.2288
2021-08-15 | 24 | 9237.701
2021-08-16 | 1 | 9006.5039
2021-08-16 | 2 | 8834.1226
2021-08-16 | 3 | 8707.4451
2021-08-16 | 4 | 8654.6431
2021-08-16 | 5 | 8673.1837
2021-08-16 | 6 | 8785.3302
2021-08-16 | 7 | 9090.591
2021-08-16 | 8 | 9419.9858
2021-08-16 | 9 | 9725.7513
2021-08-16 | 10 | 9905.1963
2021-08-16 | 11 | 10012.6284
2021-08-16 | 12 | 10085.414
2021-08-16 | 13 | 10104.6281
2021-08-16 | 14 | 10162.979
2021-08-16 | 15 | 10184.19
2021-08-16 | 16 | 10292.9741
2021-08-16 | 17 | 10362.1209
2021-08-16 | 18 | 10360.3443
2021-08-16 | 19 | 10163.4614
2021-08-16 | 20 | 10055.6312
2021-08-16 | 21 | 9929.3013
2021-08-16 | 22 | 9958.7107
2021-08-16 | 23 | 9605.3335
2021-08-16 | 24 | 9240.307
2021-08-17 | 1 | 8944.687
2021-08-17 | 2 | 8733.7414
2021-08-17 | 3 | 8641.132
2021-08-17 | 4 | 8593.4763
2021-08-17 | 5 | 8645.8642
2021-08-17 | 6 | 8753.337
2021-08-17 | 7 | 9033.5909
2021-08-17 | 8 | 9364.6858
2021-08-17 | 9 | 9680.0123
2021-08-17 | 10 | 9866.9913
2021-08-17 | 11 | 9973.2217
2021-08-17 | 12 | 10046.6085
2021-08-17 | 13 | 10092.4201
2021-08-17 | 14 | 10196.7062
2021-08-17 | 15 | 10263.7033
2021-08-17 | 16 | 10324.9798
2021-08-17 | 17 | 10360.448
2021-08-17 | 18 | 10365.7237
2021-08-17 | 19 | 10120.1838
2021-08-17 | 20 | 10020.5058
2021-08-17 | 21 | 9925.8152
2021-08-17 | 22 | 9912.7516
2021-08-17 | 23 | 9636.075
2021-08-17 | 24 | 9261.9089
2021-08-18 | 1 | 8893.0743
2021-08-18 | 2 | 8713.5602
2021-08-18 | 3 | 8617.0155
2021-08-18 | 4 | 8568.4097
2021-08-18 | 5 | 8613.3604
2021-08-18 | 6 | 8761.1842
2021-08-18 | 7 | 9049.6868
2021-08-18 | 8 | 9371.7885
2021-08-18 | 9 | 9703.4259
2021-08-18 | 10 | 9924.9562
2021-08-18 | 11 | 10152.0603
2021-08-18 | 12 | 10288.2085
2021-08-18 | 13 | 10360.0168
2021-08-18 | 14 | 10462.0059
2021-08-18 | 15 | 10471.1955
2021-08-18 | 16 | 10549.9211
2021-08-18 | 17 | 10592.9793
2021-08-18 | 18 | 10600.8625
2021-08-18 | 19 | 10458.1948
2021-08-18 | 20 | 10302.4464
2021-08-18 | 21 | 10136.7593
2021-08-18 | 22 | 10075.8299
2021-08-18 | 23 | 9681.7503
2021-08-18 | 24 | 9395.2776
2021-08-19 | 1 | 9022.9032
2021-08-19 | 2 | 8842.472
2021-08-19 | 3 | 8733.507
2021-08-19 | 4 | 8655.0571
2021-08-19 | 5 | 8679.579
2021-08-19 | 6 | 8834.0906
2021-08-19 | 7 | 9105.0137
2021-08-19 | 8 | 9432.2674
2021-08-19 | 9 | 9760.8817
2021-08-19 | 10 | 10027.927
2021-08-19 | 11 | 10252.8016
2021-08-19 | 12 | 10404.474
2021-08-19 | 13 | 10477.4061
2021-08-19 | 14 | 10596.5562
2021-08-19 | 15 | 10634.7888
2021-08-19 | 16 | 10705.0061
2021-08-19 | 17 | 10752.4052
2021-08-19 | 18 | 10686.7251
2021-08-19 | 19 | 10479.4217
2021-08-19 | 20 | 10333.3682
2021-08-19 | 21 | 10144.3813
2021-08-19 | 22 | 10041.1732
2021-08-19 | 23 | 9656.4925
2021-08-19 | 24 | 9319.8556
2021-08-20 | 1 | 8994.6594
2021-08-20 | 2 | 8795.8018
2021-08-20 | 3 | 8683.7387
2021-08-20 | 4 | 8640.8249
2021-08-20 | 5 | 8661.7323
2021-08-20 | 6 | 8820.1833
2021-08-20 | 7 | 9081.1372
2021-08-20 | 8 | 9419.2715
2021-08-20 | 9 | 9754.9077
2021-08-20 | 10 | 10022.6891
2021-08-20 | 11 | 10238.6379
2021-08-20 | 12 | 10411.0959
2021-08-20 | 13 | 10544.2977
2021-08-20 | 14 | 10668.3758
2021-08-20 | 15 | 10728.272
2021-08-20 | 16 | 10809.483
2021-08-20 | 17 | 10837.2962
2021-08-20 | 18 | 10789.0957
2021-08-20 | 19 | 10577.4144
2021-08-20 | 20 | 10485.7634
2021-08-20 | 21 | 10275.3571
2021-08-20 | 22 | 10234.2516
2021-08-20 | 23 | 9854.1983
2021-08-20 | 24 | 9498.9017
2021-08-21 | 1 | 9208.569
2021-08-21 | 2 | 8999.3517
2021-08-21 | 3 | 8861.4533
2021-08-21 | 4 | 8809.4975
2021-08-21 | 5 | 8792.4799
2021-08-21 | 6 | 8868.4826
2021-08-21 | 7 | 8937.0592
2021-08-21 | 8 | 9034.7885
2021-08-21 | 9 | 9350.4615
2021-08-21 | 10 | 9633.3673
2021-08-21 | 11 | 9916.1939
2021-08-21 | 12 | 10015.3734
2021-08-21 | 13 | 9969.6474
2021-08-21 | 14 | 9930.2431
2021-08-21 | 15 | 9885.6192
2021-08-21 | 16 | 9998.8981
2021-08-21 | 17 | 10093.0679
2021-08-21 | 18 | 10135.2834
2021-08-21 | 19 | 10020.4965
2021-08-21 | 20 | 9849.1101
2021-08-21 | 21 | 9784.9578
2021-08-21 | 22 | 9776.6162
2021-08-21 | 23 | 9498.6834
2021-08-21 | 24 | 9201.682
2021-08-22 | 1 | 8959.4168
2021-08-22 | 2 | 8792.669
2021-08-22 | 3 | 8644.5193
2021-08-22 | 4 | 8565.2705
2021-08-22 | 5 | 8542.8193
2021-08-22 | 6 | 8595.401
2021-08-22 | 7 | 8644.5745
2021-08-22 | 8 | 8705.6898
2021-08-22 | 9 | 8960.2767
2021-08-22 | 10 | 9310.0274
2021-08-22 | 11 | 9559.6047
2021-08-22 | 12 | 9725.8346
2021-08-22 | 13 | 9826.7405
2021-08-22 | 14 | 9862.6846
2021-08-22 | 15 | 10009.0427
2021-08-22 | 16 | 9963.8894
2021-08-22 | 17 | 10045.7554
2021-08-22 | 18 | 10084.2926
2021-08-22 | 19 | 9999.9594
2021-08-22 | 20 | 9939.7658
2021-08-22 | 21 | 9856.098
2021-08-22 | 22 | 9837.4913
2021-08-22 | 23 | 9546.5986
2021-08-22 | 24 | 9176.5152
2021-08-23 | 1 | 8925.2854
2021-08-23 | 2 | 8813.6164
2021-08-23 | 3 | 8708.9985
2021-08-23 | 4 | 8641.9907
2021-08-23 | 5 | 8666.2852
2021-08-23 | 6 | 8858.557
2021-08-23 | 7 | 9093.6321
2021-08-23 | 8 | 9439.156
2021-08-23 | 9 | 9768.3581
2021-08-23 | 10 | 9995.7556
2021-08-23 | 11 | 10239.2846
2021-08-23 | 12 | 10379.0975
2021-08-23 | 13 | 10463.8378
2021-08-23 | 14 | 10580.8798
2021-08-23 | 15 | 10669.9297
2021-08-23 | 16 | 10781.5272
2021-08-23 | 17 | 10801.4094
2021-08-23 | 18 | 10765.079
2021-08-23 | 19 | 10583.2797
2021-08-23 | 20 | 10442.2185
2021-08-23 | 21 | 10279.6356
2021-08-23 | 22 | 10101.5222
2021-08-23 | 23 | 9746.1197
2021-08-23 | 24 | 9357.2507
2021-08-24 | 1 | 9034.6751
2021-08-24 | 2 | 8799.2951
2021-08-24 | 3 | 8681.5666
2021-08-24 | 4 | 8654.8238
2021-08-24 | 5 | 8666.7548
2021-08-24 | 6 | 8857.8269
2021-08-24 | 7 | 9102.873
2021-08-24 | 8 | 9469.388
2021-08-24 | 9 | 9741.0495
2021-08-24 | 10 | 9951.4754
2021-08-24 | 11 | 10098.1214
2021-08-24 | 12 | 10212.3622
2021-08-24 | 13 | 10264.7106
2021-08-24 | 14 | 10308.5909
2021-08-24 | 15 | 10300.1106
2021-08-24 | 16 | 10326.4913
2021-08-24 | 17 | 10424.6671
2021-08-24 | 18 | 10364.7536
2021-08-24 | 19 | 10143.957
2021-08-24 | 20 | 9975.7602
2021-08-24 | 21 | 9958.5902
2021-08-24 | 22 | 9946.5901
2021-08-24 | 23 | 9616.2335
2021-08-24 | 24 | 9245.5654
2021-08-25 | 1 | 8913.8735
2021-08-25 | 2 | 8729.2439
2021-08-25 | 3 | 8629.9972
2021-08-25 | 4 | 8603.6769
2021-08-25 | 5 | 8614.7098
2021-08-25 | 6 | 8789.8859
2021-08-25 | 7 | 9018.7791
2021-08-25 | 8 | 9399.0167
2021-08-25 | 9 | 9704.0487
2021-08-25 | 10 | 9874.789
2021-08-25 | 11 | 9964.4038
2021-08-25 | 12 | 10031.6774
2021-08-25 | 13 | 10072.1805
2021-08-25 | 14 | 10095.1442
2021-08-25 | 15 | 10127.7979
2021-08-25 | 16 | 10175.1334
2021-08-25 | 17 | 10218.8804
2021-08-25 | 18 | 10187.2452
2021-08-25 | 19 | 10045.1915
2021-08-25 | 20 | 9908.0989
2021-08-25 | 21 | 9884.2284
2021-08-25 | 22 | 9795.0343
2021-08-25 | 23 | 9458.9876
2021-08-25 | 24 | 9116.8518
2021-08-26 | 1 | 8813.0948
2021-08-26 | 2 | 8677.5153
2021-08-26 | 3 | 8590.7267
2021-08-26 | 4 | 8553.0522
2021-08-26 | 5 | 8586.7897
2021-08-26 | 6 | 8742.8658
2021-08-26 | 7 | 8968.9681
2021-08-26 | 8 | 9323.3222
2021-08-26 | 9 | 9645.79
2021-08-26 | 10 | 9860.1664
2021-08-26 | 11 | 10029.1093
2021-08-26 | 12 | 10161.6725
2021-08-26 | 13 | 10234.6926
2021-08-26 | 14 | 10297.117
2021-08-26 | 15 | 10327.0486
2021-08-26 | 16 | 10400.7074
2021-08-26 | 17 | 10453.1229
2021-08-26 | 18 | 10430.9482
2021-08-26 | 19 | 10236.1165
2021-08-26 | 20 | 10087.7746
2021-08-26 | 21 | 10023.7461
2021-08-26 | 22 | 9961.9167
2021-08-26 | 23 | 9581.3541
2021-08-26 | 24 | 9277.7622
2021-08-27 | 1 | 8987.5294
2021-08-27 | 2 | 8770.8335
2021-08-27 | 3 | 8629.0175
2021-08-27 | 4 | 8562.4512
2021-08-27 | 5 | 8598.6825
2021-08-27 | 6 | 8776.0386
2021-08-27 | 7 | 8996.4856
2021-08-27 | 8 | 9353.6726
2021-08-27 | 9 | 9680.6798
2021-08-27 | 10 | 9876.8201
2021-08-27 | 11 | 10038.29
2021-08-27 | 12 | 10142.0614
2021-08-27 | 13 | 10154.4659
2021-08-27 | 14 | 10215.3182
2021-08-27 | 15 | 10226.8176
2021-08-27 | 16 | 10282.8575
2021-08-27 | 17 | 10257.3343
2021-08-27 | 18 | 10227.0014
2021-08-27 | 19 | 10083.2311
2021-08-27 | 20 | 9946.0731
2021-08-27 | 21 | 9911.4609
2021-08-27 | 22 | 9869.3745
2021-08-27 | 23 | 9577.5026
2021-08-27 | 24 | 9256.1623
2021-08-28 | 1 | 8984.3118
2021-08-28 | 2 | 8744.8926
2021-08-28 | 3 | 8648.9443
2021-08-28 | 4 | 8641.4233
2021-08-28 | 5 | 8622.7146
2021-08-28 | 6 | 8722.4086
2021-08-28 | 7 | 8741.271
2021-08-28 | 8 | 8815.6103
2021-08-28 | 9 | 9058.7238
2021-08-28 | 10 | 9313.4568
2021-08-28 | 11 | 9502.141
2021-08-28 | 12 | 9598.0181
2021-08-28 | 13 | 9613.7831
2021-08-28 | 14 | 9644.6156
2021-08-28 | 15 | 9575.6035
2021-08-28 | 16 | 9611.6878
2021-08-28 | 17 | 9680.329
2021-08-28 | 18 | 9698.9967
2021-08-28 | 19 | 9617.9588
2021-08-28 | 20 | 9512.6988
2021-08-28 | 21 | 9513.8937
2021-08-28 | 22 | 9452.3257
2021-08-28 | 23 | 9241.1431
2021-08-28 | 24 | 8992.3186
2021-08-29 | 1 | 8765.0132
2021-08-29 | 2 | 8577.4835
2021-08-29 | 3 | 8442.169
2021-08-29 | 4 | 8391.4484
2021-08-29 | 5 | 8390.2984
2021-08-29 | 6 | 8455.8088
2021-08-29 | 7 | 8437.1585
2021-08-29 | 8 | 8539.9309
2021-08-29 | 9 | 8702.7442
2021-08-29 | 10 | 8959.1181
2021-08-29 | 11 | 9155.3407
2021-08-29 | 12 | 9281.2062
2021-08-29 | 13 | 9394.4636
2021-08-29 | 14 | 9452.5467
2021-08-29 | 15 | 9476.8959
2021-08-29 | 16 | 9521.4139
2021-08-29 | 17 | 9609.2373
2021-08-29 | 18 | 9662.9173
2021-08-29 | 19 | 9618.0314
2021-08-29 | 20 | 9576.3269
2021-08-29 | 21 | 9590.7946
2021-08-29 | 22 | 9499.3985
2021-08-29 | 23 | 9222.5535
2021-08-29 | 24 | 8906.2447
2021-08-30 | 1 | 8653.5508
2021-08-30 | 2 | 8563.2819
2021-08-30 | 3 | 8487.1312
2021-08-30 | 4 | 8437.6943
2021-08-30 | 5 | 8469.0879
2021-08-30 | 6 | 8642.4094
2021-08-30 | 7 | 8866.6458
2021-08-30 | 8 | 9235.3126
2021-08-30 | 9 | 9537.6851
2021-08-30 | 10 | 9730.9995
2021-08-30 | 11 | 9858.003
2021-08-30 | 12 | 9995.7796
2021-08-30 | 13 | 10010.8153
2021-08-30 | 14 | 10057.6076
2021-08-30 | 15 | 10076.0132
2021-08-30 | 16 | 10115.5967
2021-08-30 | 17 | 10160.6271
2021-08-30 | 18 | 10128.051
2021-08-30 | 19 | 9969.5743
2021-08-30 | 20 | 9830.912
2021-08-30 | 21 | 9829.381
2021-08-30 | 22 | 9700.0208
2021-08-30 | 23 | 9343.0596
2021-08-30 | 24 | 8995.9509
2021-08-31 | 1 | 8706.6071
2021-08-31 | 2 | 8524.127
2021-08-31 | 3 | 8447.0731
2021-08-31 | 4 | 8413.3085
2021-08-31 | 5 | 8447.9501
2021-08-31 | 6 | 8612.8375
2021-08-31 | 7 | 8849.3273
2021-08-31 | 8 | 9262.6164
2021-08-31 | 9 | 9554.8985
2021-08-31 | 10 | 9730.4045
2021-08-31 | 11 | 9841.2001
2021-08-31 | 12 | 9886.3207
2021-08-31 | 13 | 9909.2265
2021-08-31 | 14 | 10020.758
2021-08-31 | 15 | 10063.1566
2021-08-31 | 16 | 10147.611
2021-08-31 | 17 | 10212.3769
2021-08-31 | 18 | 10192.1398
2021-08-31 | 19 | 10027.8416
2021-08-31 | 20 | 9923.8121
2021-08-31 | 21 | 9941.2857
2021-08-31 | 22 | 9809.5229
2021-08-31 | 23 | 9515.2888
2021-08-31 | 24 | 9096.795
2021-09-01 | 1 | 8860.2717
2021-09-01 | 2 | 8627.7562
2021-09-01 | 3 | 8525.0441
2021-09-01 | 4 | 8475.8223
2021-09-01 | 5 | 8496.6904
2021-09-01 | 6 | 8651.6871
2021-09-01 | 7 | 8854.5003
2021-09-01 | 8 | 9250.2148
2021-09-01 | 9 | 9540.1163
2021-09-01 | 10 | 9712.6161
2021-09-01 | 11 | 9856.21
2021-09-01 | 12 | 9906.5924
2021-09-01 | 13 | 9933.3377
2021-09-01 | 14 | 9930.2529
2021-09-01 | 15 | 9925.7815
2021-09-01 | 16 | 9917.2797
2021-09-01 | 17 | 9913.5649
2021-09-01 | 18 | 9887.3266
2021-09-01 | 19 | 9735.2247
2021-09-01 | 20 | 9639.1665
2021-09-01 | 21 | 9697.3315
2021-09-01 | 22 | 9626.7366
2021-09-01 | 23 | 9314.9637
2021-09-01 | 24 | 8952.4963
2021-09-02 | 1 | 8683.6607
2021-09-02 | 2 | 8552.5948
2021-09-02 | 3 | 8454.1618
2021-09-02 | 4 | 8408.303
2021-09-02 | 5 | 8432.3766
2021-09-02 | 6 | 8594.9854
2021-09-02 | 7 | 8778.3567
2021-09-02 | 8 | 9180.626
2021-09-02 | 9 | 9481.4926
2021-09-02 | 10 | 9629.6452
2021-09-02 | 11 | 9720.1354
2021-09-02 | 12 | 9752.5161
2021-09-02 | 13 | 9744.7091
2021-09-02 | 14 | 9758.1433
2021-09-02 | 15 | 9751.6218
2021-09-02 | 16 | 9743.8018
2021-09-02 | 17 | 9759.3274
2021-09-02 | 18 | 9761.2481
2021-09-02 | 19 | 9636.61
2021-09-02 | 20 | 9554.839
2021-09-02 | 21 | 9615.1792
2021-09-02 | 22 | 9528.8908
2021-09-02 | 23 | 9260.9889
2021-09-02 | 24 | 8944.3478
2021-09-03 | 1 | 8702.3566
2021-09-03 | 2 | 8546.7611
2021-09-03 | 3 | 8460.7286
2021-09-03 | 4 | 8428.8401
2021-09-03 | 5 | 8463.7907
2021-09-03 | 6 | 8634.1754
2021-09-03 | 7 | 8813.1671
2021-09-03 | 8 | 9251.2226
2021-09-03 | 9 | 9470.9541
2021-09-03 | 10 | 9638.6446
2021-09-03 | 11 | 9708.172
2021-09-03 | 12 | 9772.2377
2021-09-03 | 13 | 9830.9842
2021-09-03 | 14 | 9829.8959
2021-09-03 | 15 | 9853.7705
2021-09-03 | 16 | 9862.1664
2021-09-03 | 17 | 9925.3572
2021-09-03 | 18 | 9877.3561
2021-09-03 | 19 | 9754.8012
2021-09-03 | 20 | 9641.1615
2021-09-03 | 21 | 9700.3985
2021-09-03 | 22 | 9553.0025
2021-09-03 | 23 | 9256.2054
2021-09-03 | 24 | 8945.49
2021-09-04 | 1 | 8686.2342
2021-09-04 | 2 | 8503.0723
2021-09-04 | 3 | 8407.3247
2021-09-04 | 4 | 8355.4707
2021-09-04 | 5 | 8370.2178
2021-09-04 | 6 | 8466.3996
2021-09-04 | 7 | 8439.0649
2021-09-04 | 8 | 8640.5056
2021-09-04 | 9 | 8825.3501
2021-09-04 | 10 | 9071.5612
2021-09-04 | 11 | 9245.865
2021-09-04 | 12 | 9354.407
2021-09-04 | 13 | 9425.9167
2021-09-04 | 14 | 9495.9674
2021-09-04 | 15 | 9530.045
2021-09-04 | 16 | 9568.4004
2021-09-04 | 17 | 9615.1419
2021-09-04 | 18 | 9655.6661
2021-09-04 | 19 | 9576.6633
2021-09-04 | 20 | 9524.8269
2021-09-04 | 21 | 9495.6331
2021-09-04 | 22 | 9371.463
2021-09-04 | 23 | 9145.1551
2021-09-04 | 24 | 8854.1295
2021-09-05 | 1 | 8622.8124
2021-09-05 | 2 | 8531.1429
2021-09-05 | 3 | 8391.2713
2021-09-05 | 4 | 8354.2243
2021-09-05 | 5 | 8344.4572
2021-09-05 | 6 | 8416.6562
2021-09-05 | 7 | 8383.185
2021-09-05 | 8 | 8588.4847
2021-09-05 | 9 | 8807.9801
2021-09-05 | 10 | 9110.3282
2021-09-05 | 11 | 9346.7993
2021-09-05 | 12 | 9518.3036
2021-09-05 | 13 | 9639.9143
2021-09-05 | 14 | 9681.7613
2021-09-05 | 15 | 9711.919
2021-09-05 | 16 | 9741.1073
2021-09-05 | 17 | 9791.1039
2021-09-05 | 18 | 9800.6719
2021-09-05 | 19 | 9673.2087
2021-09-05 | 20 | 9523.1199
2021-09-05 | 21 | 9564.2832
2021-09-05 | 22 | 9462.2355
2021-09-05 | 23 | 9228.1306
2021-09-05 | 24 | 8932.9822
2021-09-06 | 1 | 8688.4059
2021-09-06 | 2 | 8560.9213
2021-09-06 | 3 | 8452.4562
2021-09-06 | 4 | 8377.8262
2021-09-06 | 5 | 8386.3883
2021-09-06 | 6 | 8466.1332
2021-09-06 | 7 | 8423.0151
2021-09-06 | 8 | 8609.4263
2021-09-06 | 9 | 8838.5009
2021-09-06 | 10 | 9102.9818
2021-09-06 | 11 | 9287.1468
2021-09-06 | 12 | 9419.6247
2021-09-06 | 13 | 9442.3583
2021-09-06 | 14 | 9441.3917
2021-09-06 | 15 | 9405.8238
2021-09-06 | 16 | 9439.4877
2021-09-06 | 17 | 9448.0295
2021-09-06 | 18 | 9490.5232
2021-09-06 | 19 | 9370.6024
2021-09-06 | 20 | 9288.0126
2021-09-06 | 21 | 9377.2227
2021-09-06 | 22 | 9259.5578
2021-09-06 | 23 | 9057.1535
2021-09-06 | 24 | 8801.8923
2021-09-07 | 1 | 8578.8683
2021-09-07 | 2 | 8478.6822
2021-09-07 | 3 | 8381.6588
2021-09-07 | 4 | 8343.1868
2021-09-07 | 5 | 8376.8541
2021-09-07 | 6 | 8538.1046
2021-09-07 | 7 | 8776.247
2021-09-07 | 8 | 9242.0415
2021-09-07 | 9 | 9420.6401
2021-09-07 | 10 | 9608.3561
2021-09-07 | 11 | 9696.5942
2021-09-07 | 12 | 9767.6496
2021-09-07 | 13 | 9785.6371
2021-09-07 | 14 | 9833.5493
2021-09-07 | 15 | 9885.4186
2021-09-07 | 16 | 9919.1
2021-09-07 | 17 | 9933.3593
2021-09-07 | 18 | 9934.2516
2021-09-07 | 19 | 9784.3454
2021-09-07 | 20 | 9657.8725
2021-09-07 | 21 | 9672.8969
2021-09-07 | 22 | 9503.6016
2021-09-07 | 23 | 9238.4131
2021-09-07 | 24 | 8909.8215
2021-09-08 | 1 | 8646.0643
2021-09-08 | 2 | 8410.3368
2021-09-08 | 3 | 8324.6025
2021-09-08 | 4 | 8291.8915
2021-09-08 | 5 | 8331.1121
2021-09-08 | 6 | 8501.2683
2021-09-08 | 7 | 8758.7883
2021-09-08 | 8 | 9228.0254
2021-09-08 | 9 | 9408.2722
2021-09-08 | 10 | 9596.6658
2021-09-08 | 11 | 9766.5589
2021-09-08 | 12 | 10015.854
2021-09-08 | 13 | 10176.8257
2021-09-08 | 14 | 10318.4138
2021-09-08 | 15 | 10382.8648
2021-09-08 | 16 | 10492.0479
2021-09-08 | 17 | 10572.9921
2021-09-08 | 18 | 10565.4829
2021-09-08 | 19 | 10351.8822
2021-09-08 | 20 | 10146.5336
2021-09-08 | 21 | 9948.6269
2021-09-08 | 22 | 9716.3949
2021-09-08 | 23 | 9382.8911
2021-09-08 | 24 | 9044.7459
2021-09-09 | 1 | 8752.493
2021-09-09 | 2 | 8590.0082
2021-09-09 | 3 | 8495.9795
2021-09-09 | 4 | 8447.3597
2021-09-09 | 5 | 8482.0335
2021-09-09 | 6 | 8648.0725
2021-09-09 | 7 | 8930.2559
2021-09-09 | 8 | 9330.3333
2021-09-09 | 9 | 9564.1846
2021-09-09 | 10 | 9768.9069
2021-09-09 | 11 | 9964.1872
2021-09-09 | 12 | 10055.8929
2021-09-09 | 13 | 10082.7487
2021-09-09 | 14 | 10153.372
2021-09-09 | 15 | 10184.6319
2021-09-09 | 16 | 10262.9732
2021-09-09 | 17 | 10262.0737
2021-09-09 | 18 | 10202.1449
2021-09-09 | 19 | 9961.8009
2021-09-09 | 20 | 9791.2766
2021-09-09 | 21 | 9829.2844
2021-09-09 | 22 | 9575.684
2021-09-09 | 23 | 9287.633
2021-09-09 | 24 | 8982.0252
2021-09-10 | 1 | 8688.1941
2021-09-10 | 2 | 8508.2621
2021-09-10 | 3 | 8423.342
2021-09-10 | 4 | 8356.1188
2021-09-10 | 5 | 8388.7997
2021-09-10 | 6 | 8550.9032
2021-09-10 | 7 | 8791.534
2021-09-10 | 8 | 9227.0255
2021-09-10 | 9 | 9438.404
2021-09-10 | 10 | 9651.2792
2021-09-10 | 11 | 9792.2507
2021-09-10 | 12 | 9940.3721
2021-09-10 | 13 | 10073.4875
2021-09-10 | 14 | 10189.4095
2021-09-10 | 15 | 10099.657
2021-09-10 | 16 | 10150.6762
2021-09-10 | 17 | 10179.4338
2021-09-10 | 18 | 10147.1853
2021-09-10 | 19 | 9935.2864
2021-09-10 | 20 | 9773.3111
2021-09-10 | 21 | 9789.231
2021-09-10 | 22 | 9610.5181
2021-09-10 | 23 | 9332.5184
2021-09-10 | 24 | 8992.7997
2021-09-11 | 1 | 8740.4238
2021-09-11 | 2 | 8578.4636
2021-09-11 | 3 | 8452.2243
2021-09-11 | 4 | 8339.0045
2021-09-11 | 5 | 8338.1107
2021-09-11 | 6 | 8429.2818
2021-09-11 | 7 | 8547.0731
2021-09-11 | 8 | 8762.2077
2021-09-11 | 9 | 8805.0868
2021-09-11 | 10 | 9091.6472
2021-09-11 | 11 | 9375.7695
2021-09-11 | 12 | 9586.5934
2021-09-11 | 13 | 9747.5806
2021-09-11 | 14 | 9819.5558
2021-09-11 | 15 | 9828.3427
2021-09-11 | 16 | 9885.2189
2021-09-11 | 17 | 9936.9043
2021-09-11 | 18 | 9933.1098
2021-09-11 | 19 | 9750.8079
2021-09-11 | 20 | 9594.6512
2021-09-11 | 21 | 9511.3203
2021-09-11 | 22 | 9353.0367
2021-09-11 | 23 | 9172.9602
2021-09-11 | 24 | 8900.3004
2021-09-12 | 1 | 8648.6902
2021-09-12 | 2 | 8497.6325
2021-09-12 | 3 | 8398.1303
2021-09-12 | 4 | 8349.2145
2021-09-12 | 5 | 8349.9881
2021-09-12 | 6 | 8417.4904
2021-09-12 | 7 | 8490.6019
2021-09-12 | 8 | 8657.3674
2021-09-12 | 9 | 8653.7313
2021-09-12 | 10 | 8947.929
2021-09-12 | 11 | 9211.0601
2021-09-12 | 12 | 9434.3801
2021-09-12 | 13 | 9631.1751
2021-09-12 | 14 | 9831.8526
2021-09-12 | 15 | 9916.7717
2021-09-12 | 16 | 9965.2294
2021-09-12 | 17 | 10092.5491
2021-09-12 | 18 | 10054.0197
2021-09-12 | 19 | 9857.9009
2021-09-12 | 20 | 9739.9247
2021-09-12 | 21 | 9762.3172
2021-09-12 | 22 | 9635.4483
2021-09-12 | 23 | 9370.6811
2021-09-12 | 24 | 8984.6143
2021-09-13 | 1 | 8740.4662
2021-09-13 | 2 | 8597.966
2021-09-13 | 3 | 8492.509
2021-09-13 | 4 | 8456.1054
2021-09-13 | 5 | 8526.0119
2021-09-13 | 6 | 8675.4278
2021-09-13 | 7 | 8999.3388
2021-09-13 | 8 | 9420.1662
2021-09-13 | 9 | 9552.594
2021-09-13 | 10 | 9674.6364
2021-09-13 | 11 | 9742.4471
2021-09-13 | 12 | 9787.8457
2021-09-13 | 13 | 9837.6987
2021-09-13 | 14 | 9796.2236
2021-09-13 | 15 | 9787.6229
2021-09-13 | 16 | 9846.0318
2021-09-13 | 17 | 9858.5724
2021-09-13 | 18 | 9823.1482
2021-09-13 | 19 | 9661.332
2021-09-13 | 20 | 9574.5252
2021-09-13 | 21 | 9684.0526
2021-09-13 | 22 | 9520.7319
2021-09-13 | 23 | 9187.8223
2021-09-13 | 24 | 8848.5774
2021-09-14 | 1 | 8607.8951
2021-09-14 | 2 | 8416.7754
2021-09-14 | 3 | 8333.0576
2021-09-14 | 4 | 8269.5142
2021-09-14 | 5 | 8299.5299
2021-09-14 | 6 | 8475.9821
2021-09-14 | 7 | 8809.7851
2021-09-14 | 8 | 9221.8447
2021-09-14 | 9 | 9351.1044
2021-09-14 | 10 | 9496.9762
2021-09-14 | 11 | 9569.4509
2021-09-14 | 12 | 9609.4676
2021-09-14 | 13 | 9613.8786
2021-09-14 | 14 | 9601.1449
2021-09-14 | 15 | 9590.3807
2021-09-14 | 16 | 9608.7267
2021-09-14 | 17 | 9634.9311
2021-09-14 | 18 | 9645.2821
2021-09-14 | 19 | 9526.0597
2021-09-14 | 20 | 9463.8194
2021-09-14 | 21 | 9623.0816
2021-09-14 | 22 | 9482.3976
2021-09-14 | 23 | 9167.6573
2021-09-14 | 24 | 8821.8092
2021-09-15 | 1 | 8580.5903
2021-09-15 | 2 | 8402.8092
2021-09-15 | 3 | 8326.6657
2021-09-15 | 4 | 8271.434
2021-09-15 | 5 | 8302.7636
2021-09-15 | 6 | 8482.7284
2021-09-15 | 7 | 8784.5548
2021-09-15 | 8 | 9235.0733
2021-09-15 | 9 | 9387.4943
2021-09-15 | 10 | 9523.8003
2021-09-15 | 11 | 9618.0845
2021-09-15 | 12 | 9680.8544
2021-09-15 | 13 | 9704.2581
2021-09-15 | 14 | 9733.586
2021-09-15 | 15 | 9743.3846
2021-09-15 | 16 | 9785.068
2021-09-15 | 17 | 9814.1519
2021-09-15 | 18 | 9808.0513
2021-09-15 | 19 | 9659.0886
2021-09-15 | 20 | 9567.1282
2021-09-15 | 21 | 9609.6668
2021-09-15 | 22 | 9450.8821
2021-09-15 | 23 | 9147.0435
2021-09-15 | 24 | 8812.7949
2021-09-16 | 1 | 8554.4463
2021-09-16 | 2 | 8432.631
2021-09-16 | 3 | 8364.3572
2021-09-16 | 4 | 8335.0372
2021-09-16 | 5 | 8363.1797
2021-09-16 | 6 | 8516.9033
2021-09-16 | 7 | 8837.5356
2021-09-16 | 8 | 9242.8355
2021-09-16 | 9 | 9411.0836
2021-09-16 | 10 | 9526.4963
2021-09-16 | 11 | 9614.3647
2021-09-16 | 12 | 9687.0888
2021-09-16 | 13 | 9710.2392
2021-09-16 | 14 | 9738.9326
2021-09-16 | 15 | 9735.6075
2021-09-16 | 16 | 9733.8773
2021-09-16 | 17 | 9711.6408
2021-09-16 | 18 | 9649.8559
2021-09-16 | 19 | 9517.9607
2021-09-16 | 20 | 9477.3414
2021-09-16 | 21 | 9579.5718
2021-09-16 | 22 | 9436.462
2021-09-16 | 23 | 9169.3622
2021-09-16 | 24 | 8874.4818
2021-09-17 | 1 | 8617.023
2021-09-17 | 2 | 8456.3423
2021-09-17 | 3 | 8361.1878
2021-09-17 | 4 | 8318.6938
2021-09-17 | 5 | 8346.5177
2021-09-17 | 6 | 8496.089
2021-09-17 | 7 | 8857.5975
2021-09-17 | 8 | 9268.5613
2021-09-17 | 9 | 9391.6242
2021-09-17 | 10 | 9548.7518
2021-09-17 | 11 | 9591.178
2021-09-17 | 12 | 9603.4556
2021-09-17 | 13 | 9563.5141
2021-09-17 | 14 | 9584.8052
2021-09-17 | 15 | 9568.4949
2021-09-17 | 16 | 9547.1207
2021-09-17 | 17 | 9590.0427
2021-09-17 | 18 | 9581.4578
2021-09-17 | 19 | 9506.2844
2021-09-17 | 20 | 9479.6002
2021-09-17 | 21 | 9569.6582
2021-09-17 | 22 | 9431.5816
2021-09-17 | 23 | 9166.9944
2021-09-17 | 24 | 8865.8332
2021-09-18 | 1 | 8615.7112
2021-09-18 | 2 | 8433.0246
2021-09-18 | 3 | 8344.2734
2021-09-18 | 4 | 8291.0297
2021-09-18 | 5 | 8286.0623
2021-09-18 | 6 | 8370.4401
2021-09-18 | 7 | 8515.1353
2021-09-18 | 8 | 8700.7882
2021-09-18 | 9 | 8763.5771
2021-09-18 | 10 | 8952.1538
2021-09-18 | 11 | 9073.4374
2021-09-18 | 12 | 9097.4996
2021-09-18 | 13 | 9136.8398
2021-09-18 | 14 | 9132.8489
2021-09-18 | 15 | 9095.1369
2021-09-18 | 16 | 9120.5398
2021-09-18 | 17 | 9182.2253
2021-09-18 | 18 | 9239.6882
2021-09-18 | 19 | 9231.9325
2021-09-18 | 20 | 9223.6938
2021-09-18 | 21 | 9299.7514
2021-09-18 | 22 | 9196.2881
2021-09-18 | 23 | 9004.4664
2021-09-18 | 24 | 8754.7025
2021-09-19 | 1 | 8525.8999
2021-09-19 | 2 | 8357.6366
2021-09-19 | 3 | 8236.6953
2021-09-19 | 4 | 8174.2579
2021-09-19 | 5 | 8174.2132
2021-09-19 | 6 | 8230.4672
2021-09-19 | 7 | 8366.5841
2021-09-19 | 8 | 8464.59
2021-09-19 | 9 | 8514.9776
2021-09-19 | 10 | 8750.7383
2021-09-19 | 11 | 8909.6315
2021-09-19 | 12 | 9040.9236
2021-09-19 | 13 | 9107.0061
2021-09-19 | 14 | 9062.0589
2021-09-19 | 15 | 9080.2514
2021-09-19 | 16 | 9130.0982
2021-09-19 | 17 | 9169.4755
2021-09-19 | 18 | 9247.9513
2021-09-19 | 19 | 9228.365
2021-09-19 | 20 | 9281.024
2021-09-19 | 21 | 9361.5536
2021-09-19 | 22 | 9232.7141
2021-09-19 | 23 | 8984.3996
2021-09-19 | 24 | 8701.6517
2021-09-20 | 1 | 8467.0305
2021-09-20 | 2 | 8408.3003
2021-09-20 | 3 | 8324.1875
2021-09-20 | 4 | 8300.7514
2021-09-20 | 5 | 8331.1061
2021-09-20 | 6 | 8507.0781
2021-09-20 | 7 | 8882.1854
2021-09-20 | 8 | 9304.6772
2021-09-20 | 9 | 9452.6849
2021-09-20 | 10 | 9581.6388
2021-09-20 | 11 | 9634.337
2021-09-20 | 12 | 9645.4962
2021-09-20 | 13 | 9629.8482
2021-09-20 | 14 | 9616.6475
2021-09-20 | 15 | 9567.0752
2021-09-20 | 16 | 9584.2573
2021-09-20 | 17 | 9601.5799
2021-09-20 | 18 | 9663.4678
2021-09-20 | 19 | 9593.977
2021-09-20 | 20 | 9628.542
2021-09-20 | 21 | 9735.3804
2021-09-20 | 22 | 9553.8598
2021-09-20 | 23 | 9272.4589
2021-09-20 | 24 | 8946.2071
2021-09-21 | 1 | 8693.4896
2021-09-21 | 2 | 8528.9384
2021-09-21 | 3 | 8468.8605
2021-09-21 | 4 | 8450.0661
2021-09-21 | 5 | 8488.2333
2021-09-21 | 6 | 8643.1975
2021-09-21 | 7 | 8998.0827
2021-09-21 | 8 | 9404.7607
2021-09-21 | 9 | 9581.3236
2021-09-21 | 10 | 9719.3328
2021-09-21 | 11 | 9784.9037
2021-09-21 | 12 | 9785.7903
2021-09-21 | 13 | 9744.8836
2021-09-21 | 14 | 9743.1861
2021-09-21 | 15 | 9792.8927
2021-09-21 | 16 | 9739.9607
2021-09-21 | 17 | 9807.4709
2021-09-21 | 18 | 9832.3907
2021-09-21 | 19 | 9827.5788
2021-09-21 | 20 | 9915.3878
2021-09-21 | 21 | 9956.9735
2021-09-21 | 22 | 9799.6929
2021-09-21 | 23 | 9499.3023
2021-09-21 | 24 | 9147.9484
2021-09-22 | 1 | 8876.6332
2021-09-22 | 2 | 8689.7746
2021-09-22 | 3 | 8602.9451
2021-09-22 | 4 | 8571.8913
2021-09-22 | 5 | 8597.9349
2021-09-22 | 6 | 8731.488
2021-09-22 | 7 | 9067.7819
2021-09-22 | 8 | 9456.3966
2021-09-22 | 9 | 9656.0632
2021-09-22 | 10 | 9796.0626
2021-09-22 | 11 | 9833.7843
2021-09-22 | 12 | 9848.8944
2021-09-22 | 13 | 9865.8636
2021-09-22 | 14 | 9859.69
2021-09-22 | 15 | 9827.6363
2021-09-22 | 16 | 9815.1994
2021-09-22 | 17 | 9833.7754
2021-09-22 | 18 | 9792.5234
2021-09-22 | 19 | 9788.8887
2021-09-22 | 20 | 9819.7648
2021-09-22 | 21 | 9903.1299
2021-09-22 | 22 | 9767.8641
2021-09-22 | 23 | 9459.0833
2021-09-22 | 24 | 9108.3922
2021-09-23 | 1 | 8861.6963
2021-09-23 | 2 | 8745.1477
2021-09-23 | 3 | 8659.7223
2021-09-23 | 4 | 8625.8186
2021-09-23 | 5 | 8641.0617
2021-09-23 | 6 | 8766.1681
2021-09-23 | 7 | 9087.8819
2021-09-23 | 8 | 9430.5824
2021-09-23 | 9 | 9604.8402
2021-09-23 | 10 | 9702.3171
2021-09-23 | 11 | 9657.7283
2021-09-23 | 12 | 9598.9512
2021-09-23 | 13 | 9526.311
2021-09-23 | 14 | 9489.2395
2021-09-23 | 15 | 9503.9066
2021-09-23 | 16 | 9461.5489
2021-09-23 | 17 | 9475.5289
2021-09-23 | 18 | 9500.695
2021-09-23 | 19 | 9432.0893
2021-09-23 | 20 | 9521.1898
2021-09-23 | 21 | 9584.5342
2021-09-23 | 22 | 9454.5541
2021-09-23 | 23 | 9173.1535
2021-09-23 | 24 | 8864.6791
2021-09-24 | 1 | 8611.6002
2021-09-24 | 2 | 8428.6479
2021-09-24 | 3 | 8354.1979
2021-09-24 | 4 | 8331.4261
2021-09-24 | 5 | 8388.5714
2021-09-24 | 6 | 8506.771
2021-09-24 | 7 | 8883.6887
2021-09-24 | 8 | 9263.9563
2021-09-24 | 9 | 9422.7399
2021-09-24 | 10 | 9515.21
2021-09-24 | 11 | 9588.1744
2021-09-24 | 12 | 9565.7396
2021-09-24 | 13 | 9555.5324
2021-09-24 | 14 | 9564.3466
2021-09-24 | 15 | 9560.2634
2021-09-24 | 16 | 9563.2007
2021-09-24 | 17 | 9584.5952
2021-09-24 | 18 | 9562.2823
2021-09-24 | 19 | 9441.6726
2021-09-24 | 20 | 9518.501
2021-09-24 | 21 | 9547.1884
2021-09-24 | 22 | 9411.1789
2021-09-24 | 23 | 9152.2934
2021-09-24 | 24 | 8847.3878
2021-09-25 | 1 | 8588.1158
2021-09-25 | 2 | 8402.9456
2021-09-25 | 3 | 8310.1786
2021-09-25 | 4 | 8279.9241
2021-09-25 | 5 | 8276.7893
2021-09-25 | 6 | 8374.4924
2021-09-25 | 7 | 8534.0862
2021-09-25 | 8 | 8650.1873
2021-09-25 | 9 | 8780.767
2021-09-25 | 10 | 8973.0411
2021-09-25 | 11 | 9092.196
2021-09-25 | 12 | 9150.6059
2021-09-25 | 13 | 9155.84
2021-09-25 | 14 | 9141.2976
2021-09-25 | 15 | 9139.1522
2021-09-25 | 16 | 9107.6055
2021-09-25 | 17 | 9141.0086
2021-09-25 | 18 | 9209.7051
2021-09-25 | 19 | 9193.707
2021-09-25 | 20 | 9289.3092
2021-09-25 | 21 | 9346.5656
2021-09-25 | 22 | 9240.9003
2021-09-25 | 23 | 9058.693
2021-09-25 | 24 | 8818.2597
2021-09-26 | 1 | 8624.8349
2021-09-26 | 2 | 8426.0497
2021-09-26 | 3 | 8331.5884
2021-09-26 | 4 | 8241.748
2021-09-26 | 5 | 8243.7668
2021-09-26 | 6 | 8308.2517
2021-09-26 | 7 | 8439.6171
2021-09-26 | 8 | 8515.9717
2021-09-26 | 9 | 8610.6767
2021-09-26 | 10 | 8820.3807
2021-09-26 | 11 | 8934.7624
2021-09-26 | 12 | 9025.128
2021-09-26 | 13 | 9055.1415
2021-09-26 | 14 | 9034.7432
2021-09-26 | 15 | 8998.5132
2021-09-26 | 16 | 9050.5458
2021-09-26 | 17 | 9150.7627
2021-09-26 | 18 | 9231.3914
2021-09-26 | 19 | 9221.0508
2021-09-26 | 20 | 9325.7426
2021-09-26 | 21 | 9382.1572
2021-09-26 | 22 | 9273.2967
2021-09-26 | 23 | 9061.0882
2021-09-26 | 24 | 8750.4403
2021-09-27 | 1 | 8499.4304
2021-09-27 | 2 | 8416.9126
2021-09-27 | 3 | 8352.4198
2021-09-27 | 4 | 8334.9339
2021-09-27 | 5 | 8351.1373
2021-09-27 | 6 | 8497.9231
2021-09-27 | 7 | 8845.2811
2021-09-27 | 8 | 9193.1525
2021-09-27 | 9 | 9423.2825
2021-09-27 | 10 | 9518.0613
2021-09-27 | 11 | 9555.4164
2021-09-27 | 12 | 9575.3238
2021-09-27 | 13 | 9553.1154
2021-09-27 | 14 | 9588.0607
2021-09-27 | 15 | 9601.9758
2021-09-27 | 16 | 9708.1128
2021-09-27 | 17 | 9737.085
2021-09-27 | 18 | 9736.7867
2021-09-27 | 19 | 9616.3893
2021-09-27 | 20 | 9643.9769
2021-09-27 | 21 | 9669.9678
2021-09-27 | 22 | 9527.2968
2021-09-27 | 23 | 9204.6121
2021-09-27 | 24 | 8878.3062
2021-09-28 | 1 | 8598.1806
2021-09-28 | 2 | 8400.2274
2021-09-28 | 3 | 8326.8536
2021-09-28 | 4 | 8302.3822
2021-09-28 | 5 | 8383.9144
2021-09-28 | 6 | 8581.6353
2021-09-28 | 7 | 8976.031
2021-09-28 | 8 | 9341.1992
2021-09-28 | 9 | 9512.5155
2021-09-28 | 10 | 9656.6277
2021-09-28 | 11 | 9688.2661
2021-09-28 | 12 | 9659.3474
2021-09-28 | 13 | 9644.9075
2021-09-28 | 14 | 9662.3738
2021-09-28 | 15 | 9649.8537
2021-09-28 | 16 | 9651.713
2021-09-28 | 17 | 9664.0241
2021-09-28 | 18 | 9657.9263
2021-09-28 | 19 | 9598.1692
2021-09-28 | 20 | 9701.1121
2021-09-28 | 21 | 9720.9863
2021-09-28 | 22 | 9591.5259
2021-09-28 | 23 | 9329.6785
2021-09-28 | 24 | 8993.5867
2021-09-29 | 1 | 8787.6093
2021-09-29 | 2 | 8576.0524
2021-09-29 | 3 | 8535.1023
2021-09-29 | 4 | 8483.9955
2021-09-29 | 5 | 8528.4009
2021-09-29 | 6 | 8717.589
2021-09-29 | 7 | 9190.4598
2021-09-29 | 8 | 9552.5547
2021-09-29 | 9 | 9758.6249
2021-09-29 | 10 | 9733.3181
2021-09-29 | 11 | 9640.3001
2021-09-29 | 12 | 9577.5681
2021-09-29 | 13 | 9534.2076
2021-09-29 | 14 | 9508.4899
2021-09-29 | 15 | 9519.3826
2021-09-29 | 16 | 9514.3853
2021-09-29 | 17 | 9549.5525
2021-09-29 | 18 | 9583.0746
2021-09-29 | 19 | 9489.935
2021-09-29 | 20 | 9617.7827
2021-09-29 | 21 | 9621.2505
2021-09-29 | 22 | 9485.5428
2021-09-29 | 23 | 9208.9928
2021-09-29 | 24 | 8853.7973
2021-09-30 | 1 | 8572.8043
2021-09-30 | 2 | 8425.973
2021-09-30 | 3 | 8332.0626
2021-09-30 | 4 | 8294.2748
2021-09-30 | 5 | 8320.8553
2021-09-30 | 6 | 8460.2929
2021-09-30 | 7 | 8812.7727
2021-09-30 | 8 | 9113.3555
2021-09-30 | 9 | 9375.7669
2021-09-30 | 10 | 9535.7695
2021-09-30 | 11 | 9638.9156
2021-09-30 | 12 | 9646.9042
2021-09-30 | 13 | 9642.5739
2021-09-30 | 14 | 9660.3247
2021-09-30 | 15 | 9661.0495
2021-09-30 | 16 | 9668.9587
2021-09-30 | 17 | 9701.9561
2021-09-30 | 18 | 9690.7024
2021-09-30 | 19 | 9557.0167
2021-09-30 | 20 | 9674.1586
2021-09-30 | 21 | 9633.4553
2021-09-30 | 22 | 9480.4913
2021-09-30 | 23 | 9206.3987
2021-09-30 | 24 | 8903.8126
2021-10-01 | 1 | 8656.8775
2021-10-01 | 2 | 8587.5025
2021-10-01 | 3 | 8499.582
2021-10-01 | 4 | 8513.8436
2021-10-01 | 5 | 8550.2512
2021-10-01 | 6 | 8714.3058
2021-10-01 | 7 | 9085.3216
2021-10-01 | 8 | 9417.1571
2021-10-01 | 9 | 9615.5615
2021-10-01 | 10 | 9731.0655
2021-10-01 | 11 | 9766.4555
2021-10-01 | 12 | 9775.7446
2021-10-01 | 13 | 9754.9627
2021-10-01 | 14 | 9753.9898
2021-10-01 | 15 | 9741.7343
2021-10-01 | 16 | 9733.331
2021-10-01 | 17 | 9739.5777
2021-10-01 | 18 | 9740.5145
2021-10-01 | 19 | 9650.2642
2021-10-01 | 20 | 9799.917
2021-10-01 | 21 | 9797.7347
2021-10-01 | 22 | 9647.2862
2021-10-01 | 23 | 9381.8055
2021-10-01 | 24 | 9082.9339
2021-10-02 | 1 | 8831.3838
2021-10-02 | 2 | 8663.8175
2021-10-02 | 3 | 8564.3304
2021-10-02 | 4 | 8518.7158
2021-10-02 | 5 | 8525.2822
2021-10-02 | 6 | 8579.6334
2021-10-02 | 7 | 8735.1387
2021-10-02 | 8 | 8811.8274
2021-10-02 | 9 | 8973.4275
2021-10-02 | 10 | 9181.6085
2021-10-02 | 11 | 9292.0266
2021-10-02 | 12 | 9344.4005
2021-10-02 | 13 | 9332.4917
2021-10-02 | 14 | 9304.873
2021-10-02 | 15 | 9279.3546
2021-10-02 | 16 | 9269.4648
2021-10-02 | 17 | 9307.3285
2021-10-02 | 18 | 9369.6435
2021-10-02 | 19 | 9365.3271
2021-10-02 | 20 | 9549.8301
2021-10-02 | 21 | 9541.7371
2021-10-02 | 22 | 9446.8695
2021-10-02 | 23 | 9260.0692
2021-10-02 | 24 | 9031.3465
2021-10-03 | 1 | 8817.3813
2021-10-03 | 2 | 8671.373
2021-10-03 | 3 | 8573.4857
2021-10-03 | 4 | 8547.7571
2021-10-03 | 5 | 8550.334
2021-10-03 | 6 | 8618.2366
2021-10-03 | 7 | 8788.4706
2021-10-03 | 8 | 8806.3202
2021-10-03 | 9 | 8953.9077
2021-10-03 | 10 | 9112.8227
2021-10-03 | 11 | 9183.8678
2021-10-03 | 12 | 9236.8212
2021-10-03 | 13 | 9254.2036
2021-10-03 | 14 | 9251.7624
2021-10-03 | 15 | 9236.193
2021-10-03 | 16 | 9251.8453
2021-10-03 | 17 | 9327.0451
2021-10-03 | 18 | 9443.7984
2021-10-03 | 19 | 9488.0715
2021-10-03 | 20 | 9689.0476
2021-10-03 | 21 | 9676.4966
2021-10-03 | 22 | 9548.5686
2021-10-03 | 23 | 9323.8945
2021-10-03 | 24 | 9019.9822
2021-10-04 | 1 | 8780.3132
2021-10-04 | 2 | 8698.4041
2021-10-04 | 3 | 8617.2683
2021-10-04 | 4 | 8591.7118
2021-10-04 | 5 | 8628.4195
2021-10-04 | 6 | 8821.4558
2021-10-04 | 7 | 9198.6392
2021-10-04 | 8 | 9542.899
2021-10-04 | 9 | 9771.644
2021-10-04 | 10 | 9854.7522
2021-10-04 | 11 | 9858.8557
2021-10-04 | 12 | 9833.4016
2021-10-04 | 13 | 9801.8535
2021-10-04 | 14 | 9784.0985
2021-10-04 | 15 | 9767.3055
2021-10-04 | 16 | 9768.8081
2021-10-04 | 17 | 9809.7962
2021-10-04 | 18 | 9846.2813
2021-10-04 | 19 | 9791.6172
2021-10-04 | 20 | 9965.3195
2021-10-04 | 21 | 9981.9205
2021-10-04 | 22 | 9847.284
2021-10-04 | 23 | 9580.1693
2021-10-04 | 24 | 9244.9356
2021-10-05 | 1 | 9000.5279
2021-10-05 | 2 | 8827.4604
2021-10-05 | 3 | 8756.401
2021-10-05 | 4 | 8712.8221
2021-10-05 | 5 | 8755.1523
2021-10-05 | 6 | 8942.9001
2021-10-05 | 7 | 9298.549
2021-10-05 | 8 | 9593.9668
2021-10-05 | 9 | 9858.0123
2021-10-05 | 10 | 9887.9313
2021-10-05 | 11 | 9857.3166
2021-10-05 | 12 | 9825.294
2021-10-05 | 13 | 9759.5113
2021-10-05 | 14 | 9743.6359
2021-10-05 | 15 | 9731.7352
2021-10-05 | 16 | 9724.9711
2021-10-05 | 17 | 9766.3725
2021-10-05 | 18 | 9815.4157
2021-10-05 | 19 | 9726.5348
2021-10-05 | 20 | 9931.324
2021-10-05 | 21 | 9951.0483
2021-10-05 | 22 | 9828.7062
2021-10-05 | 23 | 9557.4366
2021-10-05 | 24 | 9229.4309
2021-10-06 | 1 | 8908.2547
2021-10-06 | 2 | 8719.6356
2021-10-06 | 3 | 8659.2142
2021-10-06 | 4 | 8653.9185
2021-10-06 | 5 | 8680.4037
2021-10-06 | 6 | 8809.4304
2021-10-06 | 7 | 9189.6005
2021-10-06 | 8 | 9528.3393
2021-10-06 | 9 | 9785.6393
2021-10-06 | 10 | 9837.0827
2021-10-06 | 11 | 9844.3345
2021-10-06 | 12 | 9862.5715
2021-10-06 | 13 | 9769.224
2021-10-06 | 14 | 9780.3145
2021-10-06 | 15 | 9749.9399
2021-10-06 | 16 | 9757.2235
2021-10-06 | 17 | 9805.4813
2021-10-06 | 18 | 9853.037
2021-10-06 | 19 | 9746.6164
2021-10-06 | 20 | 9902.8813
2021-10-06 | 21 | 9858.6428
2021-10-06 | 22 | 9728.0843
2021-10-06 | 23 | 9433.1884
2021-10-06 | 24 | 9087.9062
2021-10-07 | 1 | 8827.4263
2021-10-07 | 2 | 8700.8185
2021-10-07 | 3 | 8609.7837
2021-10-07 | 4 | 8573.1686
2021-10-07 | 5 | 8590.4126
2021-10-07 | 6 | 8744.6506
2021-10-07 | 7 | 9107.5668
2021-10-07 | 8 | 9394.5603
2021-10-07 | 9 | 9656.8708
2021-10-07 | 10 | 9760.7722
2021-10-07 | 11 | 9782.558
2021-10-07 | 12 | 9786.7293
2021-10-07 | 13 | 9773.6201
2021-10-07 | 14 | 9763.0945
2021-10-07 | 15 | 9756.5247
2021-10-07 | 16 | 9801.8888
2021-10-07 | 17 | 9760.0031
2021-10-07 | 18 | 9749.9853
2021-10-07 | 19 | 9667.123
2021-10-07 | 20 | 9839.7313
2021-10-07 | 21 | 9786.4752
2021-10-07 | 22 | 9670.8426
2021-10-07 | 23 | 9402.1813
2021-10-07 | 24 | 9108.5208
2021-10-08 | 1 | 8867.0894
2021-10-08 | 2 | 8717.9272
2021-10-08 | 3 | 8626.6372
2021-10-08 | 4 | 8574.8437
2021-10-08 | 5 | 8640.5109
2021-10-08 | 6 | 8814.2066
2021-10-08 | 7 | 9179.0414
2021-10-08 | 8 | 9480.2769
2021-10-08 | 9 | 9748.4966
2021-10-08 | 10 | 9802.7276
2021-10-08 | 11 | 9808.7443
2021-10-08 | 12 | 9805.5294
2021-10-08 | 13 | 9789.8118
2021-10-08 | 14 | 9806.0229
2021-10-08 | 15 | 9814.143
2021-10-08 | 16 | 9810.9998
2021-10-08 | 17 | 9808.8978
2021-10-08 | 18 | 9788.0487
2021-10-08 | 19 | 9699.659
2021-10-08 | 20 | 9837.3754
2021-10-08 | 21 | 9779.472
2021-10-08 | 22 | 9649.4262
2021-10-08 | 23 | 9385.7736
2021-10-08 | 24 | 9083.5699
2021-10-09 | 1 | 8825.29
2021-10-09 | 2 | 8652.401
2021-10-09 | 3 | 8560.8285
2021-10-09 | 4 | 8519.1171
2021-10-09 | 5 | 8526.1739
2021-10-09 | 6 | 8613.1729
2021-10-09 | 7 | 8771.5712
2021-10-09 | 8 | 8842.6161
2021-10-09 | 9 | 9017.3354
2021-10-09 | 10 | 9179.2105
2021-10-09 | 11 | 9306.2902
2021-10-09 | 12 | 9396.5611
2021-10-09 | 13 | 9470.7826
2021-10-09 | 14 | 9430.0199
2021-10-09 | 15 | 9428.9256
2021-10-09 | 16 | 9408.7177
2021-10-09 | 17 | 9484.6651
2021-10-09 | 18 | 9478.787
2021-10-09 | 19 | 9457.7034
2021-10-09 | 20 | 9563.1474
2021-10-09 | 21 | 9496.9646
2021-10-09 | 22 | 9390.8216
2021-10-09 | 23 | 9196.3294
2021-10-09 | 24 | 8956.6322
2021-10-10 | 1 | 8749.6547
2021-10-10 | 2 | 8593.4747
2021-10-10 | 3 | 8475.7688
2021-10-10 | 4 | 8415.4291
2021-10-10 | 5 | 8406.5594
2021-10-10 | 6 | 8466.1927
2021-10-10 | 7 | 8618.33
2021-10-10 | 8 | 8638.446
2021-10-10 | 9 | 8777.8142
2021-10-10 | 10 | 8950.256
2021-10-10 | 11 | 9090.951
2021-10-10 | 12 | 9195.8561
2021-10-10 | 13 | 9273.9383
2021-10-10 | 14 | 9339.6104
2021-10-10 | 15 | 9286.3115
2021-10-10 | 16 | 9357.5716
2021-10-10 | 17 | 9437.1835
2021-10-10 | 18 | 9516.7097
2021-10-10 | 19 | 9500.4338
2021-10-10 | 20 | 9611.9123
2021-10-10 | 21 | 9553.5903
2021-10-10 | 22 | 9455.7039
2021-10-10 | 23 | 9198.095
2021-10-10 | 24 | 8905.3623
2021-10-11 | 1 | 8669.9677
2021-10-11 | 2 | 8633.712
2021-10-11 | 3 | 8511.2304
2021-10-11 | 4 | 8443.664
2021-10-11 | 5 | 8464.4839
2021-10-11 | 6 | 8543.7063
2021-10-11 | 7 | 8693.2576
2021-10-11 | 8 | 8723.6984
2021-10-11 | 9 | 8947.3573
2021-10-11 | 10 | 9148.3456
2021-10-11 | 11 | 9312.7792
2021-10-11 | 12 | 9352.9603
2021-10-11 | 13 | 9371.6293
2021-10-11 | 14 | 9376.7183
2021-10-11 | 15 | 9390.6436
2021-10-11 | 16 | 9416.3513
2021-10-11 | 17 | 9446.0886
2021-10-11 | 18 | 9509.21
2021-10-11 | 19 | 9449.8474
2021-10-11 | 20 | 9557.547
2021-10-11 | 21 | 9483.4632
2021-10-11 | 22 | 9361.2807
2021-10-11 | 23 | 9163.9643
2021-10-11 | 24 | 8910.113
2021-10-12 | 1 | 8678.2807
2021-10-12 | 2 | 8531.7104
2021-10-12 | 3 | 8449.0532
2021-10-12 | 4 | 8416.7476
2021-10-12 | 5 | 8453.8638
2021-10-12 | 6 | 8619.1341
2021-10-12 | 7 | 8994.9075
2021-10-12 | 8 | 9253.004
2021-10-12 | 9 | 9520.5341
2021-10-12 | 10 | 9651.7824
2021-10-12 | 11 | 9741.503
2021-10-12 | 12 | 9818.5257
2021-10-12 | 13 | 9851.4665
2021-10-12 | 14 | 9888.8211
2021-10-12 | 15 | 9839.5462
2021-10-12 | 16 | 9782.1702
2021-10-12 | 17 | 9816.6007
2021-10-12 | 18 | 9805.6076
2021-10-12 | 19 | 9768.49
2021-10-12 | 20 | 9854.7442
2021-10-12 | 21 | 9782.7386
2021-10-12 | 22 | 9639.1475
2021-10-12 | 23 | 9344.0403
2021-10-12 | 24 | 9000.9966
2021-10-13 | 1 | 8734.3412
2021-10-13 | 2 | 8554.2659
2021-10-13 | 3 | 8475.0532
2021-10-13 | 4 | 8446.7339
2021-10-13 | 5 | 8486.068
2021-10-13 | 6 | 8655.5526
2021-10-13 | 7 | 9040.3003
2021-10-13 | 8 | 9338.7778
2021-10-13 | 9 | 9615.9226
2021-10-13 | 10 | 9735.5206
2021-10-13 | 11 | 9777.9413
2021-10-13 | 12 | 9779.0542
2021-10-13 | 13 | 9771.7993
2021-10-13 | 14 | 9830.8259
2021-10-13 | 15 | 9835.0746
2021-10-13 | 16 | 9839.2004
2021-10-13 | 17 | 9871.9301
2021-10-13 | 18 | 9880.1518
2021-10-13 | 19 | 9834.703
2021-10-13 | 20 | 9913.6129
2021-10-13 | 21 | 9843.1387
2021-10-13 | 22 | 9696.887
2021-10-13 | 23 | 9401.6308
2021-10-13 | 24 | 9060.9813
2021-10-14 | 1 | 8800.0861
2021-10-14 | 2 | 8656.2478
2021-10-14 | 3 | 8566.1214
2021-10-14 | 4 | 8527.24
2021-10-14 | 5 | 8560.3507
2021-10-14 | 6 | 8712.6636
2021-10-14 | 7 | 9061.8527
2021-10-14 | 8 | 9357.3269
2021-10-14 | 9 | 9679.4853
2021-10-14 | 10 | 9738.6861
2021-10-14 | 11 | 9778.4365
2021-10-14 | 12 | 9788.4888
2021-10-14 | 13 | 9800.1924
2021-10-14 | 14 | 9843.5396
2021-10-14 | 15 | 9857.7515
2021-10-14 | 16 | 9815.2042
2021-10-14 | 17 | 9867.3555
2021-10-14 | 18 | 9832.1039
2021-10-14 | 19 | 9838.7053
2021-10-14 | 20 | 9905.2776
2021-10-14 | 21 | 9815.6549
2021-10-14 | 22 | 9683.2066
2021-10-14 | 23 | 9424.929
2021-10-14 | 24 | 9128.2327
2021-10-15 | 1 | 8860.6798
2021-10-15 | 2 | 8696.5195
2021-10-15 | 3 | 8603.0991
2021-10-15 | 4 | 8573.9436
2021-10-15 | 5 | 8607.7793
2021-10-15 | 6 | 8762.9604
2021-10-15 | 7 | 9117.4677
2021-10-15 | 8 | 9514.3302
2021-10-15 | 9 | 9846.918
2021-10-15 | 10 | 9821.0389
2021-10-15 | 11 | 9889.7803
2021-10-15 | 12 | 9923.8119
2021-10-15 | 13 | 9866.4951
2021-10-15 | 14 | 9821.5349
2021-10-15 | 15 | 9809.8199
2021-10-15 | 16 | 9801.1043
2021-10-15 | 17 | 9798.8864
2021-10-15 | 18 | 9831.0991
2021-10-15 | 19 | 9861.8428
2021-10-15 | 20 | 9962.7775
2021-10-15 | 21 | 9897.4399
2021-10-15 | 22 | 9759.5564
2021-10-15 | 23 | 9483.7712
2021-10-15 | 24 | 9185.8876
2021-10-16 | 1 | 8932.8381
2021-10-16 | 2 | 8740.7949
2021-10-16 | 3 | 8634.0161
2021-10-16 | 4 | 8579.9933
2021-10-16 | 5 | 8595.4619
2021-10-16 | 6 | 8682.7342
2021-10-16 | 7 | 8832.0372
2021-10-16 | 8 | 9096.3576
2021-10-16 | 9 | 9384.0033
2021-10-16 | 10 | 9339.414
2021-10-16 | 11 | 9423.6954
2021-10-16 | 12 | 9435.2305
2021-10-16 | 13 | 9428.9615
2021-10-16 | 14 | 9406.9618
2021-10-16 | 15 | 9360.6653
2021-10-16 | 16 | 9322.573
2021-10-16 | 17 | 9372.5876
2021-10-16 | 18 | 9486.7478
2021-10-16 | 19 | 9572.7923
2021-10-16 | 20 | 9742.9085
2021-10-16 | 21 | 9694.0564
2021-10-16 | 22 | 9592.3557
2021-10-16 | 23 | 9417.6338
2021-10-16 | 24 | 9186.1266
2021-10-17 | 1 | 8972.5787
2021-10-17 | 2 | 8833.6472
2021-10-17 | 3 | 8707.2556
2021-10-17 | 4 | 8638.3435
2021-10-17 | 5 | 8644.7475
2021-10-17 | 6 | 8673.756
2021-10-17 | 7 | 8754.8477
2021-10-17 | 8 | 8906.0352
2021-10-17 | 9 | 9103.0283
2021-10-17 | 10 | 9104.562
2021-10-17 | 11 | 9201.1607
2021-10-17 | 12 | 9292.3484
2021-10-17 | 13 | 9258.9671
2021-10-17 | 14 | 9257.7252
2021-10-17 | 15 | 9233.5486
2021-10-17 | 16 | 9264.9321
2021-10-17 | 17 | 9403.0254
2021-10-17 | 18 | 9496.8589
2021-10-17 | 19 | 9647.4775
2021-10-17 | 20 | 9809.3949
2021-10-17 | 21 | 9747.8791
2021-10-17 | 22 | 9639.1797
2021-10-17 | 23 | 9413.3632
2021-10-17 | 24 | 9108.7233
2021-10-18 | 1 | 8850.6
2021-10-18 | 2 | 8766.0683
2021-10-18 | 3 | 8692.5491
2021-10-18 | 4 | 8651.216
2021-10-18 | 5 | 8685.3224
2021-10-18 | 6 | 8842.7868
2021-10-18 | 7 | 9189.4224
2021-10-18 | 8 | 9631.1872
2021-10-18 | 9 | 9937.0582
2021-10-18 | 10 | 9887.3697
2021-10-18 | 11 | 9888.3992
2021-10-18 | 12 | 9878.3254
2021-10-18 | 13 | 9902.2817
2021-10-18 | 14 | 9856.3237
2021-10-18 | 15 | 9865.8908
2021-10-18 | 16 | 9830.1834
2021-10-18 | 17 | 9871.9798
2021-10-18 | 18 | 9943.6315
2021-10-18 | 19 | 10010.66
2021-10-18 | 20 | 10115.2953
2021-10-18 | 21 | 10076.1369
2021-10-18 | 22 | 9884.9426
2021-10-18 | 23 | 9616.6425
2021-10-18 | 24 | 9290.8182
2021-10-19 | 1 | 9050.5284
2021-10-19 | 2 | 8854.837
2021-10-19 | 3 | 8804.2372
2021-10-19 | 4 | 8773.7134
2021-10-19 | 5 | 8810.0414
2021-10-19 | 6 | 8942.1394
2021-10-19 | 7 | 9313.8566
2021-10-19 | 8 | 9766.9636
2021-10-19 | 9 | 10044.2131
2021-10-19 | 10 | 9977.2167
2021-10-19 | 11 | 9976.6774
2021-10-19 | 12 | 9937.9044
2021-10-19 | 13 | 9913.8196
2021-10-19 | 14 | 9889.5253
2021-10-19 | 15 | 9888.372
2021-10-19 | 16 | 9888.0427
2021-10-19 | 17 | 9954.7924
2021-10-19 | 18 | 10008.7818
2021-10-19 | 19 | 10107.6493
2021-10-19 | 20 | 10176.4941
2021-10-19 | 21 | 10118.6818
2021-10-19 | 22 | 9958.2923
2021-10-19 | 23 | 9663.3551
2021-10-19 | 24 | 9341.3615
2021-10-20 | 1 | 9066.6561
2021-10-20 | 2 | 8865.6339
2021-10-20 | 3 | 8776.8554
2021-10-20 | 4 | 8747.3015
2021-10-20 | 5 | 8731.0071
2021-10-20 | 6 | 8848.5699
2021-10-20 | 7 | 9173.7689
2021-10-20 | 8 | 9658.7622
2021-10-20 | 9 | 10004.7155
2021-10-20 | 10 | 9964.4819
2021-10-20 | 11 | 9969.4537
2021-10-20 | 12 | 9921.9594
2021-10-20 | 13 | 9884.4695
2021-10-20 | 14 | 9851.8452
2021-10-20 | 15 | 9868.4407
2021-10-20 | 16 | 9858.6986
2021-10-20 | 17 | 9910.2734
2021-10-20 | 18 | 9981.2517
2021-10-20 | 19 | 10121.2297
2021-10-20 | 20 | 10221.3073
2021-10-20 | 21 | 10178.9756
2021-10-20 | 22 | 10004.4817
2021-10-20 | 23 | 9728.255
2021-10-20 | 24 | 9385.0129
2021-10-21 | 1 | 9095.6927
2021-10-21 | 2 | 8989.1191
2021-10-21 | 3 | 8871.8239
2021-10-21 | 4 | 8841.5939
2021-10-21 | 5 | 8857.3124
2021-10-21 | 6 | 8958.2365
2021-10-21 | 7 | 9262.515
2021-10-21 | 8 | 9675.8729
2021-10-21 | 9 | 9977.6986
2021-10-21 | 10 | 9951.8491
2021-10-21 | 11 | 9944.7876
2021-10-21 | 12 | 9890.2846
2021-10-21 | 13 | 9850.3949
2021-10-21 | 14 | 9843.3005
2021-10-21 | 15 | 9777.6677
2021-10-21 | 16 | 9767.4242
2021-10-21 | 17 | 9767.7149
2021-10-21 | 18 | 9801.044
2021-10-21 | 19 | 9943.3282
2021-10-21 | 20 | 9989.193
2021-10-21 | 21 | 9926.9231
2021-10-21 | 22 | 9810.184
2021-10-21 | 23 | 9567.6099
2021-10-21 | 24 | 9243.5779
2021-10-22 | 1 | 8983.5081
2021-10-22 | 2 | 8799.0887
2021-10-22 | 3 | 8678.0791
2021-10-22 | 4 | 8635.1842
2021-10-22 | 5 | 8660.1828
2021-10-22 | 6 | 8787.1952
2021-10-22 | 7 | 9104.5083
2021-10-22 | 8 | 9531.678
2021-10-22 | 9 | 9858.1034
2021-10-22 | 10 | 9843.8304
2021-10-22 | 11 | 9901.8039
2021-10-22 | 12 | 9883.5797
2021-10-22 | 13 | 9884.6074
2021-10-22 | 14 | 9865.8946
2021-10-22 | 15 | 9791.5631
2021-10-22 | 16 | 9769.6038
2021-10-22 | 17 | 9774.1025
2021-10-22 | 18 | 9775.1698
2021-10-22 | 19 | 9876.4222
2021-10-22 | 20 | 9928.1496
2021-10-22 | 21 | 9857.047
2021-10-22 | 22 | 9722.837
2021-10-22 | 23 | 9452.4245
2021-10-22 | 24 | 9150.2199
2021-10-23 | 1 | 8893.2935
2021-10-23 | 2 | 8734.3086
2021-10-23 | 3 | 8621.9351
2021-10-23 | 4 | 8588.209
2021-10-23 | 5 | 8621.6355
2021-10-23 | 6 | 8658.8351
2021-10-23 | 7 | 8797.6519
2021-10-23 | 8 | 9013.4164
2021-10-23 | 9 | 9201.94
2021-10-23 | 10 | 9251.4507
2021-10-23 | 11 | 9349.5598
2021-10-23 | 12 | 9376.5114
2021-10-23 | 13 | 9363.3265
2021-10-23 | 14 | 9340.4449
2021-10-23 | 15 | 9310.327
2021-10-23 | 16 | 9299.2545
2021-10-23 | 17 | 9369.4657
2021-10-23 | 18 | 9432.4429
2021-10-23 | 19 | 9593.1896
2021-10-23 | 20 | 9644.9485
2021-10-23 | 21 | 9565.7848
2021-10-23 | 22 | 9478.6567
2021-10-23 | 23 | 9297.1295
2021-10-23 | 24 | 9058.6961
2021-10-24 | 1 | 8834.1176
2021-10-24 | 2 | 8696.5451
2021-10-24 | 3 | 8588.6723
2021-10-24 | 4 | 8537.6167
2021-10-24 | 5 | 8549.219
2021-10-24 | 6 | 8602.5767
2021-10-24 | 7 | 8744.9753
2021-10-24 | 8 | 8944.5475
2021-10-24 | 9 | 9110.5049
2021-10-24 | 10 | 9122.8171
2021-10-24 | 11 | 9212.2765
2021-10-24 | 12 | 9287.9686
2021-10-24 | 13 | 9313.7737
2021-10-24 | 14 | 9326.8168
2021-10-24 | 15 | 9305.3116
2021-10-24 | 16 | 9326.4633
2021-10-24 | 17 | 9435.4931
2021-10-24 | 18 | 9496.3302
2021-10-24 | 19 | 9707.3482
2021-10-24 | 20 | 9734.8115
2021-10-24 | 21 | 9675.7193
2021-10-24 | 22 | 9556.4365
2021-10-24 | 23 | 9327.1088
2021-10-24 | 24 | 9025.5062
2021-10-25 | 1 | 8780.6441
2021-10-25 | 2 | 8683.5286
2021-10-25 | 3 | 8601.1493
2021-10-25 | 4 | 8561.8328
2021-10-25 | 5 | 8596.1815
2021-10-25 | 6 | 8756.7331
2021-10-25 | 7 | 9157.4144
2021-10-25 | 8 | 9629.0412
2021-10-25 | 9 | 9847.1511
2021-10-25 | 10 | 9820.8451
2021-10-25 | 11 | 9855.261
2021-10-25 | 12 | 9880.2101
2021-10-25 | 13 | 9818.4905
2021-10-25 | 14 | 9849.0407
2021-10-25 | 15 | 9824.4253
2021-10-25 | 16 | 9795.68
2021-10-25 | 17 | 9849.6979
2021-10-25 | 18 | 9852.4491
2021-10-25 | 19 | 9996.1102
2021-10-25 | 20 | 9987.22
2021-10-25 | 21 | 9905.1176
2021-10-25 | 22 | 9761.0319
2021-10-25 | 23 | 9457.2059
2021-10-25 | 24 | 9119.3941
2021-10-26 | 1 | 8847.3347
2021-10-26 | 2 | 8660.9791
2021-10-26 | 3 | 8587.7762
2021-10-26 | 4 | 8562.3069
2021-10-26 | 5 | 8619.5724
2021-10-26 | 6 | 8768.9672
2021-10-26 | 7 | 9132.8889
2021-10-26 | 8 | 9563.6644
2021-10-26 | 9 | 9824.1645
2021-10-26 | 10 | 9798.8714
2021-10-26 | 11 | 9866.8474
2021-10-26 | 12 | 9847.6559
2021-10-26 | 13 | 9842.8735
2021-10-26 | 14 | 9899.6699
2021-10-26 | 15 | 9949.81
2021-10-26 | 16 | 9948.2651
2021-10-26 | 17 | 9971.3635
2021-10-26 | 18 | 9946.4102
2021-10-26 | 19 | 9973.7777
2021-10-26 | 20 | 9912.1857
2021-10-26 | 21 | 9861.4582
2021-10-26 | 22 | 9716.7304
2021-10-26 | 23 | 9417.4023
2021-10-26 | 24 | 9076.846
2021-10-27 | 1 | 8815.6152
2021-10-27 | 2 | 8634.2319
2021-10-27 | 3 | 8565.5836
2021-10-27 | 4 | 8538.2696
2021-10-27 | 5 | 8581.6155
2021-10-27 | 6 | 8765.1099
2021-10-27 | 7 | 9137.2185
2021-10-27 | 8 | 9619.0763
2021-10-27 | 9 | 9851.9015
2021-10-27 | 10 | 9823.9645
2021-10-27 | 11 | 9871.6747
2021-10-27 | 12 | 9938.8092
2021-10-27 | 13 | 9950.3333
2021-10-27 | 14 | 9956.6723
2021-10-27 | 15 | 9928.85
2021-10-27 | 16 | 9927.5185
2021-10-27 | 17 | 9959.2869
2021-10-27 | 18 | 9974.7823
2021-10-27 | 19 | 10031.6939
2021-10-27 | 20 | 9999.6187
2021-10-27 | 21 | 9922.0832
2021-10-27 | 22 | 9784.6996
2021-10-27 | 23 | 9490.4136
2021-10-27 | 24 | 9168.0772
2021-10-28 | 1 | 8902.3481
2021-10-28 | 2 | 8727.7581
2021-10-28 | 3 | 8662.268
2021-10-28 | 4 | 8627.0688
2021-10-28 | 5 | 8629.9833
2021-10-28 | 6 | 8800.4073
2021-10-28 | 7 | 9113.1721
2021-10-28 | 8 | 9547.5755
2021-10-28 | 9 | 9784.1827
2021-10-28 | 10 | 9832.9514
2021-10-28 | 11 | 9910.2952
2021-10-28 | 12 | 9948.2031
2021-10-28 | 13 | 9964.4487
2021-10-28 | 14 | 9960.1209
2021-10-28 | 15 | 9968.1899
2021-10-28 | 16 | 9981.3796
2021-10-28 | 17 | 9983.5538
2021-10-28 | 18 | 10004.4318
2021-10-28 | 19 | 10147.7505
2021-10-28 | 20 | 10100.9829
2021-10-28 | 21 | 9981.6674
2021-10-28 | 22 | 9826.3832
2021-10-28 | 23 | 9544.1533
2021-10-28 | 24 | 9244.9417
2021-10-29 | 1 | 8976.4027
2021-10-29 | 2 | 8795.9828
2021-10-29 | 3 | 8722.5047
2021-10-29 | 4 | 8670.8831
2021-10-29 | 5 | 8727.3955
2021-10-29 | 6 | 8876.2018
2021-10-29 | 7 | 9221.6687
2021-10-29 | 8 | 9658.9126
2021-10-29 | 9 | 9918.8066
2021-10-29 | 10 | 9959.4713
2021-10-29 | 11 | 9980.9121
2021-10-29 | 12 | 9986.2286
2021-10-29 | 13 | 9998.2266
2021-10-29 | 14 | 9990.8349
2021-10-29 | 15 | 9899.6839
2021-10-29 | 16 | 9956.8524
2021-10-29 | 17 | 9967.0271
2021-10-29 | 18 | 9991.1581
2021-10-29 | 19 | 10172.9065
2021-10-29 | 20 | 10192.5504
2021-10-29 | 21 | 10148.1502
2021-10-29 | 22 | 10037.5689
2021-10-29 | 23 | 9746.0474
2021-10-29 | 24 | 9476.8823
2021-10-30 | 1 | 9176.5315
2021-10-30 | 2 | 9028.7179
2021-10-30 | 3 | 8948.1749
2021-10-30 | 4 | 8887.1602
2021-10-30 | 5 | 8889.179
2021-10-30 | 6 | 8898.1344
2021-10-30 | 7 | 9002.0243
2021-10-30 | 8 | 9216.3517
2021-10-30 | 9 | 9385.3496
2021-10-30 | 10 | 9476.6874
2021-10-30 | 11 | 9487.9948
2021-10-30 | 12 | 9446.721
2021-10-30 | 13 | 9410.7234
2021-10-30 | 14 | 9364.0612
2021-10-30 | 15 | 9333.1057
2021-10-30 | 16 | 9317.0947
2021-10-30 | 17 | 9402.8716
2021-10-30 | 18 | 9453.29
2021-10-30 | 19 | 9720.2215
2021-10-30 | 20 | 9702.9701
2021-10-30 | 21 | 9649.9073
2021-10-30 | 22 | 9561.783
2021-10-30 | 23 | 9383.224
2021-10-30 | 24 | 9126.3146
2021-10-31 | 1 | 8926.2806
2021-10-31 | 2 | 8760.2222
2021-10-31 | 3 | 8667.3535
2021-10-31 | 4 | 8618.0278
2021-10-31 | 5 | 8604.9981
2021-10-31 | 6 | 8636.8146
2021-10-31 | 7 | 8754.3473
2021-10-31 | 8 | 8871.5482
2021-10-31 | 9 | 9007.6049
2021-10-31 | 10 | 9118.0936
2021-10-31 | 11 | 9228.2395
2021-10-31 | 12 | 9283.7444
2021-10-31 | 13 | 9311.1245
2021-10-31 | 14 | 9345.4433
2021-10-31 | 15 | 9309.8786
2021-10-31 | 16 | 9318.3909
2021-10-31 | 17 | 9397.233
2021-10-31 | 18 | 9514.2734
2021-10-31 | 19 | 9725.7841
2021-10-31 | 20 | 9708.8619
2021-10-31 | 21 | 9646.2197
2021-10-31 | 22 | 9540.5871
2021-10-31 | 23 | 9339.8989
2021-10-31 | 24 | 9043.2225
2021-11-01 | 1 | 8794.0207
2021-11-01 | 2 | 8659.9737
2021-11-01 | 3 | 8565.8491
2021-11-01 | 4 | 8525.7413
2021-11-01 | 5 | 8564.6679
2021-11-01 | 6 | 8725.4469
2021-11-01 | 7 | 9081.6547
2021-11-01 | 8 | 9521.1197
2021-11-01 | 9 | 9723.2561
2021-11-01 | 10 | 9766.0459
2021-11-01 | 11 | 9839.0979
2021-11-01 | 12 | 9896.0711
2021-11-01 | 13 | 9960.3626
2021-11-01 | 14 | 9972.4497
2021-11-01 | 15 | 9986.9003
2021-11-01 | 16 | 10004.8441
2021-11-01 | 17 | 9994.6098
2021-11-01 | 18 | 10064.3974
2021-11-01 | 19 | 10199.8753
2021-11-01 | 20 | 10152.4424
2021-11-01 | 21 | 10049.6824
2021-11-01 | 22 | 9879.1628
2021-11-01 | 23 | 9554.3576
2021-11-01 | 24 | 9223.7067
2021-11-02 | 1 | 8969.6163
2021-11-02 | 2 | 8812.712
2021-11-02 | 3 | 8741.077
2021-11-02 | 4 | 8716.2201
2021-11-02 | 5 | 8761.2154
2021-11-02 | 6 | 8927.8414
2021-11-02 | 7 | 9289.808
2021-11-02 | 8 | 9774.4107
2021-11-02 | 9 | 9987.7945
2021-11-02 | 10 | 10052.4196
2021-11-02 | 11 | 10113.6322
2021-11-02 | 12 | 10158.2865
2021-11-02 | 13 | 10145.0137
2021-11-02 | 14 | 10103.1341
2021-11-02 | 15 | 10103.0659
2021-11-02 | 16 | 10139.9196
2021-11-02 | 17 | 10206.0355
2021-11-02 | 18 | 10286.0555
2021-11-02 | 19 | 10442.0643
2021-11-02 | 20 | 10388.624
2021-11-02 | 21 | 10311.5449
2021-11-02 | 22 | 10183.4179
2021-11-02 | 23 | 9870.7219
2021-11-02 | 24 | 9524.0787
2021-11-03 | 1 | 9250.0984
2021-11-03 | 2 | 9054.8585
2021-11-03 | 3 | 8966.7665
2021-11-03 | 4 | 8927.6971
2021-11-03 | 5 | 8957.1514
2021-11-03 | 6 | 9108.7135
2021-11-03 | 7 | 9454.2581
2021-11-03 | 8 | 9942.0368
2021-11-03 | 9 | 10155.0925
2021-11-03 | 10 | 10231.7848
2021-11-03 | 11 | 10323.919
2021-11-03 | 12 | 10340.3834
2021-11-03 | 13 | 10382.3875
2021-11-03 | 14 | 10339.4777
2021-11-03 | 15 | 10369.8257
2021-11-03 | 16 | 10358.7585
2021-11-03 | 17 | 10443.3521
2021-11-03 | 18 | 10532.3342
2021-11-03 | 19 | 10765.3627
2021-11-03 | 20 | 10693.7142
2021-11-03 | 21 | 10595.4336
2021-11-03 | 22 | 10432.4898
2021-11-03 | 23 | 10138.6934
2021-11-03 | 24 | 9784.3344
2021-11-04 | 1 | 9500.7103
2021-11-04 | 2 | 9353.0896
2021-11-04 | 3 | 9255.7354
2021-11-04 | 4 | 9202.8288
2021-11-04 | 5 | 9217.828
2021-11-04 | 6 | 9340.1739
2021-11-04 | 7 | 9645.3738
2021-11-04 | 8 | 10109.8991
2021-11-04 | 9 | 10346.1994
2021-11-04 | 10 | 10461.693
2021-11-04 | 11 | 10513.1354
2021-11-04 | 12 | 10520.553
2021-11-04 | 13 | 10506.0088
2021-11-04 | 14 | 10503.7074
2021-11-04 | 15 | 10505.2924
2021-11-04 | 16 | 10495.3716
2021-11-04 | 17 | 10537.4991
2021-11-04 | 18 | 10658.9942
2021-11-04 | 19 | 10950.9302
2021-11-04 | 20 | 10890.6045
2021-11-04 | 21 | 10784.715
2021-11-04 | 22 | 10635.6894
2021-11-04 | 23 | 10382.3883
2021-11-04 | 24 | 10070.7559
2021-11-05 | 1 | 9777.7107
2021-11-05 | 2 | 9597.6129
2021-11-05 | 3 | 9482.4918
2021-11-05 | 4 | 9439.5603
2021-11-05 | 5 | 9450.707
2021-11-05 | 6 | 9562.2451
2021-11-05 | 7 | 9868.3786
2021-11-05 | 8 | 10325.0309
2021-11-05 | 9 | 10538.7074
2021-11-05 | 10 | 10654.0565
2021-11-05 | 11 | 10733.4405
2021-11-05 | 12 | 10712.5186
2021-11-05 | 13 | 10637.5125
2021-11-05 | 14 | 10576.362
2021-11-05 | 15 | 10529.5404
2021-11-05 | 16 | 10496.0482
2021-11-05 | 17 | 10515.8172
2021-11-05 | 18 | 10639.5077
2021-11-05 | 19 | 10913.1861
2021-11-05 | 20 | 10860.1409
2021-11-05 | 21 | 10780.6165
2021-11-05 | 22 | 10608.6095
2021-11-05 | 23 | 10353.5243
2021-11-05 | 24 | 10049.578
2021-11-06 | 1 | 9760.5187
2021-11-06 | 2 | 9444.3145
2021-11-06 | 3 | 9316.3218
2021-11-06 | 4 | 9226.4672
2021-11-06 | 5 | 9187.0495
2021-11-06 | 6 | 9163.461
2021-11-06 | 7 | 9172.446
2021-11-06 | 8 | 9350.4334
2021-11-06 | 9 | 9573.9246
2021-11-06 | 10 | 9796.1842
2021-11-06 | 11 | 9895.7329
2021-11-06 | 12 | 9899.5019
2021-11-06 | 13 | 9870.3125
2021-11-06 | 14 | 9824.3746
2021-11-06 | 15 | 9771.7403
2021-11-06 | 16 | 9733.9794
2021-11-06 | 17 | 9792.589
2021-11-06 | 18 | 9937.928
2021-11-06 | 19 | 10228.608
2021-11-06 | 20 | 10186.2636
2021-11-06 | 21 | 10105.2979
2021-11-06 | 22 | 9982.6475
2021-11-06 | 23 | 9783.0225
2021-11-06 | 24 | 9513.6637
2021-11-07 | 1 | 9261.2977
2021-11-07 | 2 | 9066.8421
2021-11-07 | 02X | 9067.9062
2021-11-07 | 3 | 9001.79
2021-11-07 | 4 | 8978.6693
2021-11-07 | 5 | 9010.5539
2021-11-07 | 6 | 9096.6649
2021-11-07 | 7 | 9254.7423
2021-11-07 | 8 | 9350.8081
2021-11-07 | 9 | 9504.4147
2021-11-07 | 10 | 9626.4501
2021-11-07 | 11 | 9681.5171
2021-11-07 | 12 | 9720.3735
2021-11-07 | 13 | 9726.9482
2021-11-07 | 14 | 9698.4149
2021-11-07 | 15 | 9692.9908
2021-11-07 | 16 | 9788.8226
2021-11-07 | 17 | 9986.3735
2021-11-07 | 18 | 10266.7541
2021-11-07 | 19 | 10227.1736
2021-11-07 | 20 | 10166.0714
2021-11-07 | 21 | 10031.7073
2021-11-07 | 22 | 9786.8247
2021-11-07 | 23 | 9476.1756
2021-11-07 | 24 | 9218.6688
2021-11-08 | 1 | 9107.7261
2021-11-08 | 2 | 9032.3418
2021-11-08 | 3 | 9002.6082
2021-11-08 | 4 | 9018.3242
2021-11-08 | 5 | 9170.2222
2021-11-08 | 6 | 9516.3762
2021-11-08 | 7 | 9996.2175
2021-11-08 | 8 | 10153.9692
2021-11-08 | 9 | 10232.7207
2021-11-08 | 10 | 10271.225
2021-11-08 | 11 | 10254.6611
2021-11-08 | 12 | 10208.7978
2021-11-08 | 13 | 10199.9085
2021-11-08 | 14 | 10229.1625
2021-11-08 | 15 | 10196.2561
2021-11-08 | 16 | 10287.1988
2021-11-08 | 17 | 10453.2473
2021-11-08 | 18 | 10606.5799
2021-11-08 | 19 | 10548.2414
2021-11-08 | 20 | 10471.685
2021-11-08 | 21 | 10325.089
2021-11-08 | 22 | 10029.9455
2021-11-08 | 23 | 9681.9591
2021-11-08 | 24 | 9412.3576
2021-11-09 | 1 | 9214.8705
2021-11-09 | 2 | 9137.1079
2021-11-09 | 3 | 9109.3358
2021-11-09 | 4 | 9145.5744
2021-11-09 | 5 | 9300.045
2021-11-09 | 6 | 9657.939
2021-11-09 | 7 | 10161.0041
2021-11-09 | 8 | 10318.4769
2021-11-09 | 9 | 10420.0123
2021-11-09 | 10 | 10479.8666
2021-11-09 | 11 | 10572.4364
2021-11-09 | 12 | 10567.5275
2021-11-09 | 13 | 10548.4395
2021-11-09 | 14 | 10491.7947
2021-11-09 | 15 | 10488.3802
2021-11-09 | 16 | 10590.6726
2021-11-09 | 17 | 10748.9388
2021-11-09 | 18 | 10967.1488
2021-11-09 | 19 | 10876.4855
2021-11-09 | 20 | 10787.4825
2021-11-09 | 21 | 10638.7147
2021-11-09 | 22 | 10350.9743
2021-11-09 | 23 | 9996.3448
2021-11-09 | 24 | 9721.8308
2021-11-10 | 1 | 9526.9243
2021-11-10 | 2 | 9437.2461
2021-11-10 | 3 | 9404.0966
2021-11-10 | 4 | 9403.4996
2021-11-10 | 5 | 9534.8218
2021-11-10 | 6 | 9820.5721
2021-11-10 | 7 | 10260.0035
2021-11-10 | 8 | 10456.1037
2021-11-10 | 9 | 10596.6279
2021-11-10 | 10 | 10663.8448
2021-11-10 | 11 | 10650.6009
2021-11-10 | 12 | 10584.9574
2021-11-10 | 13 | 10564.5986
2021-11-10 | 14 | 10563.3055
2021-11-10 | 15 | 10536.7836
2021-11-10 | 16 | 10545.6881
2021-11-10 | 17 | 10676.9956
2021-11-10 | 18 | 10891.0378
2021-11-10 | 19 | 10831.8678
2021-11-10 | 20 | 10772.3996
2021-11-10 | 21 | 10647.1377
2021-11-10 | 22 | 10364.2281
2021-11-10 | 23 | 10019.5309
2021-11-10 | 24 | 9727.8931
2021-11-11 | 1 | 9511.0197
2021-11-11 | 2 | 9400.4086
2021-11-11 | 3 | 9324.5211
2021-11-11 | 4 | 9299.5375
2021-11-11 | 5 | 9314.3483
2021-11-11 | 6 | 9363.0315
2021-11-11 | 7 | 9546.533
2021-11-11 | 8 | 9599.3285
2021-11-11 | 9 | 9811.0912
2021-11-11 | 10 | 9888.2223
2021-11-11 | 11 | 9959.1356
2021-11-11 | 12 | 10003.7799
2021-11-11 | 13 | 10014.3924
2021-11-11 | 14 | 9993.795
2021-11-11 | 15 | 9978.3508
2021-11-11 | 16 | 10081.7777
2021-11-11 | 17 | 10294.9354
2021-11-11 | 18 | 10572.3656
2021-11-11 | 19 | 10548.7023
2021-11-11 | 20 | 10496.0161
2021-11-11 | 21 | 10354.9275
2021-11-11 | 22 | 10127.9693
2021-11-11 | 23 | 9814.7029
2021-11-11 | 24 | 9555.3574
2021-11-12 | 1 | 9481.6436
2021-11-12 | 2 | 9378.0166
2021-11-12 | 3 | 9334.9377
2021-11-12 | 4 | 9336.4739
2021-11-12 | 5 | 9457.1537
2021-11-12 | 6 | 9734.5161
2021-11-12 | 7 | 10195.895
2021-11-12 | 8 | 10425.0562
2021-11-12 | 9 | 10555.3867
2021-11-12 | 10 | 10565.0975
2021-11-12 | 11 | 10568.9173
2021-11-12 | 12 | 10478.2578
2021-11-12 | 13 | 10401.7767
2021-11-12 | 14 | 10372.6565
2021-11-12 | 15 | 10327.0315
2021-11-12 | 16 | 10399.8044
2021-11-12 | 17 | 10546.9934
2021-11-12 | 18 | 10694.4483
2021-11-12 | 19 | 10613.5566
2021-11-12 | 20 | 10536.3807
2021-11-12 | 21 | 10382.7785
2021-11-12 | 22 | 10131.0263
2021-11-12 | 23 | 9812.8121
2021-11-12 | 24 | 9528.4731
2021-11-13 | 1 | 9318.5995
2021-11-13 | 2 | 9196.6853
2021-11-13 | 3 | 9122.0884
2021-11-13 | 4 | 9100.8299
2021-11-13 | 5 | 9126.3028
2021-11-13 | 6 | 9232.9557
2021-11-13 | 7 | 9453.3397
2021-11-13 | 8 | 9597.8372
2021-11-13 | 9 | 9838.3209
2021-11-13 | 10 | 9938.9454
2021-11-13 | 11 | 9906.6156
2021-11-13 | 12 | 9973.034
2021-11-13 | 13 | 9981.2534
2021-11-13 | 14 | 9943.2633
2021-11-13 | 15 | 9929.1893
2021-11-13 | 16 | 9969.7392
2021-11-13 | 17 | 10151.4358
2021-11-13 | 18 | 10383.0519
2021-11-13 | 19 | 10308.3576
2021-11-13 | 20 | 10224.8024
2021-11-13 | 21 | 10103.1324
2021-11-13 | 22 | 9920.9118
2021-11-13 | 23 | 9670.7395
2021-11-13 | 24 | 9429.8377
2021-11-14 | 1 | 9264.4373
2021-11-14 | 2 | 9163.3745
2021-11-14 | 3 | 9111.2992
2021-11-14 | 4 | 9117.5385
2021-11-14 | 5 | 9172.4942
2021-11-14 | 6 | 9282.462
2021-11-14 | 7 | 9482.6495
2021-11-14 | 8 | 9551.7287
2021-11-14 | 9 | 9765.6248
2021-11-14 | 10 | 9862.3595
2021-11-14 | 11 | 9902.4351
2021-11-14 | 12 | 9885.7563
2021-11-14 | 13 | 9934.8909
2021-11-14 | 14 | 9838.9662
2021-11-14 | 15 | 9918.6215
2021-11-14 | 16 | 10010.2271
2021-11-14 | 17 | 10253.2759
2021-11-14 | 18 | 10479.5135
2021-11-14 | 19 | 10423.2588
2021-11-14 | 20 | 10352.5907
2021-11-14 | 21 | 10219.7093
2021-11-14 | 22 | 9986.2217
2021-11-14 | 23 | 9664.327
2021-11-14 | 24 | 9392.1575
2021-11-15 | 1 | 9268.1718
2021-11-15 | 2 | 9166.0684
2021-11-15 | 3 | 9109.2623
2021-11-15 | 4 | 9110.6989
2021-11-15 | 5 | 9222.7554
2021-11-15 | 6 | 9533.8743
2021-11-15 | 7 | 9964.0726
2021-11-15 | 8 | 10258.218
2021-11-15 | 9 | 10380.5948
2021-11-15 | 10 | 10270.6196
2021-11-15 | 11 | 10250.8738
2021-11-15 | 12 | 10248.869
2021-11-15 | 13 | 10227.6925
2021-11-15 | 14 | 10215.7154
2021-11-15 | 15 | 10245.0409
2021-11-15 | 16 | 10326.0131
2021-11-15 | 17 | 10466.6469
2021-11-15 | 18 | 10566.4153
2021-11-15 | 19 | 10466.3285
2021-11-15 | 20 | 10386.4052
2021-11-15 | 21 | 10219.3283
2021-11-15 | 22 | 9905.8035
2021-11-15 | 23 | 9545.2543
2021-11-15 | 24 | 9262.8818
2021-11-16 | 1 | 9073.6317
2021-11-16 | 2 | 8987.1881
2021-11-16 | 3 | 8953.646
2021-11-16 | 4 | 8973.21
2021-11-16 | 5 | 9125.3091
2021-11-16 | 6 | 9479.7043
2021-11-16 | 7 | 9967.1539
2021-11-16 | 8 | 10201.987
2021-11-16 | 9 | 10376.1274
2021-11-16 | 10 | 10342.2461
2021-11-16 | 11 | 10297.985
2021-11-16 | 12 | 10273.7001
2021-11-16 | 13 | 10230.5555
2021-11-16 | 14 | 10219.6592
2021-11-16 | 15 | 10308.4907
2021-11-16 | 16 | 10371.3058
2021-11-16 | 17 | 10554.5792
2021-11-16 | 18 | 10664.5259
2021-11-16 | 19 | 10550.581
2021-11-16 | 20 | 10471.2737
2021-11-16 | 21 | 10329.3438
2021-11-16 | 22 | 10020.6773
2021-11-16 | 23 | 9675.8663
2021-11-16 | 24 | 9402.5743
2021-11-17 | 1 | 9204.7239
2021-11-17 | 2 | 9113.2086
2021-11-17 | 3 | 9072.0309
2021-11-17 | 4 | 9091.8263
2021-11-17 | 5 | 9221.9374
2021-11-17 | 6 | 9566.8455
2021-11-17 | 7 | 10035.5303
2021-11-17 | 8 | 10288.0807
2021-11-17 | 9 | 10431.9178
2021-11-17 | 10 | 10385.4271
2021-11-17 | 11 | 10423.0864
2021-11-17 | 12 | 10419.492
2021-11-17 | 13 | 10405.2485
2021-11-17 | 14 | 10390.7256
2021-11-17 | 15 | 10393.2478
2021-11-17 | 16 | 10454.0431
2021-11-17 | 17 | 10670.5638
2021-11-17 | 18 | 10787.8702
2021-11-17 | 19 | 10703.7276
2021-11-17 | 20 | 10599.206
2021-11-17 | 21 | 10427.0606
2021-11-17 | 22 | 10122.2636
2021-11-17 | 23 | 9757.3186
2021-11-17 | 24 | 9467.2716
2021-11-18 | 1 | 9302.5871
2021-11-18 | 2 | 9208.3159
2021-11-18 | 3 | 9161.2862
2021-11-18 | 4 | 9176.8691
2021-11-18 | 5 | 9305.6687
2021-11-18 | 6 | 9615.3976
2021-11-18 | 7 | 10075.5312
2021-11-18 | 8 | 10350.2681
2021-11-18 | 9 | 10531.8922
2021-11-18 | 10 | 10460.9879
2021-11-18 | 11 | 10464.5048
2021-11-18 | 12 | 10431.9735
2021-11-18 | 13 | 10439.8597
2021-11-18 | 14 | 10430.0457
2021-11-18 | 15 | 10434.1647
2021-11-18 | 16 | 10459.9099
2021-11-18 | 17 | 10606.1303
2021-11-18 | 18 | 10712.6968
2021-11-18 | 19 | 10634.3922
2021-11-18 | 20 | 10552.6293
2021-11-18 | 21 | 10387.0709
2021-11-18 | 22 | 10102.4063
2021-11-18 | 23 | 9782.4603
2021-11-18 | 24 | 9512.7494
2021-11-19 | 1 | 9330.5775
2021-11-19 | 2 | 9222.8242
2021-11-19 | 3 | 9181.4922
2021-11-19 | 4 | 9198.6671
2021-11-19 | 5 | 9344.944
2021-11-19 | 6 | 9657.2606
2021-11-19 | 7 | 10123.3013
2021-11-19 | 8 | 10476.5371
2021-11-19 | 9 | 10628.9509
2021-11-19 | 10 | 10449.737
2021-11-19 | 11 | 10456.9009
2021-11-19 | 12 | 10463.0969
2021-11-19 | 13 | 10446.2256
2021-11-19 | 14 | 10476.3018
2021-11-19 | 15 | 10492.1533
2021-11-19 | 16 | 10550.5415
2021-11-19 | 17 | 10787.0768
2021-11-19 | 18 | 10921.4326
2021-11-19 | 19 | 10820.6469
2021-11-19 | 20 | 10726.3054
2021-11-19 | 21 | 10571.7313
2021-11-19 | 22 | 10297.246
2021-11-19 | 23 | 9972.5845
2021-11-19 | 24 | 9699.823
2021-11-20 | 1 | 9514.6696
2021-11-20 | 2 | 9412.7054
2021-11-20 | 3 | 9333.1457
2021-11-20 | 4 | 9315.1078
2021-11-20 | 5 | 9344.8862
2021-11-20 | 6 | 9431.7543
2021-11-20 | 7 | 9632.4328
2021-11-20 | 8 | 9940.5979
2021-11-20 | 9 | 10185.3448
2021-11-20 | 10 | 10116.8026
2021-11-20 | 11 | 10183.8181
2021-11-20 | 12 | 10182.185
2021-11-20 | 13 | 10191.1721
2021-11-20 | 14 | 10128.8706
2021-11-20 | 15 | 10141.4318
2021-11-20 | 16 | 10209.4356
2021-11-20 | 17 | 10502.8448
2021-11-20 | 18 | 10716.0196
2021-11-20 | 19 | 10661.7313
2021-11-20 | 20 | 10586.7086
2021-11-20 | 21 | 10464.8887
2021-11-20 | 22 | 10298.1423
2021-11-20 | 23 | 10019.6571
2021-11-20 | 24 | 9767.3511
2021-11-21 | 1 | 9574.2652
2021-11-21 | 2 | 9453.279
2021-11-21 | 3 | 9367.0358
2021-11-21 | 4 | 9332.2649
2021-11-21 | 5 | 9324.7754
2021-11-21 | 6 | 9351.1098
2021-11-21 | 7 | 9507.1574
2021-11-21 | 8 | 9811.8425
2021-11-21 | 9 | 10038.7297
2021-11-21 | 10 | 9995.5075
2021-11-21 | 11 | 10052.0137
2021-11-21 | 12 | 10133.097
2021-11-21 | 13 | 10111.935
2021-11-21 | 14 | 10061.27
2021-11-21 | 15 | 10099.3274
2021-11-21 | 16 | 10184.7896
2021-11-21 | 17 | 10480.3263
2021-11-21 | 18 | 10727.4718
2021-11-21 | 19 | 10670.3296
2021-11-21 | 20 | 10590.0401
2021-11-21 | 21 | 10446.0343
2021-11-21 | 22 | 10212.1283
2021-11-21 | 23 | 9902.7278
2021-11-21 | 24 | 9638.271
2021-11-22 | 1 | 9518.0581
2021-11-22 | 2 | 9412.8223
2021-11-22 | 3 | 9360.4701
2021-11-22 | 4 | 9369.0029
2021-11-22 | 5 | 9457.5304
2021-11-22 | 6 | 9743.5075
2021-11-22 | 7 | 10200.4485
2021-11-22 | 8 | 10564.6679
2021-11-22 | 9 | 10712.3959
2021-11-22 | 10 | 10575.1607
2021-11-22 | 11 | 10595.8472
2021-11-22 | 12 | 10572.6748
2021-11-22 | 13 | 10604.6267
2021-11-22 | 14 | 10572.803
2021-11-22 | 15 | 10614.9655
2021-11-22 | 16 | 10683.8324
2021-11-22 | 17 | 10905.1865
2021-11-22 | 18 | 11078.5916
2021-11-22 | 19 | 11002.2648
2021-11-22 | 20 | 10921.9967
2021-11-22 | 21 | 10766.4803
2021-11-22 | 22 | 10476.6953
2021-11-22 | 23 | 10110.1198
2021-11-22 | 24 | 9811.3085
2021-11-23 | 1 | 9591.7269
2021-11-23 | 2 | 9492.704
2021-11-23 | 3 | 9453.325
2021-11-23 | 4 | 9468.4424
2021-11-23 | 5 | 9598.9091
2021-11-23 | 6 | 9906.8972
2021-11-23 | 7 | 10372.2304
2021-11-23 | 8 | 10730.7166
2021-11-23 | 9 | 10853.7667
2021-11-23 | 10 | 10796.8975
2021-11-23 | 11 | 10854.0994
2021-11-23 | 12 | 10862.5601
2021-11-23 | 13 | 10854.1667
2021-11-23 | 14 | 10837.9182
2021-11-23 | 15 | 10866.548
2021-11-23 | 16 | 10939.8141
2021-11-23 | 17 | 11173.6825
2021-11-23 | 18 | 11381.5875
2021-11-23 | 19 | 11273.4058
2021-11-23 | 20 | 11162.914
2021-11-23 | 21 | 11025.391
2021-11-23 | 22 | 10760.9893
2021-11-23 | 23 | 10415.3986
2021-11-23 | 24 | 10100.3772
2021-11-24 | 1 | 9860.5825
2021-11-24 | 2 | 9762.5895
2021-11-24 | 3 | 9709.0328
2021-11-24 | 4 | 9697.7861
2021-11-24 | 5 | 9780.7271
2021-11-24 | 6 | 9993.4467
2021-11-24 | 7 | 10412.6629
2021-11-24 | 8 | 10817.1592
2021-11-24 | 9 | 11003.1375
2021-11-24 | 10 | 10933.5441
2021-11-24 | 11 | 10919.5227
2021-11-24 | 12 | 10897.9876
2021-11-24 | 13 | 10858.4099
2021-11-24 | 14 | 10889.7672
2021-11-24 | 15 | 10840.3411
2021-11-24 | 16 | 10927.2176
2021-11-24 | 17 | 11182.3991
2021-11-24 | 18 | 11397.5446
2021-11-24 | 19 | 11327.6442
2021-11-24 | 20 | 11223.9075
2021-11-24 | 21 | 11075.7608
2021-11-24 | 22 | 10864.3695
2021-11-24 | 23 | 10502.479
2021-11-24 | 24 | 10152.2236
2021-11-25 | 1 | 9962.1989
2021-11-25 | 2 | 9857.1515
2021-11-25 | 3 | 9786.0701
2021-11-25 | 4 | 9774.8885
2021-11-25 | 5 | 9818.5749
2021-11-25 | 6 | 9968.8984
2021-11-25 | 7 | 10376.1615
2021-11-25 | 8 | 10802.2129
2021-11-25 | 9 | 10998.506
2021-11-25 | 10 | 10903.6343
2021-11-25 | 11 | 10873.2515
2021-11-25 | 12 | 10863.4594
2021-11-25 | 13 | 10825.8014
2021-11-25 | 14 | 10796.8949
2021-11-25 | 15 | 10777.0518
2021-11-25 | 16 | 10799.2062
2021-11-25 | 17 | 11076.5793
2021-11-25 | 18 | 11247.5641
2021-11-25 | 19 | 11159.6734
2021-11-25 | 20 | 11013.3913
2021-11-25 | 21 | 10884.796
2021-11-25 | 22 | 10652.7391
2021-11-25 | 23 | 10333.8732
2021-11-25 | 24 | 10026.5221
2021-11-26 | 1 | 9804.6593
2021-11-26 | 2 | 9679.3748
2021-11-26 | 3 | 9608.5094
2021-11-26 | 4 | 9599.8314
2021-11-26 | 5 | 9686.797
2021-11-26 | 6 | 9888.3346
2021-11-26 | 7 | 10342.9972
2021-11-26 | 8 | 10758.0914
2021-11-26 | 9 | 10911.9082
2021-11-26 | 10 | 10815.2486
2021-11-26 | 11 | 10778.2997
2021-11-26 | 12 | 10729.7808
2021-11-26 | 13 | 10649.2349
2021-11-26 | 14 | 10631.8248
2021-11-26 | 15 | 10617.0541
2021-11-26 | 16 | 10601.9236
2021-11-26 | 17 | 10853.2852
2021-11-26 | 18 | 10988.513
2021-11-26 | 19 | 10903.5718
2021-11-26 | 20 | 10824.9888
2021-11-26 | 21 | 10711.8371
2021-11-26 | 22 | 10455.5268
2021-11-26 | 23 | 10127.8628
2021-11-26 | 24 | 9849.1341
2021-11-27 | 1 | 9625.8685
2021-11-27 | 2 | 9487.8949
2021-11-27 | 3 | 9424.3953
2021-11-27 | 4 | 9371.1458
2021-11-27 | 5 | 9347.2814
2021-11-27 | 6 | 9391.3776
2021-11-27 | 7 | 9563.1229
2021-11-27 | 8 | 9911.8016
2021-11-27 | 9 | 10108.6796
2021-11-27 | 10 | 10094.9883
2021-11-27 | 11 | 10138.3755
2021-11-27 | 12 | 10055.8573
2021-11-27 | 13 | 10024.4182
2021-11-27 | 14 | 9992.7104
2021-11-27 | 15 | 10040.4874
2021-11-27 | 16 | 10051.0452
2021-11-27 | 17 | 10340.5215
2021-11-27 | 18 | 10482.1207
2021-11-27 | 19 | 10407.5001
2021-11-27 | 20 | 10340.4684
2021-11-27 | 21 | 10214.4872
2021-11-27 | 22 | 10009.6228
2021-11-27 | 23 | 9744.6549
2021-11-27 | 24 | 9500.5425
2021-11-28 | 1 | 9327.0345
2021-11-28 | 2 | 9208.8269
2021-11-28 | 3 | 9145.2141
2021-11-28 | 4 | 9113.1274
2021-11-28 | 5 | 9110.4546
2021-11-28 | 6 | 9193.7964
2021-11-28 | 7 | 9369.1395
2021-11-28 | 8 | 9643.4383
2021-11-28 | 9 | 9822.3259
2021-11-28 | 10 | 9827.8894
2021-11-28 | 11 | 9911.2377
2021-11-28 | 12 | 9859.1222
2021-11-28 | 13 | 9894.6556
2021-11-28 | 14 | 9895.9628
2021-11-28 | 15 | 9921.1798
2021-11-28 | 16 | 10013.9064
2021-11-28 | 17 | 10291.4912
2021-11-28 | 18 | 10454.2788
2021-11-28 | 19 | 10397.2736
2021-11-28 | 20 | 10316.0919
2021-11-28 | 21 | 10181.2193
2021-11-28 | 22 | 9951.5611
2021-11-28 | 23 | 9641.4443
2021-11-28 | 24 | 9381.8499
2021-11-29 | 1 | 9280.6332
2021-11-29 | 2 | 9186.5679
2021-11-29 | 3 | 9144.7507
2021-11-29 | 4 | 9160.0667
2021-11-29 | 5 | 9319.5988
2021-11-29 | 6 | 9669.3939
2021-11-29 | 7 | 10129.3507
2021-11-29 | 8 | 10496.5927
2021-11-29 | 9 | 10595.7439
2021-11-29 | 10 | 10489.6341
2021-11-29 | 11 | 10543.5691
2021-11-29 | 12 | 10525.0623
2021-11-29 | 13 | 10503.5281
2021-11-29 | 14 | 10414.8222
2021-11-29 | 15 | 10436.5833
2021-11-29 | 16 | 10514.8676
2021-11-29 | 17 | 10775.7114
2021-11-29 | 18 | 10860.9625
2021-11-29 | 19 | 10783.2795
2021-11-29 | 20 | 10734.089
2021-11-29 | 21 | 10527.4581
2021-11-29 | 22 | 10237.7069
2021-11-29 | 23 | 9863.1483
2021-11-29 | 24 | 9568.1969
2021-11-30 | 1 | 9367.4656
2021-11-30 | 2 | 9276.1624
2021-11-30 | 3 | 9230.8867
2021-11-30 | 4 | 9246.9125
2021-11-30 | 5 | 9375.1519
2021-11-30 | 6 | 9696.755
2021-11-30 | 7 | 10144.0878
2021-11-30 | 8 | 10525.3238
2021-11-30 | 9 | 10621.9688
2021-11-30 | 10 | 10505.2743
2021-11-30 | 11 | 10425.2699
2021-11-30 | 12 | 10488.3082
2021-11-30 | 13 | 10471.0567
2021-11-30 | 14 | 10479.2798
2021-11-30 | 15 | 10499.2559
2021-11-30 | 16 | 10558.4464
2021-11-30 | 17 | 10775.0158
2021-11-30 | 18 | 10840.6368
2021-11-30 | 19 | 10795.5329
2021-11-30 | 20 | 10724.0829
2021-11-30 | 21 | 10559.2735
2021-11-30 | 22 | 10236.0406
2021-11-30 | 23 | 9873.5443
2021-11-30 | 24 | 9583.6488
2021-12-01 | 1 | 9540.9535
2021-12-01 | 2 | 9449.4277
2021-12-01 | 3 | 9390.7869
2021-12-01 | 4 | 9407.953
2021-12-01 | 5 | 9555.3054
2021-12-01 | 6 | 9866.5723
2021-12-01 | 7 | 10339.4608
2021-12-01 | 8 | 10697.8125
2021-12-01 | 9 | 10769.2617
2021-12-01 | 10 | 10648.3156
2021-12-01 | 11 | 10642.3167
2021-12-01 | 12 | 10632.8001
2021-12-01 | 13 | 10693.6067
2021-12-01 | 14 | 10593.6077
2021-12-01 | 15 | 10592.0555
2021-12-01 | 16 | 10655.5265
2021-12-01 | 17 | 10876.5233
2021-12-01 | 18 | 10938.2588
2021-12-01 | 19 | 10838.272
2021-12-01 | 20 | 10788.7411
2021-12-01 | 21 | 10629.1402
2021-12-01 | 22 | 10324.0917
2021-12-01 | 23 | 9980.3964
2021-12-01 | 24 | 9686.3265
2021-12-02 | 1 | 9533.5087
2021-12-02 | 2 | 9421.9713
2021-12-02 | 3 | 9364.0044
2021-12-02 | 4 | 9364.5216
2021-12-02 | 5 | 9477.4675
2021-12-02 | 6 | 9770.1766
2021-12-02 | 7 | 10256.6802
2021-12-02 | 8 | 10610.1477
2021-12-02 | 9 | 10639.5363
2021-12-02 | 10 | 10550.2163
2021-12-02 | 11 | 10557.7648
2021-12-02 | 12 | 10503.5767
2021-12-02 | 13 | 10440.138
2021-12-02 | 14 | 10437.8417
2021-12-02 | 15 | 10466.0164
2021-12-02 | 16 | 10490.6021
2021-12-02 | 17 | 10703.7377
2021-12-02 | 18 | 10773.7748
2021-12-02 | 19 | 10695.9049
2021-12-02 | 20 | 10609.6274
2021-12-02 | 21 | 10452.4943
2021-12-02 | 22 | 10187.1113
2021-12-02 | 23 | 9873.3425
2021-12-02 | 24 | 9611.287
2021-12-03 | 1 | 9433.7028
2021-12-03 | 2 | 9340.5987
2021-12-03 | 3 | 9311.4226
2021-12-03 | 4 | 9323.1253
2021-12-03 | 5 | 9473.5827
2021-12-03 | 6 | 9842.7645
2021-12-03 | 7 | 10338.2163
2021-12-03 | 8 | 10653.2296
2021-12-03 | 9 | 10727.7902
2021-12-03 | 10 | 10699.4659
2021-12-03 | 11 | 10736.3548
2021-12-03 | 12 | 10704.7999
2021-12-03 | 13 | 10703.3123
2021-12-03 | 14 | 10678.2994
2021-12-03 | 15 | 10619.3026
2021-12-03 | 16 | 10668.0127
2021-12-03 | 17 | 10934.8114
2021-12-03 | 18 | 11025.9024
2021-12-03 | 19 | 10912.2819
2021-12-03 | 20 | 10816.4295
2021-12-03 | 21 | 10668.3772
2021-12-03 | 22 | 10399.2957
2021-12-03 | 23 | 10087.9109
2021-12-03 | 24 | 9806.543
2021-12-04 | 1 | 9590.9227
2021-12-04 | 2 | 9456.7904
2021-12-04 | 3 | 9384.6811
2021-12-04 | 4 | 9368.8237
2021-12-04 | 5 | 9391.1021
2021-12-04 | 6 | 9476.7568
2021-12-04 | 7 | 9672.832
2021-12-04 | 8 | 9986.5845
2021-12-04 | 9 | 10148.1562
2021-12-04 | 10 | 10123.8509
2021-12-04 | 11 | 10229.333
2021-12-04 | 12 | 10237.2806
2021-12-04 | 13 | 10206.1369
2021-12-04 | 14 | 10193.83
2021-12-04 | 15 | 10191.3861
2021-12-04 | 16 | 10275.3992
2021-12-04 | 17 | 10518.2788
2021-12-04 | 18 | 10634.9433
2021-12-04 | 19 | 10552.8331
2021-12-04 | 20 | 10457.3624
2021-12-04 | 21 | 10321.7624
2021-12-04 | 22 | 10112.8418
2021-12-04 | 23 | 9842.2892
2021-12-04 | 24 | 9594.5068
2021-12-05 | 1 | 9430.4515
2021-12-05 | 2 | 9315.0554
2021-12-05 | 3 | 9254.9184
2021-12-05 | 4 | 9241.6575
2021-12-05 | 5 | 9280.7455
2021-12-05 | 6 | 9400.2326
2021-12-05 | 7 | 9587.7783
2021-12-05 | 8 | 9844.1325
2021-12-05 | 9 | 9979.381
2021-12-05 | 10 | 9999.2551
2021-12-05 | 11 | 10096.8461
2021-12-05 | 12 | 10152.659
2021-12-05 | 13 | 10169.4672
2021-12-05 | 14 | 10179.5984
2021-12-05 | 15 | 10248.9572
2021-12-05 | 16 | 10374.9297
2021-12-05 | 17 | 10665.4639
2021-12-05 | 18 | 10838.7283
2021-12-05 | 19 | 10768.2514
2021-12-05 | 20 | 10692.9681
2021-12-05 | 21 | 10573.4366
2021-12-05 | 22 | 10358.0319
2021-12-05 | 23 | 10045.5619
2021-12-05 | 24 | 9789.491
2021-12-06 | 1 | 9683.7197
2021-12-06 | 2 | 9593.4004
2021-12-06 | 3 | 9552.8943
2021-12-06 | 4 | 9569.5613
2021-12-06 | 5 | 9684.095
2021-12-06 | 6 | 9976.7909
2021-12-06 | 7 | 10411.3137
2021-12-06 | 8 | 10785.5852
2021-12-06 | 9 | 10834.8381
2021-12-06 | 10 | 10782.641
2021-12-06 | 11 | 10803.2547
2021-12-06 | 12 | 10746.0962
2021-12-06 | 13 | 10697.7682
2021-12-06 | 14 | 10697.7099
2021-12-06 | 15 | 10668.8288
2021-12-06 | 16 | 10717.2316
2021-12-06 | 17 | 10924.3372
2021-12-06 | 18 | 10955.999
2021-12-06 | 19 | 10859.8819
2021-12-06 | 20 | 10808.0288
2021-12-06 | 21 | 10661.1346
2021-12-06 | 22 | 10364.6294
2021-12-06 | 23 | 9999.045
2021-12-06 | 24 | 9699.9683
2021-12-07 | 1 | 9488.7665
2021-12-07 | 2 | 9396.092
2021-12-07 | 3 | 9352.0223
2021-12-07 | 4 | 9360.5964
2021-12-07 | 5 | 9483.3802
2021-12-07 | 6 | 9803.4875
2021-12-07 | 7 | 10279.6048
2021-12-07 | 8 | 10656.8211
2021-12-07 | 9 | 10687.9901
2021-12-07 | 10 | 10667.5586
2021-12-07 | 11 | 10684.1552
2021-12-07 | 12 | 10688.9046
2021-12-07 | 13 | 10662.716
2021-12-07 | 14 | 10688.6195
2021-12-07 | 15 | 10675.7989
2021-12-07 | 16 | 10784.0857
2021-12-07 | 17 | 11022.8464
2021-12-07 | 18 | 11109.3257
2021-12-07 | 19 | 11019.5711
2021-12-07 | 20 | 10912.6796
2021-12-07 | 21 | 10748.6232
2021-12-07 | 22 | 10444.1457
2021-12-07 | 23 | 10095.0507
2021-12-07 | 24 | 9821.8859
2021-12-08 | 1 | 9625.9492
2021-12-08 | 2 | 9544.4671
2021-12-08 | 3 | 9514.0811
2021-12-08 | 4 | 9533.913
2021-12-08 | 5 | 9661.3744
2021-12-08 | 6 | 9971.0773
2021-12-08 | 7 | 10411.6057
2021-12-08 | 8 | 10785.7894
2021-12-08 | 9 | 10824.3132
2021-12-08 | 10 | 10756.2159
2021-12-08 | 11 | 10806.2071
2021-12-08 | 12 | 10727.885
2021-12-08 | 13 | 10729.0341
2021-12-08 | 14 | 10729.9077
2021-12-08 | 15 | 10731.4657
2021-12-08 | 16 | 10829.1826
2021-12-08 | 17 | 11085.001
2021-12-08 | 18 | 11170.6982
2021-12-08 | 19 | 11085.8094
2021-12-08 | 20 | 11008.6669
2021-12-08 | 21 | 10844.5339
2021-12-08 | 22 | 10554.473
2021-12-08 | 23 | 10198.8906
2021-12-08 | 24 | 9899.3523
2021-12-09 | 1 | 9733.8706
2021-12-09 | 2 | 9612.8962
2021-12-09 | 3 | 9550.7877
2021-12-09 | 4 | 9567.2654
2021-12-09 | 5 | 9681.0691
2021-12-09 | 6 | 9968.9753
2021-12-09 | 7 | 10432.5528
2021-12-09 | 8 | 10808.3079
2021-12-09 | 9 | 10860.7667
2021-12-09 | 10 | 10823.1873
2021-12-09 | 11 | 10811.5835
2021-12-09 | 12 | 10842.8842
2021-12-09 | 13 | 10855.5285
2021-12-09 | 14 | 10842.983
2021-12-09 | 15 | 10806.0782
2021-12-09 | 16 | 10877.792
2021-12-09 | 17 | 11154.5004
2021-12-09 | 18 | 11282.393
2021-12-09 | 19 | 11174.5068
2021-12-09 | 20 | 11064.4224
2021-12-09 | 21 | 10911.2319
2021-12-09 | 22 | 10666.8057
2021-12-09 | 23 | 10337.5667
2021-12-09 | 24 | 10036.3609
2021-12-10 | 1 | 9825.765
2021-12-10 | 2 | 9719.938
2021-12-10 | 3 | 9668.9114
2021-12-10 | 4 | 9660.6561
2021-12-10 | 5 | 9745.9068
2021-12-10 | 6 | 9991.5615
2021-12-10 | 7 | 10432.8533
2021-12-10 | 8 | 10846.7182
2021-12-10 | 9 | 10896.6493
2021-12-10 | 10 | 10865.337
2021-12-10 | 11 | 10820.8437
2021-12-10 | 12 | 10803.7056
2021-12-10 | 13 | 10763.2419
2021-12-10 | 14 | 10735.7572
2021-12-10 | 15 | 10704.4059
2021-12-10 | 16 | 10727.3135
2021-12-10 | 17 | 10918.9085
2021-12-10 | 18 | 10938.5378
2021-12-10 | 19 | 10859.7727
2021-12-10 | 20 | 10791.979
2021-12-10 | 21 | 10640.7741
2021-12-10 | 22 | 10369.7952
2021-12-10 | 23 | 10046.3526
2021-12-10 | 24 | 9757.6334
2021-12-11 | 1 | 9536.2397
2021-12-11 | 2 | 9398.4437
2021-12-11 | 3 | 9317.1822
2021-12-11 | 4 | 9305.207
2021-12-11 | 5 | 9318.8893
2021-12-11 | 6 | 9420.978
2021-12-11 | 7 | 9610.1131
2021-12-11 | 8 | 9929.7377
2021-12-11 | 9 | 10060.6452
2021-12-11 | 10 | 10074.6137
2021-12-11 | 11 | 10114.9495
2021-12-11 | 12 | 10130.0905
2021-12-11 | 13 | 10107.9115
2021-12-11 | 14 | 10130.002
2021-12-11 | 15 | 10157.442
2021-12-11 | 16 | 10257.5458
2021-12-11 | 17 | 10554.7257
2021-12-11 | 18 | 10693.7803
2021-12-11 | 19 | 10590.7071
2021-12-11 | 20 | 10480.8976
2021-12-11 | 21 | 10350.3561
2021-12-11 | 22 | 10138.8826
2021-12-11 | 23 | 9894.9456
2021-12-11 | 24 | 9663.3405
2021-12-12 | 1 | 9498.2433
2021-12-12 | 2 | 9388.1645
2021-12-12 | 3 | 9340.8485
2021-12-12 | 4 | 9332.3128
2021-12-12 | 5 | 9381.5221
2021-12-12 | 6 | 9486.8421
2021-12-12 | 7 | 9675.3897
2021-12-12 | 8 | 9941.5165
2021-12-12 | 9 | 10047.5894
2021-12-12 | 10 | 10103.3863
2021-12-12 | 11 | 10202.5892
2021-12-12 | 12 | 10274.0089
2021-12-12 | 13 | 10289.123
2021-12-12 | 14 | 10366.731
2021-12-12 | 15 | 10412.1668
2021-12-12 | 16 | 10515.9612
2021-12-12 | 17 | 10843.3699
2021-12-12 | 18 | 11043.19
2021-12-12 | 19 | 10964.3853
2021-12-12 | 20 | 10859.635
2021-12-12 | 21 | 10719.5421
2021-12-12 | 22 | 10505.5292
2021-12-12 | 23 | 10192.7282
2021-12-12 | 24 | 9926.6594
2021-12-13 | 1 | 9810.0087
2021-12-13 | 2 | 9722.8235
2021-12-13 | 3 | 9685.8733
2021-12-13 | 4 | 9704.4752
2021-12-13 | 5 | 9830.3933
2021-12-13 | 6 | 10132.6829
2021-12-13 | 7 | 10582.4086
2021-12-13 | 8 | 10962.7044
2021-12-13 | 9 | 10998.2534
2021-12-13 | 10 | 11025.4028
2021-12-13 | 11 | 11088.8583
2021-12-13 | 12 | 11060.5564
2021-12-13 | 13 | 11034.7395
2021-12-13 | 14 | 11019.5489
2021-12-13 | 15 | 11017.9149
2021-12-13 | 16 | 11070.5263
2021-12-13 | 17 | 11316.2965
2021-12-13 | 18 | 11445.5648
2021-12-13 | 19 | 11364.4781
2021-12-13 | 20 | 11270.6822
2021-12-13 | 21 | 11121.7939
2021-12-13 | 22 | 10849.3191
2021-12-13 | 23 | 10498.069
2021-12-13 | 24 | 10183.0779
2021-12-14 | 1 | 9950.949
2021-12-14 | 2 | 9837.3028
2021-12-14 | 3 | 9779.0046
2021-12-14 | 4 | 9771.2883
2021-12-14 | 5 | 9852.9072
2021-12-14 | 6 | 10071.6444
2021-12-14 | 7 | 10499.9888
2021-12-14 | 8 | 10925.4714
2021-12-14 | 9 | 10960.2845
2021-12-14 | 10 | 10928.8193
2021-12-14 | 11 | 10920.4797
2021-12-14 | 12 | 10887.6701
2021-12-14 | 13 | 10884.3018
2021-12-14 | 14 | 10808.9925
2021-12-14 | 15 | 10722.3852
2021-12-14 | 16 | 10787.7817
2021-12-14 | 17 | 11039.2971
2021-12-14 | 18 | 11096.5727
2021-12-14 | 19 | 11012.1431
2021-12-14 | 20 | 10943.521
2021-12-14 | 21 | 10788.6985
2021-12-14 | 22 | 10486.2759
2021-12-14 | 23 | 10111.3822
2021-12-14 | 24 | 9822.4913
2021-12-15 | 1 | 9614.8442
2021-12-15 | 2 | 9508.2085
2021-12-15 | 3 | 9453.2812
2021-12-15 | 4 | 9469.1845
2021-12-15 | 5 | 9582.3914
2021-12-15 | 6 | 9895.4268
2021-12-15 | 7 | 10351.1109
2021-12-15 | 8 | 10719.6624
2021-12-15 | 9 | 10721.9454
2021-12-15 | 10 | 10738.4472
2021-12-15 | 11 | 10742.0868
2021-12-15 | 12 | 10724.8088
2021-12-15 | 13 | 10588.477
2021-12-15 | 14 | 10563.1272
2021-12-15 | 15 | 10553.0927
2021-12-15 | 16 | 10685.6816
2021-12-15 | 17 | 10946.606
2021-12-15 | 18 | 11016.7467
2021-12-15 | 19 | 10928.7835
2021-12-15 | 20 | 10857.0208
2021-12-15 | 21 | 10701.7491
2021-12-15 | 22 | 10417.1337
2021-12-15 | 23 | 10058.9244
2021-12-15 | 24 | 9772.9691
2021-12-16 | 1 | 9609.9297
2021-12-16 | 2 | 9511.2015
2021-12-16 | 3 | 9460.1408
2021-12-16 | 4 | 9478.1789
2021-12-16 | 5 | 9601.2192
2021-12-16 | 6 | 9916.9496
2021-12-16 | 7 | 10386.1045
2021-12-16 | 8 | 10748.8663
2021-12-16 | 9 | 10766.7398
2021-12-16 | 10 | 10785.1509
2021-12-16 | 11 | 10849.5693
2021-12-16 | 12 | 10828.3743
2021-12-16 | 13 | 10826.1377
2021-12-16 | 14 | 10825.3718
2021-12-16 | 15 | 10817.946
2021-12-16 | 16 | 10842.206
2021-12-16 | 17 | 11058.4058
2021-12-16 | 18 | 11139.2562
2021-12-16 | 19 | 11044.2913
2021-12-16 | 20 | 10935.3357
2021-12-16 | 21 | 10783.9892
2021-12-16 | 22 | 10530.9451
2021-12-16 | 23 | 10210.9486
2021-12-16 | 24 | 9930.2063
2021-12-17 | 1 | 9729.7257
2021-12-17 | 2 | 9623.9406
2021-12-17 | 3 | 9574.7845
2021-12-17 | 4 | 9579.1207
2021-12-17 | 5 | 9695.9091
2021-12-17 | 6 | 9980.0436
2021-12-17 | 7 | 10456.3809
2021-12-17 | 8 | 10855.4836
2021-12-17 | 9 | 10880.271
2021-12-17 | 10 | 10885.2285
2021-12-17 | 11 | 10957.8761
2021-12-17 | 12 | 10958.7835
2021-12-17 | 13 | 10924.9289
2021-12-17 | 14 | 10872.0517
2021-12-17 | 15 | 10846.5256
2021-12-17 | 16 | 10894.4343
2021-12-17 | 17 | 11136.2287
2021-12-17 | 18 | 11257.3129
2021-12-17 | 19 | 11164.8632
2021-12-17 | 20 | 11071.7641
2021-12-17 | 21 | 10895.4113
2021-12-17 | 22 | 10634.9551
2021-12-17 | 23 | 10319.0756
2021-12-17 | 24 | 10029.4143
2021-12-18 | 1 | 9817.135
2021-12-18 | 2 | 9685.7627
2021-12-18 | 3 | 9620.8822
2021-12-18 | 4 | 9590.6005
2021-12-18 | 5 | 9600.7784
2021-12-18 | 6 | 9663.9994
2021-12-18 | 7 | 9860.5747
2021-12-18 | 8 | 10222.7164
2021-12-18 | 9 | 10358.6356
2021-12-18 | 10 | 10462.4413
2021-12-18 | 11 | 10504.1648
2021-12-18 | 12 | 10518.6972
2021-12-18 | 13 | 10448.325
2021-12-18 | 14 | 10381.989
2021-12-18 | 15 | 10331.8098
2021-12-18 | 16 | 10413.7344
2021-12-18 | 17 | 10710.6488
2021-12-18 | 18 | 10867.6345
2021-12-18 | 19 | 10781.997
2021-12-18 | 20 | 10709.0394
2021-12-18 | 21 | 10587.5956
2021-12-18 | 22 | 10394.0532
2021-12-18 | 23 | 10115.4216
2021-12-18 | 24 | 9856.1896
2021-12-19 | 1 | 9660.8874
2021-12-19 | 2 | 9534.1404
2021-12-19 | 3 | 9461.3017
2021-12-19 | 4 | 9428.4007
2021-12-19 | 5 | 9430.536
2021-12-19 | 6 | 9474.8914
2021-12-19 | 7 | 9642.0019
2021-12-19 | 8 | 9925.705
2021-12-19 | 9 | 10053.447
2021-12-19 | 10 | 10119.5362
2021-12-19 | 11 | 10144.8841
2021-12-19 | 12 | 10196.9086
2021-12-19 | 13 | 10242.096
2021-12-19 | 14 | 10205.52
2021-12-19 | 15 | 10241.1946
2021-12-19 | 16 | 10373.5073
2021-12-19 | 17 | 10725.5083
2021-12-19 | 18 | 10906.6583
2021-12-19 | 19 | 10847.5155
2021-12-19 | 20 | 10752.408
2021-12-19 | 21 | 10605.571
2021-12-19 | 22 | 10377.1812
2021-12-19 | 23 | 10084.4295
2021-12-19 | 24 | 9825.515
2021-12-20 | 1 | 9717.4591
2021-12-20 | 2 | 9633.4217
2021-12-20 | 3 | 9596.1394
2021-12-20 | 4 | 9598.491
2021-12-20 | 5 | 9723.6856
2021-12-20 | 6 | 10023.1165
2021-12-20 | 7 | 10477.54
2021-12-20 | 8 | 10851.7492
2021-12-20 | 9 | 10905.4351
2021-12-20 | 10 | 10880.1088
2021-12-20 | 11 | 10836.7874
2021-12-20 | 12 | 10818.2257
2021-12-20 | 13 | 10803.9861
2021-12-20 | 14 | 10793.9347
2021-12-20 | 15 | 10805.2971
2021-12-20 | 16 | 10915.3586
2021-12-20 | 17 | 11197.9947
2021-12-20 | 18 | 11302.9112
2021-12-20 | 19 | 11223.4346
2021-12-20 | 20 | 11153.3313
2021-12-20 | 21 | 10973.7347
2021-12-20 | 22 | 10706.1014
2021-12-20 | 23 | 10353.6218
2021-12-20 | 24 | 10055.3999
2021-12-21 | 1 | 9839.4231
2021-12-21 | 2 | 9740.0934
2021-12-21 | 3 | 9678.8234
2021-12-21 | 4 | 9680.2302
2021-12-21 | 5 | 9747.2492
2021-12-21 | 6 | 9969.6773
2021-12-21 | 7 | 10393.6881
2021-12-21 | 8 | 10822.2575
2021-12-21 | 9 | 10881.0025
2021-12-21 | 10 | 10830.9502
2021-12-21 | 11 | 10832.8045
2021-12-21 | 12 | 10732.4807
2021-12-21 | 13 | 10749.613
2021-12-21 | 14 | 10760.3977
2021-12-21 | 15 | 10752.2249
2021-12-21 | 16 | 10760.7577
2021-12-21 | 17 | 11022.4033
2021-12-21 | 18 | 11089.5283
2021-12-21 | 19 | 10991.9118
2021-12-21 | 20 | 10898.2714
2021-12-21 | 21 | 10733.1
2021-12-21 | 22 | 10427.8451
2021-12-21 | 23 | 10051.6991
2021-12-21 | 24 | 9758.0011
2021-12-22 | 1 | 9535.2842
2021-12-22 | 2 | 9433.4107
2021-12-22 | 3 | 9390.7038
2021-12-22 | 4 | 9395.5327
2021-12-22 | 5 | 9523.7939
2021-12-22 | 6 | 9843.8801
2021-12-22 | 7 | 10295.4817
2021-12-22 | 8 | 10652.5748
2021-12-22 | 9 | 10721.42
2021-12-22 | 10 | 10652.2757
2021-12-22 | 11 | 10589.3718
2021-12-22 | 12 | 10580.3125
2021-12-22 | 13 | 10593.243
2021-12-22 | 14 | 10540.4458
2021-12-22 | 15 | 10541.6176
2021-12-22 | 16 | 10588.9207
2021-12-22 | 17 | 10823.091
2021-12-22 | 18 | 10851.0812
2021-12-22 | 19 | 10778.7578
2021-12-22 | 20 | 10714.6235
2021-12-22 | 21 | 10548.3852
2021-12-22 | 22 | 10250.9085
2021-12-22 | 23 | 9892.2673
2021-12-22 | 24 | 9611.8144
2021-12-23 | 1 | 9460.1607
2021-12-23 | 2 | 9367.8972
2021-12-23 | 3 | 9328.6878
2021-12-23 | 4 | 9340.1501
2021-12-23 | 5 | 9475.1143
2021-12-23 | 6 | 9792.2058
2021-12-23 | 7 | 10260.8227
2021-12-23 | 8 | 10652.6571
2021-12-23 | 9 | 10696.1026
2021-12-23 | 10 | 10733.8816
2021-12-23 | 11 | 10747.8003
2021-12-23 | 12 | 10751.1095
2021-12-23 | 13 | 10728.533
2021-12-23 | 14 | 10742.4015
2021-12-23 | 15 | 10756.7754
2021-12-23 | 16 | 10802.158
2021-12-23 | 17 | 11001.0954
2021-12-23 | 18 | 11081.3655
2021-12-23 | 19 | 10992.1305
2021-12-23 | 20 | 10877.8683
2021-12-23 | 21 | 10718.132
2021-12-23 | 22 | 10457.4636
2021-12-23 | 23 | 10131.3283
2021-12-23 | 24 | 9867.6708
2021-12-24 | 1 | 9672.4082
2021-12-24 | 2 | 9562.868
2021-12-24 | 3 | 9513.8428
2021-12-24 | 4 | 9506.8078
2021-12-24 | 5 | 9543.5929
2021-12-24 | 6 | 9630.7859
2021-12-24 | 7 | 9809.6085
2021-12-24 | 8 | 10138.359
2021-12-24 | 9 | 10282.0699
2021-12-24 | 10 | 10334.8347
2021-12-24 | 11 | 10311.6984
2021-12-24 | 12 | 10325.3911
2021-12-24 | 13 | 10210.542
2021-12-24 | 14 | 10194.796
2021-12-24 | 15 | 10150.697
2021-12-24 | 16 | 10224.1541
2021-12-24 | 17 | 10511.2285
2021-12-24 | 18 | 10631.3797
2021-12-24 | 19 | 10563.0549
2021-12-24 | 20 | 10486.2588
2021-12-24 | 21 | 10368.2295
2021-12-24 | 22 | 10181.3022
2021-12-24 | 23 | 9909.9787
2021-12-24 | 24 | 9656.9512
2021-12-25 | 1 | 9466.7449
2021-12-25 | 2 | 9332.2646
2021-12-25 | 3 | 9254.4796
2021-12-25 | 4 | 9223.9328
2021-12-25 | 5 | 9228.9244
2021-12-25 | 6 | 9295.9862
2021-12-25 | 7 | 9455.2326
2021-12-25 | 8 | 9731.2111
2021-12-25 | 9 | 9852.8738
2021-12-25 | 10 | 9913.3078
2021-12-25 | 11 | 9948.3854
2021-12-25 | 12 | 10036.0631
2021-12-25 | 13 | 10031.4381
2021-12-25 | 14 | 10017.6004
2021-12-25 | 15 | 10078.0087
2021-12-25 | 16 | 10203.4236
2021-12-25 | 17 | 10490.1084
2021-12-25 | 18 | 10652.3626
2021-12-25 | 19 | 10591.7332
2021-12-25 | 20 | 10506.145
2021-12-25 | 21 | 10356.2645
2021-12-25 | 22 | 10117.4038
2021-12-25 | 23 | 9809.4326
2021-12-25 | 24 | 9554.0918
2021-12-26 | 1 | 9459.6736
2021-12-26 | 2 | 9350.7159
2021-12-26 | 3 | 9305.1563
2021-12-26 | 4 | 9295.1077
2021-12-26 | 5 | 9338.6531
2021-12-26 | 6 | 9431.7897
2021-12-26 | 7 | 9620.556
2021-12-26 | 8 | 9887.0253
2021-12-26 | 9 | 10009.1762
2021-12-26 | 10 | 10088.8509
2021-12-26 | 11 | 10126.4976
2021-12-26 | 12 | 10168.8763
2021-12-26 | 13 | 10226.5496
2021-12-26 | 14 | 10223.505
2021-12-26 | 15 | 10290.8706
2021-12-26 | 16 | 10335.6604
2021-12-26 | 17 | 10686.1459
2021-12-26 | 18 | 10909.9378
2021-12-26 | 19 | 10856.0036
2021-12-26 | 20 | 10760.0879
2021-12-26 | 21 | 10611.4321
2021-12-26 | 22 | 10397.7106
2021-12-26 | 23 | 10075.9705
2021-12-26 | 24 | 9809.2061
2021-12-27 | 1 | 9730.3505
2021-12-27 | 2 | 9609.0357
2021-12-27 | 3 | 9539.3566
2021-12-27 | 4 | 9514.4074
2021-12-27 | 5 | 9490.4786
2021-12-27 | 6 | 9532.7577
2021-12-27 | 7 | 9733.42
2021-12-27 | 8 | 10072.0597
2021-12-27 | 9 | 10227.7565
2021-12-27 | 10 | 10284.9237
2021-12-27 | 11 | 10259.0514
2021-12-27 | 12 | 10247.2571
2021-12-27 | 13 | 10208.1159
2021-12-27 | 14 | 10160.0734
2021-12-27 | 15 | 10145.9161
2021-12-27 | 16 | 10226.5258
2021-12-27 | 17 | 10529.649
2021-12-27 | 18 | 10697.3534
2021-12-27 | 19 | 10634.8573
2021-12-27 | 20 | 10541.4445
2021-12-27 | 21 | 10407.1001
2021-12-27 | 22 | 10211.9165
2021-12-27 | 23 | 9959.1257
2021-12-27 | 24 | 9712.7387
2021-12-28 | 1 | 9541.0382
2021-12-28 | 2 | 9432.9709
2021-12-28 | 3 | 9382.8696
2021-12-28 | 4 | 9382.595
2021-12-28 | 5 | 9499.2489
2021-12-28 | 6 | 9801.8001
2021-12-28 | 7 | 10259.4102
2021-12-28 | 8 | 10616.1319
2021-12-28 | 9 | 10658.3995
2021-12-28 | 10 | 10670.4852
2021-12-28 | 11 | 10603.1186
2021-12-28 | 12 | 10536.1361
2021-12-28 | 13 | 10468.9006
2021-12-28 | 14 | 10459.921
2021-12-28 | 15 | 10461.7897
2021-12-28 | 16 | 10548.1015
2021-12-28 | 17 | 10790.3039
2021-12-28 | 18 | 10854.3067
2021-12-28 | 19 | 10758.1754
2021-12-28 | 20 | 10696.3936
2021-12-28 | 21 | 10528.5771
2021-12-28 | 22 | 10226.2773
2021-12-28 | 23 | 9856.5786
2021-12-28 | 24 | 9578.3858
2021-12-29 | 1 | 9373.5887
2021-12-29 | 2 | 9276.2503
2021-12-29 | 3 | 9217.0682
2021-12-29 | 4 | 9229.0594
2021-12-29 | 5 | 9348.5994
2021-12-29 | 6 | 9679.5482
2021-12-29 | 7 | 10130.1143
2021-12-29 | 8 | 10492.7862
2021-12-29 | 9 | 10523.9119
2021-12-29 | 10 | 10491.4233
2021-12-29 | 11 | 10483.9388
2021-12-29 | 12 | 10414.8612
2021-12-29 | 13 | 10412.8619
2021-12-29 | 14 | 10399.6366
2021-12-29 | 15 | 10427.2765
2021-12-29 | 16 | 10514.2079
2021-12-29 | 17 | 10763.5453
2021-12-29 | 18 | 10831.9946
2021-12-29 | 19 | 10760.2247
2021-12-29 | 20 | 10656.5928
2021-12-29 | 21 | 10472.3552
2021-12-29 | 22 | 10164.5479
2021-12-29 | 23 | 9807.7735
2021-12-29 | 24 | 9541.8931
2021-12-30 | 1 | 9384.9453
2021-12-30 | 2 | 9299.3609
2021-12-30 | 3 | 9265.0393
2021-12-30 | 4 | 9279.2104
2021-12-30 | 5 | 9411.1954
2021-12-30 | 6 | 9738.3017
2021-12-30 | 7 | 10200.8351
2021-12-30 | 8 | 10549.6583
2021-12-30 | 9 | 10584.6708
2021-12-30 | 10 | 10560.2095
2021-12-30 | 11 | 10480.5501
2021-12-30 | 12 | 10456.0315
2021-12-30 | 13 | 10438.0795
2021-12-30 | 14 | 10400.6387
2021-12-30 | 15 | 10386.0372
2021-12-30 | 16 | 10427.7887
2021-12-30 | 17 | 10667.3012
2021-12-30 | 18 | 10725.8444
2021-12-30 | 19 | 10651.8611
2021-12-30 | 20 | 10587.3033
2021-12-30 | 21 | 10416.2096
2021-12-30 | 22 | 10135.4722
2021-12-30 | 23 | 9814.5509
2021-12-30 | 24 | 9549.3306
2021-12-31 | 1 | 9355.7454
2021-12-31 | 2 | 9253.2093
2021-12-31 | 3 | 9189.9951
2021-12-31 | 4 | 9183.5363
2021-12-31 | 5 | 9231.1048
2021-12-31 | 6 | 9367.2985
2021-12-31 | 7 | 9624.4915
2021-12-31 | 8 | 9914.8293
2021-12-31 | 9 | 10056.7178
2021-12-31 | 10 | 10177.3259
2021-12-31 | 11 | 10206.2964
2021-12-31 | 12 | 10229.6893
2021-12-31 | 13 | 10186.1502
2021-12-31 | 14 | 10170.2428
2021-12-31 | 15 | 10160.4995
2021-12-31 | 16 | 10231.6099
2021-12-31 | 17 | 10465.6466
2021-12-31 | 18 | 10662.3274
2021-12-31 | 19 | 10592.3818
2021-12-31 | 20 | 10491.4999
2021-12-31 | 21 | 10345.2591
2021-12-31 | 22 | 10144.9921
2021-12-31 | 23 | 9891.752
2021-12-31 | 24 | 9645.7299
2022-01-01 | 1 | 9485.1798
2022-01-01 | 2 | 9366.702
2022-01-01 | 3 | 9300.5438
2022-01-01 | 4 | 9283.7007
2022-01-01 | 5 | 9302.667
2022-01-01 | 6 | 9383.4949
2022-01-01 | 7 | 9566.842
2022-01-01 | 8 | 9844.8489
2022-01-01 | 9 | 9964.2878
2022-01-01 | 10 | 10066.2083
2022-01-01 | 11 | 10104.3998
2022-01-01 | 12 | 10088.2733
2022-01-01 | 13 | 10082.5723
2022-01-01 | 14 | 10184.5374
2022-01-01 | 15 | 10201.2733
2022-01-01 | 16 | 10300.1602
2022-01-01 | 17 | 10570.8581
2022-01-01 | 18 | 10778.4541
2022-01-01 | 19 | 10725.704
2022-01-01 | 20 | 10635.4973
2022-01-01 | 21 | 10472.5287
2022-01-01 | 22 | 10219.0946
2022-01-01 | 23 | 9893.9857
2022-01-01 | 24 | 9619.4159
2022-01-02 | 1 | 9550.2899
2022-01-02 | 2 | 9445.0403
2022-01-02 | 3 | 9377.0638
2022-01-02 | 4 | 9348.8736
2022-01-02 | 5 | 9380.3014
2022-01-02 | 6 | 9469.5136
2022-01-02 | 7 | 9675.8102
2022-01-02 | 8 | 10001.5311
2022-01-02 | 9 | 10141.9334
2022-01-02 | 10 | 10232.3477
2022-01-02 | 11 | 10269.6457
2022-01-02 | 12 | 10168.9615
2022-01-02 | 13 | 10136.0041
2022-01-02 | 14 | 10207.3822
2022-01-02 | 15 | 10193.5135
2022-01-02 | 16 | 10235.0123
2022-01-02 | 17 | 10448.0009
2022-01-02 | 18 | 10606.6822
2022-01-02 | 19 | 10558.6054
2022-01-02 | 20 | 10490.9763
2022-01-02 | 21 | 10363.0696
2022-01-02 | 22 | 10155.7387
2022-01-02 | 23 | 9891.4746
2022-01-02 | 24 | 9642.0312
2022-01-03 | 1 | 9459.4983
2022-01-03 | 2 | 9371.275
2022-01-03 | 3 | 9336.8267
2022-01-03 | 4 | 9356.8519
2022-01-03 | 5 | 9495.1111
2022-01-03 | 6 | 9819.6813
2022-01-03 | 7 | 10310.1952
2022-01-03 | 8 | 10662.5417
2022-01-03 | 9 | 10692.071
2022-01-03 | 10 | 10670.3687
2022-01-03 | 11 | 10618.5124
2022-01-03 | 12 | 10552.7931
2022-01-03 | 13 | 10651.7046
2022-01-03 | 14 | 10633.0748
2022-01-03 | 15 | 10542.9515
2022-01-03 | 16 | 10627.2356
2022-01-03 | 17 | 10869.7975
2022-01-03 | 18 | 10979.1997
2022-01-03 | 19 | 10928.4734
2022-01-03 | 20 | 10821.7145
2022-01-03 | 21 | 10652.8586
2022-01-03 | 22 | 10356.6201
2022-01-03 | 23 | 10000.6835
2022-01-03 | 24 | 9707.343
2022-01-04 | 1 | 9490.5881
2022-01-04 | 2 | 9396.6595
2022-01-04 | 3 | 9355.7459
2022-01-04 | 4 | 9357.5
2022-01-04 | 5 | 9478.0416
2022-01-04 | 6 | 9800.6981
2022-01-04 | 7 | 10227.4967
2022-01-04 | 8 | 10605.6646
2022-01-04 | 9 | 10626.3492
2022-01-04 | 10 | 10642.2755
2022-01-04 | 11 | 10619.2289
2022-01-04 | 12 | 10614.9423
2022-01-04 | 13 | 10591.5644
2022-01-04 | 14 | 10535.5504
2022-01-04 | 15 | 10570.0022
2022-01-04 | 16 | 10643.9989
2022-01-04 | 17 | 10804.489
2022-01-04 | 18 | 10895.3776
2022-01-04 | 19 | 10806.4277
2022-01-04 | 20 | 10702.2074
2022-01-04 | 21 | 10554.1985
2022-01-04 | 22 | 10243.1625
2022-01-04 | 23 | 9884.1489
2022-01-04 | 24 | 9598.4917
2022-01-05 | 1 | 9584.2824
2022-01-05 | 2 | 9503.3327
2022-01-05 | 3 | 9481.2073
2022-01-05 | 4 | 9535.3185
2022-01-05 | 5 | 9708.3921
2022-01-05 | 6 | 10128.348
2022-01-05 | 7 | 10568.0112
2022-01-05 | 8 | 10867.1878
2022-01-05 | 9 | 10897.5141
2022-01-05 | 10 | 10924.432
2022-01-05 | 11 | 10917.2377
2022-01-05 | 12 | 10935.0828
2022-01-05 | 13 | 10922.2153
2022-01-05 | 14 | 10924.4165
2022-01-05 | 15 | 10899.6154
2022-01-05 | 16 | 10938.6832
2022-01-05 | 17 | 11141.0159
2022-01-05 | 18 | 11274.5463
2022-01-05 | 19 | 11193.2647
2022-01-05 | 20 | 11105.6425
2022-01-05 | 21 | 10961.2895
2022-01-05 | 22 | 10674.411
2022-01-05 | 23 | 10325.3932
2022-01-05 | 24 | 10036.4806
2022-01-06 | 1 | 9874.5374
2022-01-06 | 2 | 9748.4585
2022-01-06 | 3 | 9682.8596
2022-01-06 | 4 | 9681.9388
2022-01-06 | 5 | 9768.5319
2022-01-06 | 6 | 9992.2736
2022-01-06 | 7 | 10434.8339
2022-01-06 | 8 | 10849.0348
2022-01-06 | 9 | 10921.1652
2022-01-06 | 10 | 10942.7586
2022-01-06 | 11 | 10914.5523
2022-01-06 | 12 | 10909.4812
2022-01-06 | 13 | 10776.993
2022-01-06 | 14 | 10875.3116
2022-01-06 | 15 | 10825.3884
2022-01-06 | 16 | 10907.7157
2022-01-06 | 17 | 11076.7312
2022-01-06 | 18 | 11253.0389
2022-01-06 | 19 | 11163.4708
2022-01-06 | 20 | 11062.161
2022-01-06 | 21 | 10897.1669
2022-01-06 | 22 | 10637.2846
2022-01-06 | 23 | 10303.4812
2022-01-06 | 24 | 10011.5415
2022-01-07 | 1 | 9808.736
2022-01-07 | 2 | 9709.4549
2022-01-07 | 3 | 9666.2722
2022-01-07 | 4 | 9695.7606
2022-01-07 | 5 | 9793.454
2022-01-07 | 6 | 10087.4122
2022-01-07 | 7 | 10559.6089
2022-01-07 | 8 | 10918.8624
2022-01-07 | 9 | 10943.0808
2022-01-07 | 10 | 10968.2123
2022-01-07 | 11 | 10993.2288
2022-01-07 | 12 | 10973.1983
2022-01-07 | 13 | 10952.6231
2022-01-07 | 14 | 10922.7017
2022-01-07 | 15 | 10894.7028
2022-01-07 | 16 | 10872.8999
2022-01-07 | 17 | 11044.9854
2022-01-07 | 18 | 11181.609
2022-01-07 | 19 | 11095.2911
2022-01-07 | 20 | 11017.2775
2022-01-07 | 21 | 10878.7653
2022-01-07 | 22 | 10599.2598
2022-01-07 | 23 | 10282.0798
2022-01-07 | 24 | 10003.1248
2022-01-08 | 1 | 9790.4845
2022-01-08 | 2 | 9667.9123
2022-01-08 | 3 | 9575.6066
2022-01-08 | 4 | 9563.2692
2022-01-08 | 5 | 9575.5109
2022-01-08 | 6 | 9603.3694
2022-01-08 | 7 | 9814.6779
2022-01-08 | 8 | 10144.2013
2022-01-08 | 9 | 10258.0184
2022-01-08 | 10 | 10335.1941
2022-01-08 | 11 | 10338.5507
2022-01-08 | 12 | 10374.1497
2022-01-08 | 13 | 10376.9372
2022-01-08 | 14 | 10324.1994
2022-01-08 | 15 | 10313.388
2022-01-08 | 16 | 10366.2591
2022-01-08 | 17 | 10562.5155
2022-01-08 | 18 | 10757.3417
2022-01-08 | 19 | 10682.9932
2022-01-08 | 20 | 10594.2053
2022-01-08 | 21 | 10469.3559
2022-01-08 | 22 | 10281.0582
2022-01-08 | 23 | 10023.345
2022-01-08 | 24 | 9769.817
2022-01-09 | 1 | 9579.0973
2022-01-09 | 2 | 9436.9739
2022-01-09 | 3 | 9366.4909
2022-01-09 | 4 | 9340.4217
2022-01-09 | 5 | 9349.926
2022-01-09 | 6 | 9392.4906
2022-01-09 | 7 | 9559.1987
2022-01-09 | 8 | 9853.1734
2022-01-09 | 9 | 9935.2661
2022-01-09 | 10 | 10030.3523
2022-01-09 | 11 | 10113.639
2022-01-09 | 12 | 10169.4358
2022-01-09 | 13 | 10157.5227
2022-01-09 | 14 | 10147.6993
2022-01-09 | 15 | 10155.1198
2022-01-09 | 16 | 10229.9568
2022-01-09 | 17 | 10455.7493
2022-01-09 | 18 | 10658.7992
2022-01-09 | 19 | 10615.5136
2022-01-09 | 20 | 10548.2091
2022-01-09 | 21 | 10413.9534
2022-01-09 | 22 | 10163.6962
2022-01-09 | 23 | 9855.3879
2022-01-09 | 24 | 9577.1622
2022-01-10 | 1 | 9452.334
2022-01-10 | 2 | 9360.0157
2022-01-10 | 3 | 9319.4767
2022-01-10 | 4 | 9328.418
2022-01-10 | 5 | 9450.519
2022-01-10 | 6 | 9757.5273
2022-01-10 | 7 | 10159.8586
2022-01-10 | 8 | 10555.5295
2022-01-10 | 9 | 10560.6116
2022-01-10 | 10 | 10553.5649
2022-01-10 | 11 | 10542.3324
2022-01-10 | 12 | 10583.6462
2022-01-10 | 13 | 10518.0403
2022-01-10 | 14 | 10517.1128
2022-01-10 | 15 | 10645.2288
2022-01-10 | 16 | 10684.3064
2022-01-10 | 17 | 10833.6849
2022-01-10 | 18 | 11004.4892
2022-01-10 | 19 | 10902.0952
2022-01-10 | 20 | 10808.1132
2022-01-10 | 21 | 10633.4042
2022-01-10 | 22 | 10324.5051
2022-01-10 | 23 | 9966.5718
2022-01-10 | 24 | 9681.5999
2022-01-11 | 1 | 9487.414
2022-01-11 | 2 | 9408.6841
2022-01-11 | 3 | 9378.7461
2022-01-11 | 4 | 9398.5736
2022-01-11 | 5 | 9534.0837
2022-01-11 | 6 | 9874.2769
2022-01-11 | 7 | 10341.9707
2022-01-11 | 8 | 10699.5034
2022-01-11 | 9 | 10708.7592
2022-01-11 | 10 | 10659.1906
2022-01-11 | 11 | 10647.7031
2022-01-11 | 12 | 10653.5225
2022-01-11 | 13 | 10640.9244
2022-01-11 | 14 | 10643.325
2022-01-11 | 15 | 10640.8232
2022-01-11 | 16 | 10721.1966
2022-01-11 | 17 | 10942.3843
2022-01-11 | 18 | 11086.0602
2022-01-11 | 19 | 10986.8367
2022-01-11 | 20 | 10890.8595
2022-01-11 | 21 | 10736.3703
2022-01-11 | 22 | 10461.3906
2022-01-11 | 23 | 10107.4806
2022-01-11 | 24 | 9825.3396
2022-01-12 | 1 | 9613.4245
2022-01-12 | 2 | 9511.0482
2022-01-12 | 3 | 9462.2968
2022-01-12 | 4 | 9476.3684
2022-01-12 | 5 | 9614.5955
2022-01-12 | 6 | 9914.5467
2022-01-12 | 7 | 10387.2275
2022-01-12 | 8 | 10765.9606
2022-01-12 | 9 | 10778.8695
2022-01-12 | 10 | 10790.9595
2022-01-12 | 11 | 10813.0052
2022-01-12 | 12 | 10876.4286
2022-01-12 | 13 | 10891.8213
2022-01-12 | 14 | 10801.3375
2022-01-12 | 15 | 10821.517
2022-01-12 | 16 | 10982.4557
2022-01-12 | 17 | 11128.0716
2022-01-12 | 18 | 11355.1135
2022-01-12 | 19 | 11260.8001
2022-01-12 | 20 | 11149.11
2022-01-12 | 21 | 10991.2718
2022-01-12 | 22 | 10724.0511
2022-01-12 | 23 | 10371.045
2022-01-12 | 24 | 10080.2476
2022-01-13 | 1 | 9918.1716
2022-01-13 | 2 | 9808.7183
2022-01-13 | 3 | 9771.2108
2022-01-13 | 4 | 9775.8951
2022-01-13 | 5 | 9879.1633
2022-01-13 | 6 | 10160.4723
2022-01-13 | 7 | 10588.6812
2022-01-13 | 8 | 10990.7497
2022-01-13 | 9 | 11040.1701
2022-01-13 | 10 | 11052.6444
2022-01-13 | 11 | 11024.5686
2022-01-13 | 12 | 11014.5843
2022-01-13 | 13 | 11101.0595
2022-01-13 | 14 | 10990.9958
2022-01-13 | 15 | 10982.945
2022-01-13 | 16 | 11104.0405
2022-01-13 | 17 | 11233.2431
2022-01-13 | 18 | 11495.0177
2022-01-13 | 19 | 11398.2912
2022-01-13 | 20 | 11283.9479
2022-01-13 | 21 | 11150.3991
2022-01-13 | 22 | 10934.9701
2022-01-13 | 23 | 10623.8238
2022-01-13 | 24 | 10322.3157
2022-01-14 | 1 | 10096.8243
2022-01-14 | 2 | 9977.8051
2022-01-14 | 3 | 9913.4399
2022-01-14 | 4 | 9902.6461
2022-01-14 | 5 | 9979.5543
2022-01-14 | 6 | 10187.6278
2022-01-14 | 7 | 10591.9685
2022-01-14 | 8 | 11026.3911
2022-01-14 | 9 | 11094.817
2022-01-14 | 10 | 11113.1129
2022-01-14 | 11 | 11157.3526
2022-01-14 | 12 | 11169.3922
2022-01-14 | 13 | 11132.7658
2022-01-14 | 14 | 11138.2659
2022-01-14 | 15 | 11117.8945
2022-01-14 | 16 | 11144.9291
2022-01-14 | 17 | 11279.8115
2022-01-14 | 18 | 11582.6964
2022-01-14 | 19 | 11509.7557
2022-01-14 | 20 | 11385.1228
2022-01-14 | 21 | 11271.8086
2022-01-14 | 22 | 11073.3717
2022-01-14 | 23 | 10758.9245
2022-01-14 | 24 | 10453.5093
2022-01-15 | 1 | 10220.7032
2022-01-15 | 2 | 10095.9274
2022-01-15 | 3 | 10020.6835
2022-01-15 | 4 | 9985.7287
2022-01-15 | 5 | 9988.198
2022-01-15 | 6 | 9982.2312
2022-01-15 | 7 | 10155.6369
2022-01-15 | 8 | 10486.9472
2022-01-15 | 9 | 10676.0898
2022-01-15 | 10 | 10784.7071
2022-01-15 | 11 | 10828.3641
2022-01-15 | 12 | 10807.2143
2022-01-15 | 13 | 10665.6369
2022-01-15 | 14 | 10620.8931
2022-01-15 | 15 | 10569.4607
2022-01-15 | 16 | 10715.5688
2022-01-15 | 17 | 10936.8341
2022-01-15 | 18 | 11278.8545
2022-01-15 | 19 | 11215.864
2022-01-15 | 20 | 11095.1644
2022-01-15 | 21 | 11026.2818
2022-01-15 | 22 | 10899.299
2022-01-15 | 23 | 10662.5384
2022-01-15 | 24 | 10399.054
2022-01-16 | 1 | 10194.3796
2022-01-16 | 2 | 10055.2431
2022-01-16 | 3 | 9964.8445
2022-01-16 | 4 | 9915.1331
2022-01-16 | 5 | 9853.9539
2022-01-16 | 6 | 9785.5518
2022-01-16 | 7 | 9879.5575
2022-01-16 | 8 | 10234.0231
2022-01-16 | 9 | 10398.6691
2022-01-16 | 10 | 10516.4176
2022-01-16 | 11 | 10639.1912
2022-01-16 | 12 | 10633.6347
2022-01-16 | 13 | 10671.2875
2022-01-16 | 14 | 10685.8367
2022-01-16 | 15 | 10674.7112
2022-01-16 | 16 | 10736.4158
2022-01-16 | 17 | 10964.3163
2022-01-16 | 18 | 11346.2123
2022-01-16 | 19 | 11279.1907
2022-01-16 | 20 | 11185.7542
2022-01-16 | 21 | 11100.7415
2022-01-16 | 22 | 10953.1214
2022-01-16 | 23 | 10669.4848
2022-01-16 | 24 | 10376.842
2022-01-17 | 1 | 10205.4829
2022-01-17 | 2 | 10081.9486
2022-01-17 | 3 | 10017.19
2022-01-17 | 4 | 10015.8404
2022-01-17 | 5 | 10079.8046
2022-01-17 | 6 | 10258.2695
2022-01-17 | 7 | 10639.6335
2022-01-17 | 8 | 11078.8456
2022-01-17 | 9 | 11167.3187
2022-01-17 | 10 | 11184.1271
2022-01-17 | 11 | 11211.9909
2022-01-17 | 12 | 11232.0828
2022-01-17 | 13 | 11227.4771
2022-01-17 | 14 | 11099.2956
2022-01-17 | 15 | 11110.2001
2022-01-17 | 16 | 11243.6005
2022-01-17 | 17 | 11402.0623
2022-01-17 | 18 | 11702.5989
2022-01-17 | 19 | 11615.6351
2022-01-17 | 20 | 11505.7247
2022-01-17 | 21 | 11413.9682
2022-01-17 | 22 | 11216.3531
2022-01-17 | 23 | 10873.5265
2022-01-17 | 24 | 10553.0785
2022-01-18 | 1 | 10292.0464
2022-01-18 | 2 | 10147.105
2022-01-18 | 3 | 10076.0397
2022-01-18 | 4 | 10067.6607
2022-01-18 | 5 | 10128.8714
2022-01-18 | 6 | 10318.3455
2022-01-18 | 7 | 10684.9622
2022-01-18 | 8 | 11101.0562
2022-01-18 | 9 | 11199.2164
2022-01-18 | 10 | 11159.9783
2022-01-18 | 11 | 11182.7596
2022-01-18 | 12 | 11186.2645
2022-01-18 | 13 | 11169.8556
2022-01-18 | 14 | 11167.9349
2022-01-18 | 15 | 11144.2639
2022-01-18 | 16 | 11282.0952
2022-01-18 | 17 | 11442.8987
2022-01-18 | 18 | 11771.3412
2022-01-18 | 19 | 11667.9289
2022-01-18 | 20 | 11559.3153
2022-01-18 | 21 | 11465.7056
2022-01-18 | 22 | 11278.6464
2022-01-18 | 23 | 10949.6391
2022-01-18 | 24 | 10615.5406
2022-01-19 | 1 | 10348.204
2022-01-19 | 2 | 10201.6069
2022-01-19 | 3 | 10116.5693
2022-01-19 | 4 | 10091.5513
2022-01-19 | 5 | 10127.1494
2022-01-19 | 6 | 10266.119
2022-01-19 | 7 | 10622.512
2022-01-19 | 8 | 11075.4976
2022-01-19 | 9 | 11187.3634
2022-01-19 | 10 | 11193.942
2022-01-19 | 11 | 11241.1889
2022-01-19 | 12 | 11170.4484
2022-01-19 | 13 | 11163.2753
2022-01-19 | 14 | 11138.4948
2022-01-19 | 15 | 11166.4223
2022-01-19 | 16 | 11254.745
2022-01-19 | 17 | 11411.7
2022-01-19 | 18 | 11713.1587
2022-01-19 | 19 | 11611.6338
2022-01-19 | 20 | 11499.3035
2022-01-19 | 21 | 11392.4642
2022-01-19 | 22 | 11196.4267
2022-01-19 | 23 | 10864.1262
2022-01-19 | 24 | 10503.9565
2022-01-20 | 1 | 10271.8402
2022-01-20 | 2 | 10113.8878
2022-01-20 | 3 | 10036.9541
2022-01-20 | 4 | 10001.7264
2022-01-20 | 5 | 10029.9116
2022-01-20 | 6 | 10135.6253
2022-01-20 | 7 | 10519.963
2022-01-20 | 8 | 11024.6593
2022-01-20 | 9 | 11163.3712
2022-01-20 | 10 | 11180.6699
2022-01-20 | 11 | 11244.6079
2022-01-20 | 12 | 11223.6661
2022-01-20 | 13 | 11244.5122
2022-01-20 | 14 | 11235.6832
2022-01-20 | 15 | 11207.1574
2022-01-20 | 16 | 11209.8033
2022-01-20 | 17 | 11354.5652
2022-01-20 | 18 | 11673.5212
2022-01-20 | 19 | 11570.6544
2022-01-20 | 20 | 11444.986
2022-01-20 | 21 | 11347.7747
2022-01-20 | 22 | 11174.2349
2022-01-20 | 23 | 10857.7631
2022-01-20 | 24 | 10535.6302
2022-01-21 | 1 | 10290.4342
2022-01-21 | 2 | 10165.3367
2022-01-21 | 3 | 10096.3751
2022-01-21 | 4 | 10080.8864
2022-01-21 | 5 | 10142.7569
2022-01-21 | 6 | 10333.5281
2022-01-21 | 7 | 10698.2924
2022-01-21 | 8 | 11137.7138
2022-01-21 | 9 | 11225.8893
2022-01-21 | 10 | 11207.2074
2022-01-21 | 11 | 11226.3566
2022-01-21 | 12 | 11224.7903
2022-01-21 | 13 | 11204.3105
2022-01-21 | 14 | 11187.4473
2022-01-21 | 15 | 11149.4012
2022-01-21 | 16 | 11136.4127
2022-01-21 | 17 | 11241.8501
2022-01-21 | 18 | 11550.509
2022-01-21 | 19 | 11466.1328
2022-01-21 | 20 | 11349.7901
2022-01-21 | 21 | 11249.5241
2022-01-21 | 22 | 11050.3567
2022-01-21 | 23 | 10766.6816
2022-01-21 | 24 | 10436.9548
2022-01-22 | 1 | 10188.3259
2022-01-22 | 2 | 10046.5249
2022-01-22 | 3 | 9942.7071
2022-01-22 | 4 | 9881.98
2022-01-22 | 5 | 9805.3204
2022-01-22 | 6 | 9709.9191
2022-01-22 | 7 | 9883.8867
2022-01-22 | 8 | 10290.1226
2022-01-22 | 9 | 10498.4023
2022-01-22 | 10 | 10499.5143
2022-01-22 | 11 | 10536.0697
2022-01-22 | 12 | 10530.9398
2022-01-22 | 13 | 10487.1228
2022-01-22 | 14 | 10509.2912
2022-01-22 | 15 | 10470.4648
2022-01-22 | 16 | 10565.8126
2022-01-22 | 17 | 10730.7891
2022-01-22 | 18 | 11101.8872
2022-01-22 | 19 | 11111.6505
2022-01-22 | 20 | 11013.1603
2022-01-22 | 21 | 10903.6007
2022-01-22 | 22 | 10755.8882
2022-01-22 | 23 | 10520.3712
2022-01-22 | 24 | 10251.4721
2022-01-23 | 1 | 10039.2649
2022-01-23 | 2 | 9876.759
2022-01-23 | 3 | 9778.5585
2022-01-23 | 4 | 9731.6844
2022-01-23 | 5 | 9695.2408
2022-01-23 | 6 | 9653.1438
2022-01-23 | 7 | 9794.154
2022-01-23 | 8 | 10114.8835
2022-01-23 | 9 | 10289.3627
2022-01-23 | 10 | 10296.2104
2022-01-23 | 11 | 10350.8319
2022-01-23 | 12 | 10421.8781
2022-01-23 | 13 | 10502.7169
2022-01-23 | 14 | 10515.6912
2022-01-23 | 15 | 10394.3107
2022-01-23 | 16 | 10523.987
2022-01-23 | 17 | 10785.5601
2022-01-23 | 18 | 11225.2322
2022-01-23 | 19 | 11210.5166
2022-01-23 | 20 | 11089.0673
2022-01-23 | 21 | 10962.1245
2022-01-23 | 22 | 10756.1372
2022-01-23 | 23 | 10439.3941
2022-01-23 | 24 | 10148.3045
2022-01-24 | 1 | 9994.5346
2022-01-24 | 2 | 9885.4966
2022-01-24 | 3 | 9829.1555
2022-01-24 | 4 | 9805.8657
2022-01-24 | 5 | 9879.3608
2022-01-24 | 6 | 10081.0305
2022-01-24 | 7 | 10475.5372
2022-01-24 | 8 | 10908.3431
2022-01-24 | 9 | 11001.7874
2022-01-24 | 10 | 10950.677
2022-01-24 | 11 | 10954.0266
2022-01-24 | 12 | 10919.3552
2022-01-24 | 13 | 10889.7712
2022-01-24 | 14 | 10873.463
2022-01-24 | 15 | 10847.426
2022-01-24 | 16 | 10877.7427
2022-01-24 | 17 | 10986.9846
2022-01-24 | 18 | 11156.3232
2022-01-24 | 19 | 11105.5027
2022-01-24 | 20 | 11033.5988
2022-01-24 | 21 | 10877.5567
2022-01-24 | 22 | 10594.0816
2022-01-24 | 23 | 10239.5759
2022-01-24 | 24 | 9946.633
2022-01-25 | 1 | 9716.2552
2022-01-25 | 2 | 9600.5716
2022-01-25 | 3 | 9536.0483
2022-01-25 | 4 | 9532.6984
2022-01-25 | 5 | 9634.2927
2022-01-25 | 6 | 9909.8776
2022-01-25 | 7 | 10362.7803
2022-01-25 | 8 | 10757.9697
2022-01-25 | 9 | 10825.71
2022-01-25 | 10 | 10769.8321
2022-01-25 | 11 | 10715.3992
2022-01-25 | 12 | 10675.7578
2022-01-25 | 13 | 10673.2537
2022-01-25 | 14 | 10674.0862
2022-01-25 | 15 | 10662.1069
2022-01-25 | 16 | 10742.2888
2022-01-25 | 17 | 10872.8546
2022-01-25 | 18 | 11140.6459
2022-01-25 | 19 | 11053.5267
2022-01-25 | 20 | 10933.5744
2022-01-25 | 21 | 10770.5326
2022-01-25 | 22 | 10470.4248
2022-01-25 | 23 | 10110.2778
2022-01-25 | 24 | 9830.5493
2022-01-26 | 1 | 9612.1793
2022-01-26 | 2 | 9511.2882
2022-01-26 | 3 | 9463.4029
2022-01-26 | 4 | 9472.1957
2022-01-26 | 5 | 9591.4234
2022-01-26 | 6 | 9878.1034
2022-01-26 | 7 | 10343.641
2022-01-26 | 8 | 10725.0959
2022-01-26 | 9 | 10804.4019
2022-01-26 | 10 | 10746.0806
2022-01-26 | 11 | 10705.3063
2022-01-26 | 12 | 10653.8304
2022-01-26 | 13 | 10630.7884
2022-01-26 | 14 | 10654.7657
2022-01-26 | 15 | 10624.9734
2022-01-26 | 16 | 10697.8203
2022-01-26 | 17 | 10767.1254
2022-01-26 | 18 | 10984.2236
2022-01-26 | 19 | 10946.7648
2022-01-26 | 20 | 10847.7125
2022-01-26 | 21 | 10670.8518
2022-01-26 | 22 | 10360.5603
2022-01-26 | 23 | 10001.127
2022-01-26 | 24 | 9704.3464
2022-01-27 | 1 | 9546.4549
2022-01-27 | 2 | 9413.8127
2022-01-27 | 3 | 9356.9959
2022-01-27 | 4 | 9357.3107
2022-01-27 | 5 | 9456.3386
2022-01-27 | 6 | 9753.6471
2022-01-27 | 7 | 10189.0179
2022-01-27 | 8 | 10598.5089
2022-01-27 | 9 | 10669.2812
2022-01-27 | 10 | 10550.952
2022-01-27 | 11 | 10518.1116
2022-01-27 | 12 | 10495.8452
2022-01-27 | 13 | 10510.1422
2022-01-27 | 14 | 10540.0342
2022-01-27 | 15 | 10568.1027
2022-01-27 | 16 | 10640.2899
2022-01-27 | 17 | 10676.2486
2022-01-27 | 18 | 10873.1122
2022-01-27 | 19 | 10826.5763
2022-01-27 | 20 | 10734.3515
2022-01-27 | 21 | 10556.8282
2022-01-27 | 22 | 10296.0491
2022-01-27 | 23 | 9991.9888
2022-01-27 | 24 | 9729.8372
2022-01-28 | 1 | 9547.7632
2022-01-28 | 2 | 9471.982
2022-01-28 | 3 | 9458.0137
2022-01-28 | 4 | 9454.2821
2022-01-28 | 5 | 9614.1868
2022-01-28 | 6 | 9922.0889
2022-01-28 | 7 | 10386.464
2022-01-28 | 8 | 10750.16
2022-01-28 | 9 | 10845.8284
2022-01-28 | 10 | 10760.5889
2022-01-28 | 11 | 10758.5281
2022-01-28 | 12 | 10724.6108
2022-01-28 | 13 | 10662.751
2022-01-28 | 14 | 10655.2357
2022-01-28 | 15 | 10641.0347
2022-01-28 | 16 | 10658.5115
2022-01-28 | 17 | 10696.7106
2022-01-28 | 18 | 10855.7734
2022-01-28 | 19 | 10833.0417
2022-01-28 | 20 | 10774.3073
2022-01-28 | 21 | 10634.2132
2022-01-28 | 22 | 10372.7047
2022-01-28 | 23 | 10071.6962
2022-01-28 | 24 | 9797.1611
2022-01-29 | 1 | 9590.3204
2022-01-29 | 2 | 9477.0065
2022-01-29 | 3 | 9397.7943
2022-01-29 | 4 | 9374.3212
2022-01-29 | 5 | 9407.3742
2022-01-29 | 6 | 9516.6466
2022-01-29 | 7 | 9754.6915
2022-01-29 | 8 | 10036.6659
2022-01-29 | 9 | 10226.3294
2022-01-29 | 10 | 10196.2278
2022-01-29 | 11 | 10241.3792
2022-01-29 | 12 | 10317.5139
2022-01-29 | 13 | 10257.083
2022-01-29 | 14 | 10207.2324
2022-01-29 | 15 | 10181.7552
2022-01-29 | 16 | 10209.2535
2022-01-29 | 17 | 10349.6432
2022-01-29 | 18 | 10586.6308
2022-01-29 | 19 | 10582.1549
2022-01-29 | 20 | 10510.7356
2022-01-29 | 21 | 10349.4415
2022-01-29 | 22 | 10167.1536
2022-01-29 | 23 | 9908.761
2022-01-29 | 24 | 9677.7379
2022-01-30 | 1 | 9491.6325
2022-01-30 | 2 | 9355.207
2022-01-30 | 3 | 9283.4624
2022-01-30 | 4 | 9266.3519
2022-01-30 | 5 | 9271.3639
2022-01-30 | 6 | 9335.6519
2022-01-30 | 7 | 9468.7815
2022-01-30 | 8 | 9749.7617
2022-01-30 | 9 | 9910.749
2022-01-30 | 10 | 9915.2039
2022-01-30 | 11 | 10000.0453
2022-01-30 | 12 | 9947.197
2022-01-30 | 13 | 9939.3452
2022-01-30 | 14 | 9922.0199
2022-01-30 | 15 | 9904.1384
2022-01-30 | 16 | 10005.0065
2022-01-30 | 17 | 10179.9147
2022-01-30 | 18 | 10442.2903
2022-01-30 | 19 | 10426.4116
2022-01-30 | 20 | 10361.7783
2022-01-30 | 21 | 10218.425
2022-01-30 | 22 | 9978.4695
2022-01-30 | 23 | 9669.0163
2022-01-30 | 24 | 9418.6833
2022-01-31 | 1 | 9310.1054
2022-01-31 | 2 | 9209.2277
2022-01-31 | 3 | 9168.5091
2022-01-31 | 4 | 9188.511
2022-01-31 | 5 | 9324.7967
2022-01-31 | 6 | 9652.2937
2022-01-31 | 7 | 10120.849
2022-01-31 | 8 | 10476.8495
2022-01-31 | 9 | 10560.8421
2022-01-31 | 10 | 10421.6717
2022-01-31 | 11 | 10398.1085
2022-01-31 | 12 | 10397.7844
2022-01-31 | 13 | 10380.9399
2022-01-31 | 14 | 10356.7212
2022-01-31 | 15 | 10343.7217
2022-01-31 | 16 | 10389.5362
2022-01-31 | 17 | 10475.6451
2022-01-31 | 18 | 10621.7328
2022-01-31 | 19 | 10614.8287
2022-01-31 | 20 | 10537.7034
2022-01-31 | 21 | 10382.7063
2022-01-31 | 22 | 10091.3751
2022-01-31 | 23 | 9741.7485
2022-01-31 | 24 | 9465.4281
2022-02-01 | 1 | 9204.5843
2022-02-01 | 2 | 9133.0865
2022-02-01 | 3 | 9103.258
2022-02-01 | 4 | 9133.6444
2022-02-01 | 5 | 9317.1276
2022-02-01 | 6 | 9679.5981
2022-02-01 | 7 | 10182.7655
2022-02-01 | 8 | 10527.6753
2022-02-01 | 9 | 10605.6913
2022-02-01 | 10 | 10498.9348
2022-02-01 | 11 | 10483.466
2022-02-01 | 12 | 10526.3764
2022-02-01 | 13 | 10546.2133
2022-02-01 | 14 | 10559.4499
2022-02-01 | 15 | 10574.475
2022-02-01 | 16 | 10683.7566
2022-02-01 | 17 | 10810.5638
2022-02-01 | 18 | 11060.059
2022-02-01 | 19 | 11031.2508
2022-02-01 | 20 | 10908.4185
2022-02-01 | 21 | 10752.16
2022-02-01 | 22 | 10496.0747
2022-02-01 | 23 | 10149.4228
2022-02-01 | 24 | 9877.064
2022-02-02 | 1 | 9688.1436
2022-02-02 | 2 | 9614.1778
2022-02-02 | 3 | 9590.0803
2022-02-02 | 4 | 9618.3508
2022-02-02 | 5 | 9743.0554
2022-02-02 | 6 | 10068.8827
2022-02-02 | 7 | 10538.2657
2022-02-02 | 8 | 10909.3066
2022-02-02 | 9 | 11052.5104
2022-02-02 | 10 | 10998.5271
2022-02-02 | 11 | 11059.6928
2022-02-02 | 12 | 10961.7423
2022-02-02 | 13 | 11054.1554
2022-02-02 | 14 | 11055.8488
2022-02-02 | 15 | 10952.6235
2022-02-02 | 16 | 11037.6738
2022-02-02 | 17 | 11177.9845
2022-02-02 | 18 | 11504.2378
2022-02-02 | 19 | 11494.7553
2022-02-02 | 20 | 11400.445
2022-02-02 | 21 | 11286.6361
2022-02-02 | 22 | 11067.7305
2022-02-02 | 23 | 10727.7448
2022-02-02 | 24 | 10408.639
2022-02-03 | 1 | 10234.1717
2022-02-03 | 2 | 10142.477
2022-02-03 | 3 | 10087.9336
2022-02-03 | 4 | 10097.4515
2022-02-03 | 5 | 10166.563
2022-02-03 | 6 | 10412.2959
2022-02-03 | 7 | 10782.9556
2022-02-03 | 8 | 11207.1829
2022-02-03 | 9 | 11410.123
2022-02-03 | 10 | 11344.2932
2022-02-03 | 11 | 11357.0499
2022-02-03 | 12 | 11343.0161
2022-02-03 | 13 | 11304.1712
2022-02-03 | 14 | 11284.8101
2022-02-03 | 15 | 11222.8838
2022-02-03 | 16 | 11221.2114
2022-02-03 | 17 | 11321.6686
2022-02-03 | 18 | 11646.7849
2022-02-03 | 19 | 11664.2669
2022-02-03 | 20 | 11591.1295
2022-02-03 | 21 | 11543.6162
2022-02-03 | 22 | 11420.723
2022-02-03 | 23 | 11157.0405
2022-02-03 | 24 | 10836.9885
2022-02-04 | 1 | 10572.804
2022-02-04 | 2 | 10456.1132
2022-02-04 | 3 | 10393.1738
2022-02-04 | 4 | 10391.4083
2022-02-04 | 5 | 10440.2296
2022-02-04 | 6 | 10649.1579
2022-02-04 | 7 | 10953.7427
2022-02-04 | 8 | 11360.8144
2022-02-04 | 9 | 11570.6696
2022-02-04 | 10 | 11506.9001
2022-02-04 | 11 | 11414.3288
2022-02-04 | 12 | 11349.5681
2022-02-04 | 13 | 11252.4142
2022-02-04 | 14 | 11195.9426
2022-02-04 | 15 | 11256.5609
2022-02-04 | 16 | 11215.6763
2022-02-04 | 17 | 11297.7934
2022-02-04 | 18 | 11565.8963
2022-02-04 | 19 | 11635.0062
2022-02-04 | 20 | 11546.7409
2022-02-04 | 21 | 11514.987
2022-02-04 | 22 | 11382.9549
2022-02-04 | 23 | 11124.992
2022-02-04 | 24 | 10822.1396
2022-02-05 | 1 | 10555.5654
2022-02-05 | 2 | 10403.372
2022-02-05 | 3 | 10291.0217
2022-02-05 | 4 | 10229.0771
2022-02-05 | 5 | 10177.5048
2022-02-05 | 6 | 10055.3277
2022-02-05 | 7 | 10182.5286
2022-02-05 | 8 | 10579.4054
2022-02-05 | 9 | 10864.6296
2022-02-05 | 10 | 10835.7785
2022-02-05 | 11 | 10798.57
2022-02-05 | 12 | 10745.8111
2022-02-05 | 13 | 10599.8129
2022-02-05 | 14 | 10553.4662
2022-02-05 | 15 | 10493.7289
2022-02-05 | 16 | 10497.3616
2022-02-05 | 17 | 10615.7663
2022-02-05 | 18 | 10895.2032
2022-02-05 | 19 | 10961.667
2022-02-05 | 20 | 10875.5302
2022-02-05 | 21 | 10793.7278
2022-02-05 | 22 | 10605.058
2022-02-05 | 23 | 10339.5046
2022-02-05 | 24 | 10102.1843
2022-02-06 | 1 | 9871.3714
2022-02-06 | 2 | 9705.4165
2022-02-06 | 3 | 9588.7014
2022-02-06 | 4 | 9518.2576
2022-02-06 | 5 | 9459.9474
2022-02-06 | 6 | 9380.2452
2022-02-06 | 7 | 9512.914
2022-02-06 | 8 | 9848.3543
2022-02-06 | 9 | 10082.011
2022-02-06 | 10 | 10028.3631
2022-02-06 | 11 | 10075.8665
2022-02-06 | 12 | 10048.0123
2022-02-06 | 13 | 9982.3345
2022-02-06 | 14 | 10005.3365
2022-02-06 | 15 | 9953.7218
2022-02-06 | 16 | 10010.0236
2022-02-06 | 17 | 10184.8604
2022-02-06 | 18 | 10418.1393
2022-02-06 | 19 | 10502.4822
2022-02-06 | 20 | 10462.825
2022-02-06 | 21 | 10325.7299
2022-02-06 | 22 | 10111.5157
2022-02-06 | 23 | 9765.5741
2022-02-06 | 24 | 9519.2912
2022-02-07 | 1 | 9392.2846
2022-02-07 | 2 | 9298.0719
2022-02-07 | 3 | 9213.484
2022-02-07 | 4 | 9213.2912
2022-02-07 | 5 | 9332.2511
2022-02-07 | 6 | 9597.0178
2022-02-07 | 7 | 10043.8271
2022-02-07 | 8 | 10411.9463
2022-02-07 | 9 | 10554.7702
2022-02-07 | 10 | 10424.3854
2022-02-07 | 11 | 10402.4727
2022-02-07 | 12 | 10306.8249
2022-02-07 | 13 | 10392.4206
2022-02-07 | 14 | 10384.9598
2022-02-07 | 15 | 10390.6287
2022-02-07 | 16 | 10402.7435
2022-02-07 | 17 | 10456.8808
2022-02-07 | 18 | 10539.9593
2022-02-07 | 19 | 10568.6634
2022-02-07 | 20 | 10492.5843
2022-02-07 | 21 | 10345.7082
2022-02-07 | 22 | 10040.4407
2022-02-07 | 23 | 9684.9446
2022-02-07 | 24 | 9400.7989
2022-02-08 | 1 | 9197.1272
2022-02-08 | 2 | 9105.4712
2022-02-08 | 3 | 9067.7173
2022-02-08 | 4 | 9097.8995
2022-02-08 | 5 | 9228.8837
2022-02-08 | 6 | 9570.7329
2022-02-08 | 7 | 10021.6396
2022-02-08 | 8 | 10353.374
2022-02-08 | 9 | 10473.3751
2022-02-08 | 10 | 10298.8121
2022-02-08 | 11 | 10294.2882
2022-02-08 | 12 | 10291.8492
2022-02-08 | 13 | 10254.6675
2022-02-08 | 14 | 10231.8836
2022-02-08 | 15 | 10244.7992
2022-02-08 | 16 | 10292.4815
2022-02-08 | 17 | 10379.8329
2022-02-08 | 18 | 10524.1531
2022-02-08 | 19 | 10580.671
2022-02-08 | 20 | 10483.2128
2022-02-08 | 21 | 10330.3191
2022-02-08 | 22 | 10038.1868
2022-02-08 | 23 | 9685.7648
2022-02-08 | 24 | 9399.864
2022-02-09 | 1 | 9207.0364
2022-02-09 | 2 | 9129.2965
2022-02-09 | 3 | 9095.061
2022-02-09 | 4 | 9124.7583
2022-02-09 | 5 | 9278.8304
2022-02-09 | 6 | 9616.049
2022-02-09 | 7 | 10093.0605
2022-02-09 | 8 | 10426.4777
2022-02-09 | 9 | 10569.8888
2022-02-09 | 10 | 10448.0905
2022-02-09 | 11 | 10514.6838
2022-02-09 | 12 | 10559.9983
2022-02-09 | 13 | 10486.9398
2022-02-09 | 14 | 10513.7073
2022-02-09 | 15 | 10609.9761
2022-02-09 | 16 | 10681.6687
2022-02-09 | 17 | 10731.5725
2022-02-09 | 18 | 10937.4106
2022-02-09 | 19 | 10941.9738
2022-02-09 | 20 | 10838.7484
2022-02-09 | 21 | 10679.3193
2022-02-09 | 22 | 10395.5584
2022-02-09 | 23 | 10070.4062
2022-02-09 | 24 | 9826.9304
2022-02-10 | 1 | 9698.1757
2022-02-10 | 2 | 9616.7447
2022-02-10 | 3 | 9584.257
2022-02-10 | 4 | 9598.5753
2022-02-10 | 5 | 9760.7555
2022-02-10 | 6 | 10081.2391
2022-02-10 | 7 | 10546.0445
2022-02-10 | 8 | 10784.0125
2022-02-10 | 9 | 10977.0958
2022-02-10 | 10 | 10943.5938
2022-02-10 | 11 | 10977.5121
2022-02-10 | 12 | 10973.6009
2022-02-10 | 13 | 10926.1653
2022-02-10 | 14 | 10901.6898
2022-02-10 | 15 | 10919.1341
2022-02-10 | 16 | 10924.187
2022-02-10 | 17 | 10989.6833
2022-02-10 | 18 | 11207.5758
2022-02-10 | 19 | 11250.8792
2022-02-10 | 20 | 11167.7133
2022-02-10 | 21 | 11035.4985
2022-02-10 | 22 | 10821.4862
2022-02-10 | 23 | 10519.1751
2022-02-10 | 24 | 10216.5049
2022-02-11 | 1 | 10005.3244
2022-02-11 | 2 | 9906.6605
2022-02-11 | 3 | 9842.8035
2022-02-11 | 4 | 9843.5377
2022-02-11 | 5 | 9940.2019
2022-02-11 | 6 | 10192.9845
2022-02-11 | 7 | 10618.5686
2022-02-11 | 8 | 10931.0607
2022-02-11 | 9 | 11141.2649
2022-02-11 | 10 | 11108.7272
2022-02-11 | 11 | 11090.7229
2022-02-11 | 12 | 11106.9718
2022-02-11 | 13 | 11035.4177
2022-02-11 | 14 | 11009.1294
2022-02-11 | 15 | 10999.5847
2022-02-11 | 16 | 10998.3994
2022-02-11 | 17 | 11099.9307
2022-02-11 | 18 | 11284.959
2022-02-11 | 19 | 11345.8548
2022-02-11 | 20 | 11257.846
2022-02-11 | 21 | 11149.6684
2022-02-11 | 22 | 10960.6399
2022-02-11 | 23 | 10654.9989
2022-02-11 | 24 | 10368.1529
2022-02-12 | 1 | 10144.5165
2022-02-12 | 2 | 10014.2404
2022-02-12 | 3 | 9945.5165
2022-02-12 | 4 | 9945.5124
2022-02-12 | 5 | 9970.0203
2022-02-12 | 6 | 10018.0542
2022-02-12 | 7 | 10122.9063
2022-02-12 | 8 | 10383.971
2022-02-12 | 9 | 10654.031
2022-02-12 | 10 | 10646.1398
2022-02-12 | 11 | 10732.7315
2022-02-12 | 12 | 10655.037
2022-02-12 | 13 | 10606.5191
2022-02-12 | 14 | 10490.2569
2022-02-12 | 15 | 10509.56
2022-02-12 | 16 | 10553.8207
2022-02-12 | 17 | 10654.9319
2022-02-12 | 18 | 10962.3437
2022-02-12 | 19 | 11098.6496
2022-02-12 | 20 | 11031.5038
2022-02-12 | 21 | 10927.1796
2022-02-12 | 22 | 10821.2828
2022-02-12 | 23 | 10582.7162
2022-02-12 | 24 | 10310.2672
2022-02-13 | 1 | 10103.4302
2022-02-13 | 2 | 9955.5921
2022-02-13 | 3 | 9868.6545
2022-02-13 | 4 | 9788.7275
2022-02-13 | 5 | 9679.704
2022-02-13 | 6 | 9622.8582
2022-02-13 | 7 | 9754.1569
2022-02-13 | 8 | 9875.7349
2022-02-13 | 9 | 10146.9868
2022-02-13 | 10 | 10280.8644
2022-02-13 | 11 | 10281.0043
2022-02-13 | 12 | 10305.5878
2022-02-13 | 13 | 10268.0814
2022-02-13 | 14 | 10220.4655
2022-02-13 | 15 | 10196.0702
2022-02-13 | 16 | 10282.3972
2022-02-13 | 17 | 10449.8685
2022-02-13 | 18 | 10677.7076
2022-02-13 | 19 | 10801.8502
2022-02-13 | 20 | 10726.6664
2022-02-13 | 21 | 10617.9369
2022-02-13 | 22 | 10391.7718
2022-02-13 | 23 | 10071.1396
2022-02-13 | 24 | 9801.4724
2022-02-14 | 1 | 9669.2782
2022-02-14 | 2 | 9539.1789
2022-02-14 | 3 | 9488.5795
2022-02-14 | 4 | 9489.7594
2022-02-14 | 5 | 9582.0516
2022-02-14 | 6 | 9817.4033
2022-02-14 | 7 | 10244.0421
2022-02-14 | 8 | 10464.7285
2022-02-14 | 9 | 10609.0049
2022-02-14 | 10 | 10676.5495
2022-02-14 | 11 | 10627.1073
2022-02-14 | 12 | 10632.9681
2022-02-14 | 13 | 10549.7866
2022-02-14 | 14 | 10590.719
2022-02-14 | 15 | 10528.524
2022-02-14 | 16 | 10530.7636
2022-02-14 | 17 | 10603.0683
2022-02-14 | 18 | 10656.1451
2022-02-14 | 19 | 10734.2408
2022-02-14 | 20 | 10651.426
2022-02-14 | 21 | 10495.8222
2022-02-14 | 22 | 10197.4055
2022-02-14 | 23 | 9819.3326
2022-02-14 | 24 | 9531.9437
2022-02-15 | 1 | 9339.1704
2022-02-15 | 2 | 9240.8247
2022-02-15 | 3 | 9223.5454
2022-02-15 | 4 | 9255.2977
2022-02-15 | 5 | 9382.0343
2022-02-15 | 6 | 9680.5502
2022-02-15 | 7 | 10109.8069
2022-02-15 | 8 | 10301.0511
2022-02-15 | 9 | 10416.5972
2022-02-15 | 10 | 10429.895
2022-02-15 | 11 | 10411.0216
2022-02-15 | 12 | 10395.0555
2022-02-15 | 13 | 10376.836
2022-02-15 | 14 | 10356.3853
2022-02-15 | 15 | 10389.8993
2022-02-15 | 16 | 10452.4252
2022-02-15 | 17 | 10522.3893
2022-02-15 | 18 | 10605.402
2022-02-15 | 19 | 10690.8142
2022-02-15 | 20 | 10610.3161
2022-02-15 | 21 | 10436.6629
2022-02-15 | 22 | 10130.4837
2022-02-15 | 23 | 9766.1303
2022-02-15 | 24 | 9490.8993
2022-02-16 | 1 | 9299.4049
2022-02-16 | 2 | 9217.3301
2022-02-16 | 3 | 9186.2819
2022-02-16 | 4 | 9213.699
2022-02-16 | 5 | 9361.7753
2022-02-16 | 6 | 9708.3463
2022-02-16 | 7 | 10173.4605
2022-02-16 | 8 | 10350.6128
2022-02-16 | 9 | 10463.5487
2022-02-16 | 10 | 10517.946
2022-02-16 | 11 | 10561.6333
2022-02-16 | 12 | 10526.771
2022-02-16 | 13 | 10478.7968
2022-02-16 | 14 | 10433.9211
2022-02-16 | 15 | 10466.3041
2022-02-16 | 16 | 10502.0365
2022-02-16 | 17 | 10551.8969
2022-02-16 | 18 | 10613.3121
2022-02-16 | 19 | 10707.6933
2022-02-16 | 20 | 10633.8901
2022-02-16 | 21 | 10450.2769
2022-02-16 | 22 | 10151.0152
2022-02-16 | 23 | 9805.8542
2022-02-16 | 24 | 9533.2546
2022-02-17 | 1 | 9390.6007
2022-02-17 | 2 | 9295.6919
2022-02-17 | 3 | 9239.4657
2022-02-17 | 4 | 9245.14
2022-02-17 | 5 | 9369.6604
2022-02-17 | 6 | 9691.7707
2022-02-17 | 7 | 10190.8438
2022-02-17 | 8 | 10353.8185
2022-02-17 | 9 | 10479.3054
2022-02-17 | 10 | 10557.7684
2022-02-17 | 11 | 10542.988
2022-02-17 | 12 | 10454.8265
2022-02-17 | 13 | 10420.0473
2022-02-17 | 14 | 10401.5702
2022-02-17 | 15 | 10404.0382
2022-02-17 | 16 | 10478.2706
2022-02-17 | 17 | 10489.0902
2022-02-17 | 18 | 10524.5355
2022-02-17 | 19 | 10663.1735
2022-02-17 | 20 | 10601.7005
2022-02-17 | 21 | 10427.7342
2022-02-17 | 22 | 10163.4824
2022-02-17 | 23 | 9873.1263
2022-02-17 | 24 | 9603.2358
2022-02-18 | 1 | 9431.3358
2022-02-18 | 2 | 9354.3293
2022-02-18 | 3 | 9315.203
2022-02-18 | 4 | 9337.7102
2022-02-18 | 5 | 9456.8137
2022-02-18 | 6 | 9769.7205
2022-02-18 | 7 | 10247.0126
2022-02-18 | 8 | 10437.5285
2022-02-18 | 9 | 10540.029
2022-02-18 | 10 | 10531.5904
2022-02-18 | 11 | 10480.6271
2022-02-18 | 12 | 10456.5075
2022-02-18 | 13 | 10385.9515
2022-02-18 | 14 | 10301.3547
2022-02-18 | 15 | 10321.2711
2022-02-18 | 16 | 10325.4438
2022-02-18 | 17 | 10470.2592
2022-02-18 | 18 | 10588.2713
2022-02-18 | 19 | 10758.0841
2022-02-18 | 20 | 10685.0215
2022-02-18 | 21 | 10527.0977
2022-02-18 | 22 | 10285.0436
2022-02-18 | 23 | 9952.4923
2022-02-18 | 24 | 9698.6727
2022-02-19 | 1 | 9486.6538
2022-02-19 | 2 | 9383.1736
2022-02-19 | 3 | 9323.9357
2022-02-19 | 4 | 9290.1446
2022-02-19 | 5 | 9321.8968
2022-02-19 | 6 | 9427.0899
2022-02-19 | 7 | 9671.6755
2022-02-19 | 8 | 9812.7598
2022-02-19 | 9 | 9991.0035
2022-02-19 | 10 | 10107.4737
2022-02-19 | 11 | 10170.3375
2022-02-19 | 12 | 10208.0911
2022-02-19 | 13 | 10201.8446
2022-02-19 | 14 | 10180.7539
2022-02-19 | 15 | 10174.6806
2022-02-19 | 16 | 10238.9173
2022-02-19 | 17 | 10383.1736
2022-02-19 | 18 | 10582.7257
2022-02-19 | 19 | 10760.2633
2022-02-19 | 20 | 10676.4146
2022-02-19 | 21 | 10553.8906
2022-02-19 | 22 | 10383.1629
2022-02-19 | 23 | 10168.9746
2022-02-19 | 24 | 9925.1991
2022-02-20 | 1 | 9728.9357
2022-02-20 | 2 | 9630.0806
2022-02-20 | 3 | 9573.7753
2022-02-20 | 4 | 9556.7359
2022-02-20 | 5 | 9601.6615
2022-02-20 | 6 | 9689.2664
2022-02-20 | 7 | 9875.4492
2022-02-20 | 8 | 9986.3663
2022-02-20 | 9 | 10151.2219
2022-02-20 | 10 | 10322.9462
2022-02-20 | 11 | 10422.7454
2022-02-20 | 12 | 10494.3955
2022-02-20 | 13 | 10505.0977
2022-02-20 | 14 | 10511.0515
2022-02-20 | 15 | 10512.9414
2022-02-20 | 16 | 10625.333
2022-02-20 | 17 | 10835.8416
2022-02-20 | 18 | 11137.6875
2022-02-20 | 19 | 11249.2489
2022-02-20 | 20 | 11158.5978
2022-02-20 | 21 | 11056.8815
2022-02-20 | 22 | 10881.573
2022-02-20 | 23 | 10548.828
2022-02-20 | 24 | 10277.7553
2022-02-21 | 1 | 10144.2397
2022-02-21 | 2 | 10007.4464
2022-02-21 | 3 | 9936.4519
2022-02-21 | 4 | 9905.5312
2022-02-21 | 5 | 9903.6245
2022-02-21 | 6 | 9881.1957
2022-02-21 | 7 | 9997.3708
2022-02-21 | 8 | 10163.5784
2022-02-21 | 9 | 10332.9655
2022-02-21 | 10 | 10477.2482
2022-02-21 | 11 | 10575.7213
2022-02-21 | 12 | 10684.9549
2022-02-21 | 13 | 10657.84
2022-02-21 | 14 | 10630.6539
2022-02-21 | 15 | 10653.0019
2022-02-21 | 16 | 10719.8707
2022-02-21 | 17 | 10915.0832
2022-02-21 | 18 | 11164.9238
2022-02-21 | 19 | 11351.9518
2022-02-21 | 20 | 11235.4935
2022-02-21 | 21 | 11181.6587
2022-02-21 | 22 | 10994.2833
2022-02-21 | 23 | 10710.384
2022-02-21 | 24 | 10407.2127
2022-02-22 | 1 | 10250.1045
2022-02-22 | 2 | 10119.9459
2022-02-22 | 3 | 10041.2432
2022-02-22 | 4 | 10038.9932
2022-02-22 | 5 | 10109.9111
2022-02-22 | 6 | 10334.0356
2022-02-22 | 7 | 10716.6746
2022-02-22 | 8 | 10997.8157
2022-02-22 | 9 | 11137.0295
2022-02-22 | 10 | 11245.5466
2022-02-22 | 11 | 11224.7745
2022-02-22 | 12 | 11228.1501
2022-02-22 | 13 | 11214.9826
2022-02-22 | 14 | 11180.6336
2022-02-22 | 15 | 11166.6114
2022-02-22 | 16 | 11198.2607
2022-02-22 | 17 | 11338.4267
2022-02-22 | 18 | 11509.2097
2022-02-22 | 19 | 11667.1638
2022-02-22 | 20 | 11608.1218
2022-02-22 | 21 | 11473.8701
2022-02-22 | 22 | 11305.0122
2022-02-22 | 23 | 10964.4877
2022-02-22 | 24 | 10652.9958
2022-02-23 | 1 | 10393.7926
2022-02-23 | 2 | 10284.7153
2022-02-23 | 3 | 10230.4785
2022-02-23 | 4 | 10224.2833
2022-02-23 | 5 | 10305.1629
2022-02-23 | 6 | 10545.296
2022-02-23 | 7 | 10898.0262
2022-02-23 | 8 | 11136.4762
2022-02-23 | 9 | 11228.7604
2022-02-23 | 10 | 11282.3803
2022-02-23 | 11 | 11233.6457
2022-02-23 | 12 | 11217.8123
2022-02-23 | 13 | 11075.5831
2022-02-23 | 14 | 11079.9306
2022-02-23 | 15 | 11061.9868
2022-02-23 | 16 | 11070.9295
2022-02-23 | 17 | 11239.7665
2022-02-23 | 18 | 11354.7413
2022-02-23 | 19 | 11531.4766
2022-02-23 | 20 | 11486.8788
2022-02-23 | 21 | 11391.1891
2022-02-23 | 22 | 11197.3208
2022-02-23 | 23 | 10848.6167
2022-02-23 | 24 | 10536.4793
2022-02-24 | 1 | 10327.1816
2022-02-24 | 2 | 10211.29
2022-02-24 | 3 | 10128.779
2022-02-24 | 4 | 10086.031
2022-02-24 | 5 | 10126.8204
2022-02-24 | 6 | 10298.6351
2022-02-24 | 7 | 10689.6576
2022-02-24 | 8 | 11011.5647
2022-02-24 | 9 | 11085.5377
2022-02-24 | 10 | 11138.0709
2022-02-24 | 11 | 11094.6593
2022-02-24 | 12 | 11005.322
2022-02-24 | 13 | 10944.915
2022-02-24 | 14 | 10890.9903
2022-02-24 | 15 | 10808.6767
2022-02-24 | 16 | 10799.2537
2022-02-24 | 17 | 10901.4628
2022-02-24 | 18 | 11043.9874
2022-02-24 | 19 | 11234.9483
2022-02-24 | 20 | 11206.1654
2022-02-24 | 21 | 11076.1062
2022-02-24 | 22 | 10850.2477
2022-02-24 | 23 | 10558.1182
2022-02-24 | 24 | 10259.6939
2022-02-25 | 1 | 10037.0215
2022-02-25 | 2 | 9912.9471
2022-02-25 | 3 | 9833.3486
2022-02-25 | 4 | 9777.0281
2022-02-25 | 5 | 9834.2242
2022-02-25 | 6 | 10025.2716
2022-02-25 | 7 | 10443.6338
2022-02-25 | 8 | 10756.9962
2022-02-25 | 9 | 10810.8192
2022-02-25 | 10 | 10799.6854
2022-02-25 | 11 | 10758.5052
2022-02-25 | 12 | 10738.4542
2022-02-25 | 13 | 10681.5829
2022-02-25 | 14 | 10644.0338
2022-02-25 | 15 | 10583.6438
2022-02-25 | 16 | 10579.4643
2022-02-25 | 17 | 10674.7452
2022-02-25 | 18 | 10728.9965
2022-02-25 | 19 | 10916.1609
2022-02-25 | 20 | 10858.4533
2022-02-25 | 21 | 10722.1272
2022-02-25 | 22 | 10463.8091
2022-02-25 | 23 | 10166.6746
2022-02-25 | 24 | 9893.1475
2022-02-26 | 1 | 9675.5825
2022-02-26 | 2 | 9567.8901
2022-02-26 | 3 | 9484.2438
2022-02-26 | 4 | 9473.1788
2022-02-26 | 5 | 9514.6879
2022-02-26 | 6 | 9600.1004
2022-02-26 | 7 | 9824.66
2022-02-26 | 8 | 10039.5243
2022-02-26 | 9 | 10188.1767
2022-02-26 | 10 | 10375.3561
2022-02-26 | 11 | 10365.8828
2022-02-26 | 12 | 10439.3912
2022-02-26 | 13 | 10451.8313
2022-02-26 | 14 | 10436.6664
2022-02-26 | 15 | 10430.3913
2022-02-26 | 16 | 10474.9473
2022-02-26 | 17 | 10622.3138
2022-02-26 | 18 | 10768.3534
2022-02-26 | 19 | 10905.0236
2022-02-26 | 20 | 10835.3411
2022-02-26 | 21 | 10712.7234
2022-02-26 | 22 | 10561.1079
2022-02-26 | 23 | 10314.575
2022-02-26 | 24 | 10077.2248
2022-02-27 | 1 | 9895.1458
2022-02-27 | 2 | 9779.7256
2022-02-27 | 3 | 9730.8138
2022-02-27 | 4 | 9700.2232
2022-02-27 | 5 | 9709.317
2022-02-27 | 6 | 9740.7495
2022-02-27 | 7 | 9863.4262
2022-02-27 | 8 | 10061.6577
2022-02-27 | 9 | 10210.9332
2022-02-27 | 10 | 10332.0508
2022-02-27 | 11 | 10446.7397
2022-02-27 | 12 | 10528.3627
2022-02-27 | 13 | 10591.4627
2022-02-27 | 14 | 10492.4065
2022-02-27 | 15 | 10511.8257
2022-02-27 | 16 | 10615.4518
2022-02-27 | 17 | 10795.6619
2022-02-27 | 18 | 11035.3016
2022-02-27 | 19 | 11195.5291
2022-02-27 | 20 | 11145.8681
2022-02-27 | 21 | 11059.8646
2022-02-27 | 22 | 10907.1114
2022-02-27 | 23 | 10609.1562
2022-02-27 | 24 | 10332.3868
2022-02-28 | 1 | 10181.1066
2022-02-28 | 2 | 10077.8809
2022-02-28 | 3 | 10025.8594
2022-02-28 | 4 | 10034.0861
2022-02-28 | 5 | 10126.8801
2022-02-28 | 6 | 10394.3644
2022-02-28 | 7 | 10794.37
2022-02-28 | 8 | 11099.7529
2022-02-28 | 9 | 11183.3899
2022-02-28 | 10 | 11315.9188
2022-02-28 | 11 | 11313.1226
2022-02-28 | 12 | 11341.7201
2022-02-28 | 13 | 11278.7308
2022-02-28 | 14 | 11248.4647
2022-02-28 | 15 | 11216.188
2022-02-28 | 16 | 11246.5752
2022-02-28 | 17 | 11346.97
2022-02-28 | 18 | 11467.7084
2022-02-28 | 19 | 11596.3553
2022-02-28 | 20 | 11603.7478
2022-02-28 | 21 | 11480.345
2022-02-28 | 22 | 11283.654
2022-02-28 | 23 | 10963.7368
2022-02-28 | 24 | 10663.7009
2022-03-01 | 1 | 10433.39
2022-03-01 | 2 | 10310.2012
2022-03-01 | 3 | 10253.784
2022-03-01 | 4 | 10256.6208
2022-03-01 | 5 | 10334.4467
2022-03-01 | 6 | 10526.2535
2022-03-01 | 7 | 10894.8757
2022-03-01 | 8 | 11195.3264
2022-03-01 | 9 | 11258.5882
2022-03-01 | 10 | 11278.3923
2022-03-01 | 11 | 11220.5134
2022-03-01 | 12 | 11129.6002
2022-03-01 | 13 | 11056.5913
2022-03-01 | 14 | 10982.6354
2022-03-01 | 15 | 10928.0382
2022-03-01 | 16 | 10927.3232
2022-03-01 | 17 | 10922.8959
2022-03-01 | 18 | 11033.7716
2022-03-01 | 19 | 11217.6836
2022-03-01 | 20 | 11228.3698
2022-03-01 | 21 | 11157.4262
2022-03-01 | 22 | 10884.0354
2022-03-01 | 23 | 10498.7723
2022-03-01 | 24 | 10168.5843
2022-03-02 | 1 | 9941.8101
2022-03-02 | 2 | 9787.4877
2022-03-02 | 3 | 9680.2716
2022-03-02 | 4 | 9652.3626
2022-03-02 | 5 | 9697.7701
2022-03-02 | 6 | 9812.524
2022-03-02 | 7 | 10191.203
2022-03-02 | 8 | 10582.4285
2022-03-02 | 9 | 10635.1236
2022-03-02 | 10 | 10587.3865
2022-03-02 | 11 | 10605.812
2022-03-02 | 12 | 10560.2563
2022-03-02 | 13 | 10559.4284
2022-03-02 | 14 | 10581.5628
2022-03-02 | 15 | 10598.6335
2022-03-02 | 16 | 10633.1018
2022-03-02 | 17 | 10724.2649
2022-03-02 | 18 | 10768.2476
2022-03-02 | 19 | 10930.7458
2022-03-02 | 20 | 10879.846
2022-03-02 | 21 | 10734.8742
2022-03-02 | 22 | 10454.3767
2022-03-02 | 23 | 10090.4779
2022-03-02 | 24 | 9814.7166
2022-03-03 | 1 | 9664.158
2022-03-03 | 2 | 9583.7208
2022-03-03 | 3 | 9545.051
2022-03-03 | 4 | 9574.0683
2022-03-03 | 5 | 9716.28
2022-03-03 | 6 | 10021.9277
2022-03-03 | 7 | 10489.942
2022-03-03 | 8 | 10843.6268
2022-03-03 | 9 | 10807.2397
2022-03-03 | 10 | 10834.1602
2022-03-03 | 11 | 10931.8699
2022-03-03 | 12 | 10826.9447
2022-03-03 | 13 | 10759.8105
2022-03-03 | 14 | 10759.8642
2022-03-03 | 15 | 10749.6075
2022-03-03 | 16 | 10780.007
2022-03-03 | 17 | 10965.673
2022-03-03 | 18 | 11099.3239
2022-03-03 | 19 | 11182.3232
2022-03-03 | 20 | 11128.3631
2022-03-03 | 21 | 11008.8573
2022-03-03 | 22 | 10819.1428
2022-03-03 | 23 | 10495.9104
2022-03-03 | 24 | 10234.0634
2022-03-04 | 1 | 10082.2724
2022-03-04 | 2 | 10007.6496
2022-03-04 | 3 | 9932.3105
2022-03-04 | 4 | 9938.2883
2022-03-04 | 5 | 10113.798
2022-03-04 | 6 | 10407.877
2022-03-04 | 7 | 10808.6076
2022-03-04 | 8 | 11125.4548
2022-03-04 | 9 | 11151.2485
2022-03-04 | 10 | 11279.3616
2022-03-04 | 11 | 11282.2574
2022-03-04 | 12 | 11247.3697
2022-03-04 | 13 | 11170.3505
2022-03-04 | 14 | 11230.1544
2022-03-04 | 15 | 11202.5471
2022-03-04 | 16 | 11202.2576
2022-03-04 | 17 | 11339.1342
2022-03-04 | 18 | 11462.4928
2022-03-04 | 19 | 11569.4702
2022-03-04 | 20 | 11532.4441
2022-03-04 | 21 | 11417.5455
2022-03-04 | 22 | 11306.3139
2022-03-04 | 23 | 11004.248
2022-03-04 | 24 | 10745.8036
2022-03-05 | 1 | 10497.2759
2022-03-05 | 2 | 10379.4421
2022-03-05 | 3 | 10303.5041
2022-03-05 | 4 | 10268.6677
2022-03-05 | 5 | 10266.0869
2022-03-05 | 6 | 10242.3492
2022-03-05 | 7 | 10305.0016
2022-03-05 | 8 | 10656.8043
2022-03-05 | 9 | 10724.9538
2022-03-05 | 10 | 10824.0497
2022-03-05 | 11 | 10930.2621
2022-03-05 | 12 | 10817.8775
2022-03-05 | 13 | 10743.8924
2022-03-05 | 14 | 10701.7791
2022-03-05 | 15 | 10662.1199
2022-03-05 | 16 | 10681.3696
2022-03-05 | 17 | 10862.4981
2022-03-05 | 18 | 11113.4324
2022-03-05 | 19 | 11218.787
2022-03-05 | 20 | 11213.5438
2022-03-05 | 21 | 11249.3257
2022-03-05 | 22 | 11103.7092
2022-03-05 | 23 | 10901.1284
2022-03-05 | 24 | 10617.5174
2022-03-06 | 1 | 10428.4397
2022-03-06 | 2 | 10251.7577
2022-03-06 | 3 | 10145.8675
2022-03-06 | 4 | 10090.8179
2022-03-06 | 5 | 10036.2453
2022-03-06 | 6 | 9965.3742
2022-03-06 | 7 | 10045.6598
2022-03-06 | 8 | 10358.7557
2022-03-06 | 9 | 10406.1108
2022-03-06 | 10 | 10520.62
2022-03-06 | 11 | 10606.2712
2022-03-06 | 12 | 10630.8664
2022-03-06 | 13 | 10567.0357
2022-03-06 | 14 | 10488.566
2022-03-06 | 15 | 10479.3394
2022-03-06 | 16 | 10527.3861
2022-03-06 | 17 | 10731.6628
2022-03-06 | 18 | 10936.5721
2022-03-06 | 19 | 11085.457
2022-03-06 | 20 | 11102.8165
2022-03-06 | 21 | 11025.4395
2022-03-06 | 22 | 10877.4061
2022-03-06 | 23 | 10591.1102
2022-03-06 | 24 | 10299.2158
2022-03-07 | 1 | 10146.7106
2022-03-07 | 2 | 9977.4846
2022-03-07 | 3 | 9982.2146
2022-03-07 | 4 | 9963.2993
2022-03-07 | 5 | 10030.706
2022-03-07 | 6 | 10209.8541
2022-03-07 | 7 | 10618.4702
2022-03-07 | 8 | 11038.1237
2022-03-07 | 9 | 10994.7686
2022-03-07 | 10 | 11032.2864
2022-03-07 | 11 | 11015.6293
2022-03-07 | 12 | 11040.4534
2022-03-07 | 13 | 10987.7939
2022-03-07 | 14 | 10945.545
2022-03-07 | 15 | 10941.3482
2022-03-07 | 16 | 10981.3637
2022-03-07 | 17 | 11104.2489
2022-03-07 | 18 | 11233.0042
2022-03-07 | 19 | 11292.8646
2022-03-07 | 20 | 11293.3111
2022-03-07 | 21 | 11189.8243
2022-03-07 | 22 | 10987.8899
2022-03-07 | 23 | 10706.7642
2022-03-07 | 24 | 10380.4057
2022-03-08 | 1 | 10120.8547
2022-03-08 | 2 | 9997.9076
2022-03-08 | 3 | 9987.6078
2022-03-08 | 4 | 9950.4107
2022-03-08 | 5 | 10070.7396
2022-03-08 | 6 | 10299.3757
2022-03-08 | 7 | 10651.6365
2022-03-08 | 8 | 11064.9934
2022-03-08 | 9 | 11106.717
2022-03-08 | 10 | 11143.6377
2022-03-08 | 11 | 11130.5516
2022-03-08 | 12 | 11102.0247
2022-03-08 | 13 | 11048.2001
2022-03-08 | 14 | 11008.9606
2022-03-08 | 15 | 10970.2205
2022-03-08 | 16 | 10942.3588
2022-03-08 | 17 | 11169.1511
2022-03-08 | 18 | 11261.6585
2022-03-08 | 19 | 11352.3617
2022-03-08 | 20 | 11402.3881
2022-03-08 | 21 | 11303.658
2022-03-08 | 22 | 11076.7036
2022-03-08 | 23 | 10715.1357
2022-03-08 | 24 | 10396.6891
2022-03-09 | 1 | 10168.427
2022-03-09 | 2 | 10048.0426
2022-03-09 | 3 | 9950.1251
2022-03-09 | 4 | 9944.7713
2022-03-09 | 5 | 10031.167
2022-03-09 | 6 | 10224.0253
2022-03-09 | 7 | 10573.8499
2022-03-09 | 8 | 11021.3208
2022-03-09 | 9 | 11057.6951
2022-03-09 | 10 | 11115.7972
2022-03-09 | 11 | 11079.9199
2022-03-09 | 12 | 11050.897
2022-03-09 | 13 | 10997.3213
2022-03-09 | 14 | 10961.4122
2022-03-09 | 15 | 10931.5659
2022-03-09 | 16 | 10996.6093
2022-03-09 | 17 | 11085.4958
2022-03-09 | 18 | 11178.4704
2022-03-09 | 19 | 11239.2069
2022-03-09 | 20 | 11239.7263
2022-03-09 | 21 | 11134.6813
2022-03-09 | 22 | 10952.3585
2022-03-09 | 23 | 10629.399
2022-03-09 | 24 | 10358.0407
2022-03-10 | 1 | 10194.1095
2022-03-10 | 2 | 10082.1288
2022-03-10 | 3 | 10039.0179
2022-03-10 | 4 | 10029.2065
2022-03-10 | 5 | 10100.6131
2022-03-10 | 6 | 10366.3819
2022-03-10 | 7 | 10595.742
2022-03-10 | 8 | 11020.001
2022-03-10 | 9 | 11102.9142
2022-03-10 | 10 | 11092.1479
2022-03-10 | 11 | 11093.5011
2022-03-10 | 12 | 11017.9615
2022-03-10 | 13 | 10973.7196
2022-03-10 | 14 | 10934.371
2022-03-10 | 15 | 10906.3697
2022-03-10 | 16 | 10939.2148
2022-03-10 | 17 | 10981.1275
2022-03-10 | 18 | 11138.7574
2022-03-10 | 19 | 11244.2552
2022-03-10 | 20 | 11327.3071
2022-03-10 | 21 | 11225.0505
2022-03-10 | 22 | 11039.6194
2022-03-10 | 23 | 10746.7587
2022-03-10 | 24 | 10466.386
2022-03-11 | 1 | 10234.4965
2022-03-11 | 2 | 10155.8485
2022-03-11 | 3 | 10094.6514
2022-03-11 | 4 | 10081.0806
2022-03-11 | 5 | 10129.2759
2022-03-11 | 6 | 10341.4705
2022-03-11 | 7 | 10492.4884
2022-03-11 | 8 | 10907.086
2022-03-11 | 9 | 11090.0626
2022-03-11 | 10 | 11148.2278
2022-03-11 | 11 | 11098.8094
2022-03-11 | 12 | 10980.8056
2022-03-11 | 13 | 10897.9802
2022-03-11 | 14 | 10842.602
2022-03-11 | 15 | 10801.5717
2022-03-11 | 16 | 10813.2468
2022-03-11 | 17 | 10912.5306
2022-03-11 | 18 | 11014.1934
2022-03-11 | 19 | 11145.5056
2022-03-11 | 20 | 11217.2878
2022-03-11 | 21 | 11158.4908
2022-03-11 | 22 | 10944.0152
2022-03-11 | 23 | 10653.1867
2022-03-11 | 24 | 10323.7066
2022-03-12 | 1 | 10089.8995
2022-03-12 | 2 | 9972.3808
2022-03-12 | 3 | 9934.6318
2022-03-12 | 4 | 9861.3942
2022-03-12 | 5 | 9845.5609
2022-03-12 | 6 | 9883.9459
2022-03-12 | 7 | 9866.8684
2022-03-12 | 8 | 10136.6703
2022-03-12 | 9 | 10447.2764
2022-03-12 | 10 | 10508.4652
2022-03-12 | 11 | 10445.5245
2022-03-12 | 12 | 10385.4837
2022-03-12 | 13 | 10325.8955
2022-03-12 | 14 | 10188.1846
2022-03-12 | 15 | 10151.8794
2022-03-12 | 16 | 10266.905
2022-03-12 | 17 | 10420.4957
2022-03-12 | 18 | 10563.887
2022-03-12 | 19 | 10615.7729
2022-03-12 | 20 | 10744.4519
2022-03-12 | 21 | 10670.5304
2022-03-12 | 22 | 10517.119
2022-03-12 | 23 | 10254.297
2022-03-12 | 24 | 9942.0536
2022-03-13 | 1 | 9787.0639
2022-03-13 | 3 | 9621.9231
2022-03-13 | 4 | 9367.6148
2022-03-13 | 5 | 9362.4276
2022-03-13 | 6 | 9355.4854
2022-03-13 | 7 | 9351.0697
2022-03-13 | 8 | 9322.2045
2022-03-13 | 9 | 9597.2934
2022-03-13 | 10 | 9844.8063
2022-03-13 | 11 | 9973.0705
2022-03-13 | 12 | 9982.1121
2022-03-13 | 13 | 9911.7461
2022-03-13 | 14 | 9833.1712
2022-03-13 | 15 | 9782.4106
2022-03-13 | 16 | 9730.4693
2022-03-13 | 17 | 9807.1337
2022-03-13 | 18 | 9962.121
2022-03-13 | 19 | 10159.6513
2022-03-13 | 20 | 10215.1509
2022-03-13 | 21 | 10369.6878
2022-03-13 | 22 | 10275.7331
2022-03-13 | 23 | 10038.8073
2022-03-13 | 24 | 9772.6288
2022-03-14 | 1 | 9531.0361
2022-03-14 | 2 | 9408.7699
2022-03-14 | 3 | 9363.6101
2022-03-14 | 4 | 9258.2401
2022-03-14 | 5 | 9268.6832
2022-03-14 | 6 | 9364.5264
2022-03-14 | 7 | 9693.0873
2022-03-14 | 8 | 9985.9531
2022-03-14 | 9 | 10355.1963
2022-03-14 | 10 | 10494.2016
2022-03-14 | 11 | 10551.2468
2022-03-14 | 12 | 10548.5471
2022-03-14 | 13 | 10541.2832
2022-03-14 | 14 | 10410.2867
2022-03-14 | 15 | 10389.945
2022-03-14 | 16 | 10410.1036
2022-03-14 | 17 | 10432.8742
2022-03-14 | 18 | 10522.5629
2022-03-14 | 19 | 10692.526
2022-03-14 | 20 | 10764.8759
2022-03-14 | 21 | 10835.41
2022-03-14 | 22 | 10685.7713
2022-03-14 | 23 | 10416.1486
2022-03-14 | 24 | 10067.0595
2022-03-15 | 1 | 9854.1956
2022-03-15 | 2 | 9670.6499
2022-03-15 | 3 | 9593.1735
2022-03-15 | 4 | 9567.3935
2022-03-15 | 5 | 9581.319
2022-03-15 | 6 | 9742.7767
2022-03-15 | 7 | 10064.1429
2022-03-15 | 8 | 10346.4105
2022-03-15 | 9 | 10639.1029
2022-03-15 | 10 | 10830.3329
2022-03-15 | 11 | 10907.563
2022-03-15 | 12 | 10942.3448
2022-03-15 | 13 | 10915.8334
2022-03-15 | 14 | 10816.3019
2022-03-15 | 15 | 10796.695
2022-03-15 | 16 | 10748.7204
2022-03-15 | 17 | 10759.84
2022-03-15 | 18 | 10826.1267
2022-03-15 | 19 | 10946.232
2022-03-15 | 20 | 10967.0899
2022-03-15 | 21 | 11054.5024
2022-03-15 | 22 | 10940.3642
2022-03-15 | 23 | 10680.7929
2022-03-15 | 24 | 10310.6515
2022-03-16 | 1 | 10000.6456
2022-03-16 | 2 | 9752.9555
2022-03-16 | 3 | 9641.2001
2022-03-16 | 4 | 9565.9364
2022-03-16 | 5 | 9565.9135
2022-03-16 | 6 | 9651.3365
2022-03-16 | 7 | 9871.8233
2022-03-16 | 8 | 10113.0126
2022-03-16 | 9 | 10488.8823
2022-03-16 | 10 | 10610.746
2022-03-16 | 11 | 10566.2283
2022-03-16 | 12 | 10473.7837
2022-03-16 | 13 | 10385.4943
2022-03-16 | 14 | 10299.9931
2022-03-16 | 15 | 10275.9354
2022-03-16 | 16 | 10232.5339
2022-03-16 | 17 | 10236.2818
2022-03-16 | 18 | 10304.6238
2022-03-16 | 19 | 10402.8371
2022-03-16 | 20 | 10499.9693
2022-03-16 | 21 | 10624.7056
2022-03-16 | 22 | 10460.6803
2022-03-16 | 23 | 10193.4993
2022-03-16 | 24 | 9840.3333
2022-03-17 | 1 | 9559.3284
2022-03-17 | 2 | 9408.6734
2022-03-17 | 3 | 9346.309
2022-03-17 | 4 | 9309.5789
2022-03-17 | 5 | 9337.6094
2022-03-17 | 6 | 9477.1559
2022-03-17 | 7 | 9755.5271
2022-03-17 | 8 | 10033.3549
2022-03-17 | 9 | 10341.3882
2022-03-17 | 10 | 10479.4846
2022-03-17 | 11 | 10469.2637
2022-03-17 | 12 | 10362.5778
2022-03-17 | 13 | 10287.4629
2022-03-17 | 14 | 10217.1863
2022-03-17 | 15 | 10171.8414
2022-03-17 | 16 | 10130.689
2022-03-17 | 17 | 10155.74
2022-03-17 | 18 | 10239.7641
2022-03-17 | 19 | 10274.094
2022-03-17 | 20 | 10338.1529
2022-03-17 | 21 | 10462.4996
2022-03-17 | 22 | 10304.3384
2022-03-17 | 23 | 10040.4688
2022-03-17 | 24 | 9706.9907
2022-03-18 | 1 | 9448.4716
2022-03-18 | 2 | 9249.8276
2022-03-18 | 3 | 9153.9195
2022-03-18 | 4 | 9111.4115
2022-03-18 | 5 | 9127.9702
2022-03-18 | 6 | 9261.902
2022-03-18 | 7 | 9550.7308
2022-03-18 | 8 | 9831.9238
2022-03-18 | 9 | 10130.0133
2022-03-18 | 10 | 10307.9793
2022-03-18 | 11 | 10357.0561
2022-03-18 | 12 | 10352.4707
2022-03-18 | 13 | 10270.7272
2022-03-18 | 14 | 10243.4452
2022-03-18 | 15 | 10201.914
2022-03-18 | 16 | 10178.5552
2022-03-18 | 17 | 10165.6971
2022-03-18 | 18 | 10212.5471
2022-03-18 | 19 | 10287.9918
2022-03-18 | 20 | 10324.2909
2022-03-18 | 21 | 10435.4597
2022-03-18 | 22 | 10281.1638
2022-03-18 | 23 | 10023.4224
2022-03-18 | 24 | 9722.5648
2022-03-19 | 1 | 9471.305
2022-03-19 | 2 | 9266.7384
2022-03-19 | 3 | 9170.8891
2022-03-19 | 4 | 9110.6187
2022-03-19 | 5 | 9123.1587
2022-03-19 | 6 | 9148.0385
2022-03-19 | 7 | 9326.6575
2022-03-19 | 8 | 9399.3669
2022-03-19 | 9 | 9617.6661
2022-03-19 | 10 | 9845.7078
2022-03-19 | 11 | 9935.0733
2022-03-19 | 12 | 9993.5935
2022-03-19 | 13 | 9973.1399
2022-03-19 | 14 | 9863.2871
2022-03-19 | 15 | 9798.9561
2022-03-19 | 16 | 9751.815
2022-03-19 | 17 | 9807.2757
2022-03-19 | 18 | 9880.0886
2022-03-19 | 19 | 9954.0982
2022-03-19 | 20 | 10010.6662
2022-03-19 | 21 | 10174.3624
2022-03-19 | 22 | 10086.3719
2022-03-19 | 23 | 9902.938
2022-03-19 | 24 | 9646.845
2022-03-20 | 1 | 9413.5149
2022-03-20 | 2 | 9274.4076
2022-03-20 | 3 | 9138.1207
2022-03-20 | 4 | 9107.383
2022-03-20 | 5 | 9108.2269
2022-03-20 | 6 | 9137.3974
2022-03-20 | 7 | 9208.391
2022-03-20 | 8 | 9234.5031
2022-03-20 | 9 | 9406.7922
2022-03-20 | 10 | 9620.5455
2022-03-20 | 11 | 9789.8098
2022-03-20 | 12 | 9900.963
2022-03-20 | 13 | 9932.7251
2022-03-20 | 14 | 9900.9929
2022-03-20 | 15 | 9865.5058
2022-03-20 | 16 | 9844.7284
2022-03-20 | 17 | 9932.8815
2022-03-20 | 18 | 10072.3538
2022-03-20 | 19 | 10190.2409
2022-03-20 | 20 | 10208.6225
2022-03-20 | 21 | 10341.8305
2022-03-20 | 22 | 10202.7605
2022-03-20 | 23 | 9954.4404
2022-03-20 | 24 | 9648.6498
2022-03-21 | 1 | 9399.8202
2022-03-21 | 2 | 9306.0872
2022-03-21 | 3 | 9228.0298
2022-03-21 | 4 | 9182.645
2022-03-21 | 5 | 9199.4407
2022-03-21 | 6 | 9317.7881
2022-03-21 | 7 | 9589.252
2022-03-21 | 8 | 9922.6322
2022-03-21 | 9 | 10181.1742
2022-03-21 | 10 | 10346.7589
2022-03-21 | 11 | 10377.4801
2022-03-21 | 12 | 10366.8138
2022-03-21 | 13 | 10303.8612
2022-03-21 | 14 | 10274.398
2022-03-21 | 15 | 10242.6169
2022-03-21 | 16 | 10234.2313
2022-03-21 | 17 | 10275.9335
2022-03-21 | 18 | 10333.6973
2022-03-21 | 19 | 10325.7134
2022-03-21 | 20 | 10327.8331
2022-03-21 | 21 | 10487.4252
2022-03-21 | 22 | 10341.1909
2022-03-21 | 23 | 10056.6323
2022-03-21 | 24 | 9706.4001
2022-03-22 | 1 | 9450.7526
2022-03-22 | 2 | 9262.4181
2022-03-22 | 3 | 9175.9973
2022-03-22 | 4 | 9159.3588
2022-03-22 | 5 | 9193.7977
2022-03-22 | 6 | 9368.9254
2022-03-22 | 7 | 9702.8082
2022-03-22 | 8 | 10063.1542
2022-03-22 | 9 | 10249.1713
2022-03-22 | 10 | 10377.7516
2022-03-22 | 11 | 10383.869
2022-03-22 | 12 | 10362.7219
2022-03-22 | 13 | 10295.2262
2022-03-22 | 14 | 10285.735
2022-03-22 | 15 | 10272.786
2022-03-22 | 16 | 10272.5756
2022-03-22 | 17 | 10318.9663
2022-03-22 | 18 | 10395.6841
2022-03-22 | 19 | 10363.2039
2022-03-22 | 20 | 10383.337
2022-03-22 | 21 | 10570.6179
2022-03-22 | 22 | 10405.8749
2022-03-22 | 23 | 10113.8731
2022-03-22 | 24 | 9756.3446
2022-03-23 | 1 | 9490.983
2022-03-23 | 2 | 9309.5371
2022-03-23 | 3 | 9236.671
2022-03-23 | 4 | 9198.498
2022-03-23 | 5 | 9210.9628
2022-03-23 | 6 | 9373.2405
2022-03-23 | 7 | 9719.9814
2022-03-23 | 8 | 10107.5122
2022-03-23 | 9 | 10304.8872
2022-03-23 | 10 | 10485.9185
2022-03-23 | 11 | 10539.5277
2022-03-23 | 12 | 10514.9541
2022-03-23 | 13 | 10434.7462
2022-03-23 | 14 | 10384.8509
2022-03-23 | 15 | 10362.6048
2022-03-23 | 16 | 10374.9956
2022-03-23 | 17 | 10394.3099
2022-03-23 | 18 | 10485.9083
2022-03-23 | 19 | 10476.2113
2022-03-23 | 20 | 10450.406
2022-03-23 | 21 | 10592.4559
2022-03-23 | 22 | 10431.3486
2022-03-23 | 23 | 10127.2014
2022-03-23 | 24 | 9767.661
2022-03-24 | 1 | 9490.8044
2022-03-24 | 2 | 9341.1964
2022-03-24 | 3 | 9244.785
2022-03-24 | 4 | 9207.9411
2022-03-24 | 5 | 9231.2211
2022-03-24 | 6 | 9357.6439
2022-03-24 | 7 | 9662.3183
2022-03-24 | 8 | 10025.1923
2022-03-24 | 9 | 10268.4193
2022-03-24 | 10 | 10453.1803
2022-03-24 | 11 | 10500.2973
2022-03-24 | 12 | 10525.7916
2022-03-24 | 13 | 10498.199
2022-03-24 | 14 | 10476.0713
2022-03-24 | 15 | 10449.2128
2022-03-24 | 16 | 10424.4895
2022-03-24 | 17 | 10446.5272
2022-03-24 | 18 | 10487.2659
2022-03-24 | 19 | 10498.4213
2022-03-24 | 20 | 10446.9273
2022-03-24 | 21 | 10588.8495
2022-03-24 | 22 | 10440.9509
2022-03-24 | 23 | 10178.0448
2022-03-24 | 24 | 9861.5537
2022-03-25 | 1 | 9586.5819
2022-03-25 | 2 | 9402.4914
2022-03-25 | 3 | 9311.5512
2022-03-25 | 4 | 9264.0053
2022-03-25 | 5 | 9276.1816
2022-03-25 | 6 | 9387.3793
2022-03-25 | 7 | 9699.1222
2022-03-25 | 8 | 10079.5504
2022-03-25 | 9 | 10284.1583
2022-03-25 | 10 | 10461.9945
2022-03-25 | 11 | 10479.9058
2022-03-25 | 12 | 10538.1754
2022-03-25 | 13 | 10506.7898
2022-03-25 | 14 | 10473.4226
2022-03-25 | 15 | 10431.9432
2022-03-25 | 16 | 10422.8899
2022-03-25 | 17 | 10386.9489
2022-03-25 | 18 | 10497.3743
2022-03-25 | 19 | 10476.2877
2022-03-25 | 20 | 10404.1799
2022-03-25 | 21 | 10541.4045
2022-03-25 | 22 | 10396.1589
2022-03-25 | 23 | 10128.216
2022-03-25 | 24 | 9813.1211
2022-03-26 | 1 | 9524.8081
2022-03-26 | 2 | 9331.2642
2022-03-26 | 3 | 9208.8645
2022-03-26 | 4 | 9142.2579
2022-03-26 | 5 | 9133.0254
2022-03-26 | 6 | 9156.5133
2022-03-26 | 7 | 9242.5698
2022-03-26 | 8 | 9374.8218
2022-03-26 | 9 | 9538.802
2022-03-26 | 10 | 9818.0586
2022-03-26 | 11 | 9949.1832
2022-03-26 | 12 | 10024.5875
2022-03-26 | 13 | 10038.5468
2022-03-26 | 14 | 10000.7441
2022-03-26 | 15 | 9921.9421
2022-03-26 | 16 | 9904.7243
2022-03-26 | 17 | 9967.1216
2022-03-26 | 18 | 10071.2108
2022-03-26 | 19 | 10128.3534
2022-03-26 | 20 | 10062.3319
2022-03-26 | 21 | 10205.7198
2022-03-26 | 22 | 10086.3209
2022-03-26 | 23 | 9901.1291
2022-03-26 | 24 | 9662.961
2022-03-27 | 1 | 9412.4974
2022-03-27 | 2 | 9233.7187
2022-03-27 | 3 | 9118.8623
2022-03-27 | 4 | 9048.7575
2022-03-27 | 5 | 9046.2196
2022-03-27 | 6 | 9074.2143
2022-03-27 | 7 | 9148.0197
2022-03-27 | 8 | 9276.797
2022-03-27 | 9 | 9380.0179
2022-03-27 | 10 | 9610.0566
2022-03-27 | 11 | 9767.4947
2022-03-27 | 12 | 9825.175
2022-03-27 | 13 | 9852.8374
2022-03-27 | 14 | 9833.7397
2022-03-27 | 15 | 9804.0246
2022-03-27 | 16 | 9802.9653
2022-03-27 | 17 | 9908.4182
2022-03-27 | 18 | 10033.1376
2022-03-27 | 19 | 10079.6102
2022-03-27 | 20 | 10055.8689
2022-03-27 | 21 | 10262.6212
2022-03-27 | 22 | 10135.7749
2022-03-27 | 23 | 9909.1067
2022-03-27 | 24 | 9609.6812
2022-03-28 | 1 | 9361.9455
2022-03-28 | 2 | 9247.3212
2022-03-28 | 3 | 9153.4351
2022-03-28 | 4 | 9120.648
2022-03-28 | 5 | 9139.4797
2022-03-28 | 6 | 9280.9341
2022-03-28 | 7 | 9620.013
2022-03-28 | 8 | 10038.6009
2022-03-28 | 9 | 10229.5605
2022-03-28 | 10 | 10390.3665
2022-03-28 | 11 | 10405.8217
2022-03-28 | 12 | 10441.3241
2022-03-28 | 13 | 10335.5132
2022-03-28 | 14 | 10307.9096
2022-03-28 | 15 | 10322.8464
2022-03-28 | 16 | 10289.5438
2022-03-28 | 17 | 10325.7633
2022-03-28 | 18 | 10447.2221
2022-03-28 | 19 | 10459.6807
2022-03-28 | 20 | 10426.8347
2022-03-28 | 21 | 10609.0418
2022-03-28 | 22 | 10448.0601
2022-03-28 | 23 | 10147.9339
2022-03-28 | 24 | 9800.1982
2022-03-29 | 1 | 9517.5044
2022-03-29 | 2 | 9320.7697
2022-03-29 | 3 | 9207.2553
2022-03-29 | 4 | 9153.53
2022-03-29 | 5 | 9156.315
2022-03-29 | 6 | 9266.1019
2022-03-29 | 7 | 9584.8014
2022-03-29 | 8 | 10017.286
2022-03-29 | 9 | 10209.9277
2022-03-29 | 10 | 10370.6238
2022-03-29 | 11 | 10408.0485
2022-03-29 | 12 | 10384.1032
2022-03-29 | 13 | 10350.7821
2022-03-29 | 14 | 10311.8788
2022-03-29 | 15 | 10283.4883
2022-03-29 | 16 | 10257.5332
2022-03-29 | 17 | 10320.0783
2022-03-29 | 18 | 10412.4172
2022-03-29 | 19 | 10432.8604
2022-03-29 | 20 | 10396.2577
2022-03-29 | 21 | 10578.9668
2022-03-29 | 22 | 10449.243
2022-03-29 | 23 | 10152.5158
2022-03-29 | 24 | 9794.7138
2022-03-30 | 1 | 9502.4928
2022-03-30 | 2 | 9289.0408
2022-03-30 | 3 | 9220.5064
2022-03-30 | 4 | 9161.6861
2022-03-30 | 5 | 9199.3239
2022-03-30 | 6 | 9302.5079
2022-03-30 | 7 | 9539.5936
2022-03-30 | 8 | 9970.2655
2022-03-30 | 9 | 10204.3899
2022-03-30 | 10 | 10376.9352
2022-03-30 | 11 | 10404.7657
2022-03-30 | 12 | 10412.487
2022-03-30 | 13 | 10323.5967
2022-03-30 | 14 | 10282.6507
2022-03-30 | 15 | 10267.6924
2022-03-30 | 16 | 10242.0553
2022-03-30 | 17 | 10248.7258
2022-03-30 | 18 | 10305.7683
2022-03-30 | 19 | 10335.6906
2022-03-30 | 20 | 10300.5728
2022-03-30 | 21 | 10471.4946
2022-03-30 | 22 | 10365.2692
2022-03-30 | 23 | 10065.2675
2022-03-30 | 24 | 9710.1076
2022-03-31 | 1 | 9409.5311
2022-03-31 | 2 | 9254.3355
2022-03-31 | 3 | 9140.7243
2022-03-31 | 4 | 9086.6391
2022-03-31 | 5 | 9083.5999
2022-03-31 | 6 | 9192.3498
2022-03-31 | 7 | 9450.3388
2022-03-31 | 8 | 9860.4224
2022-03-31 | 9 | 10105.7802
2022-03-31 | 10 | 10299.3003
2022-03-31 | 11 | 10378.1918
2022-03-31 | 12 | 10378.1571
2022-03-31 | 13 | 10328.9191
2022-03-31 | 14 | 10272.93
2022-03-31 | 15 | 10208.5143
2022-03-31 | 16 | 10192.668
2022-03-31 | 17 | 10212.3132
2022-03-31 | 18 | 10284.789
2022-03-31 | 19 | 10285.5459
2022-03-31 | 20 | 10231.104
2022-03-31 | 21 | 10375.2736
2022-03-31 | 22 | 10288.1644
2022-03-31 | 23 | 10021.4896
2022-03-31 | 24 | 9738.629
2022-04-01 | 1 | 9456.5356
2022-04-01 | 2 | 9055.4403
2022-04-01 | 3 | 8955.9194
2022-04-01 | 4 | 8919.5855
2022-04-01 | 5 | 8926.858
2022-04-01 | 6 | 9027.9355
2022-04-01 | 7 | 9291.6579
2022-04-01 | 8 | 9696.0266
2022-04-01 | 9 | 9911.9427
2022-04-01 | 10 | 10082.2638
2022-04-01 | 11 | 10144.5806
2022-04-01 | 12 | 10133.8459
2022-04-01 | 13 | 10097.3599
2022-04-01 | 14 | 10056.9294
2022-04-01 | 15 | 9978.4617
2022-04-01 | 16 | 9936.875
2022-04-01 | 17 | 9917.1434
2022-04-01 | 18 | 9947.3239
2022-04-01 | 19 | 9950.7299
2022-04-01 | 20 | 9896.0602
2022-04-01 | 21 | 10028.1582
2022-04-01 | 22 | 9938.8591
2022-04-01 | 23 | 9719.0613
2022-04-01 | 24 | 9398.6262
2022-04-02 | 1 | 9151.0937
2022-04-02 | 2 | 8927.6243
2022-04-02 | 3 | 8828.722
2022-04-02 | 4 | 8781.7253
2022-04-02 | 5 | 8752.0354
2022-04-02 | 6 | 8797.9616
2022-04-02 | 7 | 8847.1712
2022-04-02 | 8 | 9035.2847
2022-04-02 | 9 | 9172.5219
2022-04-02 | 10 | 9362.1972
2022-04-02 | 11 | 9418.531
2022-04-02 | 12 | 9389.6963
2022-04-02 | 13 | 9349.4874
2022-04-02 | 14 | 9307.6318
2022-04-02 | 15 | 9247.5855
2022-04-02 | 16 | 9234.2653
2022-04-02 | 17 | 9251.5185
2022-04-02 | 18 | 9346.799
2022-04-02 | 19 | 9407.3521
2022-04-02 | 20 | 9411.4603
2022-04-02 | 21 | 9634.6079
2022-04-02 | 22 | 9604.7846
2022-04-02 | 23 | 9455.4001
2022-04-02 | 24 | 9196.1021
2022-04-03 | 1 | 8970.6953
2022-04-03 | 2 | 8817.6108
2022-04-03 | 3 | 8700.5794
2022-04-03 | 4 | 8644.1563
2022-04-03 | 5 | 8651.6845
2022-04-03 | 6 | 8714.0379
2022-04-03 | 7 | 8794.8547
2022-04-03 | 8 | 8972.4099
2022-04-03 | 9 | 8958.3617
2022-04-03 | 10 | 9120.3859
2022-04-03 | 11 | 9242.717
2022-04-03 | 12 | 9260.442
2022-04-03 | 13 | 9242.9805
2022-04-03 | 14 | 9207.4199
2022-04-03 | 15 | 9176.6026
2022-04-03 | 16 | 9145.4853
2022-04-03 | 17 | 9195.1258
2022-04-03 | 18 | 9329.5682
2022-04-03 | 19 | 9386.866
2022-04-03 | 20 | 9399.0599
2022-04-03 | 21 | 9598.5793
2022-04-03 | 22 | 9547.3142
2022-04-03 | 23 | 9307.124
2022-04-03 | 24 | 9014.2273
2022-04-04 | 1 | 8749.1373
2022-04-04 | 2 | 8658.3791
2022-04-04 | 3 | 8563.6852
2022-04-04 | 4 | 8535.813
2022-04-04 | 5 | 8568.0265
2022-04-04 | 6 | 8701.5431
2022-04-04 | 7 | 8940.653
2022-04-04 | 8 | 9415.6634
2022-04-04 | 9 | 9657.7304
2022-04-04 | 10 | 9787.6459
2022-04-04 | 11 | 9781.0589
2022-04-04 | 12 | 9773.9079
2022-04-04 | 13 | 9723.4849
2022-04-04 | 14 | 9675.1727
2022-04-04 | 15 | 9647.1204
2022-04-04 | 16 | 9623.271
2022-04-04 | 17 | 9752.6868
2022-04-04 | 18 | 9777.3318
2022-04-04 | 19 | 9736.4883
2022-04-04 | 20 | 9642.5853
2022-04-04 | 21 | 9813.5959
2022-04-04 | 22 | 9738.5141
2022-04-04 | 23 | 9481.7454
2022-04-04 | 24 | 9171.2684
2022-04-05 | 1 | 8903.907
2022-04-05 | 2 | 8727.7018
2022-04-05 | 3 | 8615.5073
2022-04-05 | 4 | 8593.6885
2022-04-05 | 5 | 8623.4182
2022-04-05 | 6 | 8819.8356
2022-04-05 | 7 | 9048.1887
2022-04-05 | 8 | 9487.6698
2022-04-05 | 9 | 9697.7302
2022-04-05 | 10 | 9800.3076
2022-04-05 | 11 | 9809.7695
2022-04-05 | 12 | 9799.6836
2022-04-05 | 13 | 9784.1931
2022-04-05 | 14 | 9753.819
2022-04-05 | 15 | 9728.6461
2022-04-05 | 16 | 9734.1489
2022-04-05 | 17 | 9763.9188
2022-04-05 | 18 | 9821.4027
2022-04-05 | 19 | 9815.0031
2022-04-05 | 20 | 9777.4812
2022-04-05 | 21 | 9919.0215
2022-04-05 | 22 | 9828.2503
2022-04-05 | 23 | 9564.5139
2022-04-05 | 24 | 9178.624
2022-04-06 | 1 | 8910.2593
2022-04-06 | 2 | 8756.1171
2022-04-06 | 3 | 8710.0872
2022-04-06 | 4 | 8703.3386
2022-04-06 | 5 | 8723.2723
2022-04-06 | 6 | 8854.4351
2022-04-06 | 7 | 9085.3559
2022-04-06 | 8 | 9521.3452
2022-04-06 | 9 | 9773.8679
2022-04-06 | 10 | 9940.1264
2022-04-06 | 11 | 9960.6109
2022-04-06 | 12 | 9940.4364
2022-04-06 | 13 | 9929.2069
2022-04-06 | 14 | 9898.227
2022-04-06 | 15 | 9894.2936
2022-04-06 | 16 | 9823.5303
2022-04-06 | 17 | 9904.9639
2022-04-06 | 18 | 10001.6252
2022-04-06 | 19 | 9982.921
2022-04-06 | 20 | 9907.0455
2022-04-06 | 21 | 10037.1039
2022-04-06 | 22 | 9920.1102
2022-04-06 | 23 | 9622.4487
2022-04-06 | 24 | 9267.3343
2022-04-07 | 1 | 8977.259
2022-04-07 | 2 | 8862.3541
2022-04-07 | 3 | 8783.9891
2022-04-07 | 4 | 8767.6285
2022-04-07 | 5 | 8778.9001
2022-04-07 | 6 | 8908.4755
2022-04-07 | 7 | 9047.7511
2022-04-07 | 8 | 9472.1694
2022-04-07 | 9 | 9823.8724
2022-04-07 | 10 | 9938.6665
2022-04-07 | 11 | 9928.6258
2022-04-07 | 12 | 9879.5848
2022-04-07 | 13 | 9818.8296
2022-04-07 | 14 | 9787.3409
2022-04-07 | 15 | 9732.4562
2022-04-07 | 16 | 9697.0893
2022-04-07 | 17 | 9702.0556
2022-04-07 | 18 | 9726.3851
2022-04-07 | 19 | 9714.0355
2022-04-07 | 20 | 9661.4367
2022-04-07 | 21 | 9839.1535
2022-04-07 | 22 | 9823.875
2022-04-07 | 23 | 9561.5289
2022-04-07 | 24 | 9255.9415
2022-04-08 | 1 | 8992.0891
2022-04-08 | 2 | 8791.9621
2022-04-08 | 3 | 8754.0116
2022-04-08 | 4 | 8694.9146
2022-04-08 | 5 | 8726.9842
2022-04-08 | 6 | 8877.5115
2022-04-08 | 7 | 9009.9669
2022-04-08 | 8 | 9422.4721
2022-04-08 | 9 | 9731.2549
2022-04-08 | 10 | 9845.3062
2022-04-08 | 11 | 9821.4531
2022-04-08 | 12 | 9775.7015
2022-04-08 | 13 | 9722.5302
2022-04-08 | 14 | 9717.9035
2022-04-08 | 15 | 9648.2913
2022-04-08 | 16 | 9651.4931
2022-04-08 | 17 | 9685.212
2022-04-08 | 18 | 9704.3048
2022-04-08 | 19 | 9659.4537
2022-04-08 | 20 | 9620.9822
2022-04-08 | 21 | 9727.1807
2022-04-08 | 22 | 9694.8951
2022-04-08 | 23 | 9452.3138
2022-04-08 | 24 | 9159.0388
2022-04-09 | 1 | 8900.987
2022-04-09 | 2 | 8748.6417
2022-04-09 | 3 | 8659.5661
2022-04-09 | 4 | 8583.6319
2022-04-09 | 5 | 8590.0863
2022-04-09 | 6 | 8644.3224
2022-04-09 | 7 | 8588.6904
2022-04-09 | 8 | 8775.781
2022-04-09 | 9 | 9024.1123
2022-04-09 | 10 | 9227.4112
2022-04-09 | 11 | 9274.1723
2022-04-09 | 12 | 9283.7838
2022-04-09 | 13 | 9253.0032
2022-04-09 | 14 | 9222.5908
2022-04-09 | 15 | 9196.0155
2022-04-09 | 16 | 9168.3843
2022-04-09 | 17 | 9258.0808
2022-04-09 | 18 | 9345.048
2022-04-09 | 19 | 9403.6583
2022-04-09 | 20 | 9321.9094
2022-04-09 | 21 | 9478.2119
2022-04-09 | 22 | 9518.313
2022-04-09 | 23 | 9311.5708
2022-04-09 | 24 | 9073.0968
2022-04-10 | 1 | 8863.2661
2022-04-10 | 2 | 8731.7793
2022-04-10 | 3 | 8638.0448
2022-04-10 | 4 | 8574.3912
2022-04-10 | 5 | 8580.4259
2022-04-10 | 6 | 8660.0525
2022-04-10 | 7 | 8631.4199
2022-04-10 | 8 | 8775.2847
2022-04-10 | 9 | 8891.4596
2022-04-10 | 10 | 9047.5763
2022-04-10 | 11 | 9121.0021
2022-04-10 | 12 | 9149.7478
2022-04-10 | 13 | 9176.8828
2022-04-10 | 14 | 9151.7407
2022-04-10 | 15 | 9151.472
2022-04-10 | 16 | 9157.8257
2022-04-10 | 17 | 9325.8302
2022-04-10 | 18 | 9326.9707
2022-04-10 | 19 | 9386.2216
2022-04-10 | 20 | 9384.0921
2022-04-10 | 21 | 9543.8522
2022-04-10 | 22 | 9574.4708
2022-04-10 | 23 | 9364.4034
2022-04-10 | 24 | 9085.3592
2022-04-11 | 1 | 8851.4593
2022-04-11 | 2 | 8731.8289
2022-04-11 | 3 | 8660.2441
2022-04-11 | 4 | 8621.048
2022-04-11 | 5 | 8655.2172
2022-04-11 | 6 | 8806.0643
2022-04-11 | 7 | 9017.5624
2022-04-11 | 8 | 9451.1719
2022-04-11 | 9 | 9753.8068
2022-04-11 | 10 | 9837.6263
2022-04-11 | 11 | 9851.2428
2022-04-11 | 12 | 9801.0173
2022-04-11 | 13 | 9784.9996
2022-04-11 | 14 | 9791.2238
2022-04-11 | 15 | 9844.0289
2022-04-11 | 16 | 9811.0961
2022-04-11 | 17 | 9856.6953
2022-04-11 | 18 | 9871.6116
2022-04-11 | 19 | 9865.5912
2022-04-11 | 20 | 9836.9321
2022-04-11 | 21 | 9891.655
2022-04-11 | 22 | 9881.4506
2022-04-11 | 23 | 9623.0835
2022-04-11 | 24 | 9294.2118
2022-04-12 | 1 | 9037.2947
2022-04-12 | 2 | 8859.3719
2022-04-12 | 3 | 8792.2696
2022-04-12 | 4 | 8804.7316
2022-04-12 | 5 | 8830.8941
2022-04-12 | 6 | 8989.4933
2022-04-12 | 7 | 9164.7366
2022-04-12 | 8 | 9559.3887
2022-04-12 | 9 | 9824.905
2022-04-12 | 10 | 9903.8379
2022-04-12 | 11 | 9800.4398
2022-04-12 | 12 | 9724.4812
2022-04-12 | 13 | 9688.7883
2022-04-12 | 14 | 9657.2727
2022-04-12 | 15 | 9630.725
2022-04-12 | 16 | 9625.8764
2022-04-12 | 17 | 9739.9752
2022-04-12 | 18 | 9781.9961
2022-04-12 | 19 | 9771.5015
2022-04-12 | 20 | 9726.021
2022-04-12 | 21 | 9819.7836
2022-04-12 | 22 | 9789.1183
2022-04-12 | 23 | 9509.4858
2022-04-12 | 24 | 9152.3032
2022-04-13 | 1 | 8885.7616
2022-04-13 | 2 | 8685.7903
2022-04-13 | 3 | 8607.0774
2022-04-13 | 4 | 8588.6964
2022-04-13 | 5 | 8607.9313
2022-04-13 | 6 | 8742.4637
2022-04-13 | 7 | 8938.4047
2022-04-13 | 8 | 9381.3993
2022-04-13 | 9 | 9642.8482
2022-04-13 | 10 | 9728.0524
2022-04-13 | 11 | 9763.8178
2022-04-13 | 12 | 9762.8446
2022-04-13 | 13 | 9731.1159
2022-04-13 | 14 | 9711.8582
2022-04-13 | 15 | 9673.0397
2022-04-13 | 16 | 9680.1681
2022-04-13 | 17 | 9693.8913
2022-04-13 | 18 | 9762.6724
2022-04-13 | 19 | 9668.7832
2022-04-13 | 20 | 9574.9218
2022-04-13 | 21 | 9703.4122
2022-04-13 | 22 | 9716.2891
2022-04-13 | 23 | 9413.7216
2022-04-13 | 24 | 9066.7176
2022-04-14 | 1 | 8795.9779
2022-04-14 | 2 | 8607.1444
2022-04-14 | 3 | 8529.9051
2022-04-14 | 4 | 8485.6383
2022-04-14 | 5 | 8513.5067
2022-04-14 | 6 | 8680.7045
2022-04-14 | 7 | 8905.7941
2022-04-14 | 8 | 9306.32
2022-04-14 | 9 | 9597.2624
2022-04-14 | 10 | 9689.4667
2022-04-14 | 11 | 9655.0863
2022-04-14 | 12 | 9625.3623
2022-04-14 | 13 | 9604.4719
2022-04-14 | 14 | 9613.7592
2022-04-14 | 15 | 9580.2288
2022-04-14 | 16 | 9554.9185
2022-04-14 | 17 | 9597.0528
2022-04-14 | 18 | 9629.6442
2022-04-14 | 19 | 9615.3753
2022-04-14 | 20 | 9562.1784
2022-04-14 | 21 | 9624.4503
2022-04-14 | 22 | 9657.4515
2022-04-14 | 23 | 9355.0968
2022-04-14 | 24 | 9017.267
2022-04-15 | 1 | 8771.6285
2022-04-15 | 2 | 8606.6157
2022-04-15 | 3 | 8513.3901
2022-04-15 | 4 | 8485.2936
2022-04-15 | 5 | 8454.2873
2022-04-15 | 6 | 8508.7754
2022-04-15 | 7 | 8511.6879
2022-04-15 | 8 | 8601.5089
2022-04-15 | 9 | 8780.8487
2022-04-15 | 10 | 8903.9387
2022-04-15 | 11 | 9020.8558
2022-04-15 | 12 | 9053.6176
2022-04-15 | 13 | 9079.1509
2022-04-15 | 14 | 9032.9159
2022-04-15 | 15 | 9051.1773
2022-04-15 | 16 | 9196.8631
2022-04-15 | 17 | 9253.6394
2022-04-15 | 18 | 9413.7689
2022-04-15 | 19 | 9463.9525
2022-04-15 | 20 | 9448.6535
2022-04-15 | 21 | 9510.1566
2022-04-15 | 22 | 9553.7854
2022-04-15 | 23 | 9322.3946
2022-04-15 | 24 | 9049.296
2022-04-16 | 1 | 8804.8337
2022-04-16 | 2 | 8740.6774
2022-04-16 | 3 | 8634.6993
2022-04-16 | 4 | 8584.0971
2022-04-16 | 5 | 8615.3952
2022-04-16 | 6 | 8673.8436
2022-04-16 | 7 | 8695.4347
2022-04-16 | 8 | 8784.1416
2022-04-16 | 9 | 8990.2074
2022-04-16 | 10 | 9204.7842
2022-04-16 | 11 | 9304.4858
2022-04-16 | 12 | 9357.2768
2022-04-16 | 13 | 9368.3442
2022-04-16 | 14 | 9365.3816
2022-04-16 | 15 | 9341.194
2022-04-16 | 16 | 9310.2629
2022-04-16 | 17 | 9364.3545
2022-04-16 | 18 | 9501.3147
2022-04-16 | 19 | 9569.5417
2022-04-16 | 20 | 9511.1165
2022-04-16 | 21 | 9594.8383
2022-04-16 | 22 | 9698.842
2022-04-16 | 23 | 9510.2925
2022-04-16 | 24 | 9195.4004
2022-04-17 | 1 | 8945.3001
2022-04-17 | 2 | 8867.5921
2022-04-17 | 3 | 8782.6312
2022-04-17 | 4 | 8740.736
2022-04-17 | 5 | 8736.2382
2022-04-17 | 6 | 8793.4169
2022-04-17 | 7 | 8803.948
2022-04-17 | 8 | 8863.0404
2022-04-17 | 9 | 9019.0601
2022-04-17 | 10 | 9153.4532
2022-04-17 | 11 | 9240.5071
2022-04-17 | 12 | 9200.3791
2022-04-17 | 13 | 9165.8469
2022-04-17 | 14 | 9181.2153
2022-04-17 | 15 | 9110.1314
2022-04-17 | 16 | 9119.0725
2022-04-17 | 17 | 9182.9427
2022-04-17 | 18 | 9333.2717
2022-04-17 | 19 | 9462.5499
2022-04-17 | 20 | 9431.945
2022-04-17 | 21 | 9510.4138
2022-04-17 | 22 | 9569.9886
2022-04-17 | 23 | 9366.1609
2022-04-17 | 24 | 9089.8611
2022-04-18 | 1 | 8841.1867
2022-04-18 | 2 | 8743.7139
2022-04-18 | 3 | 8673.5887
2022-04-18 | 4 | 8639.454
2022-04-18 | 5 | 8668.4141
2022-04-18 | 6 | 8824.2595
2022-04-18 | 7 | 9069.5544
2022-04-18 | 8 | 9416.1747
2022-04-18 | 9 | 9750.0443
2022-04-18 | 10 | 9868.9986
2022-04-18 | 11 | 9890.5249
2022-04-18 | 12 | 9838.305
2022-04-18 | 13 | 9826.4169
2022-04-18 | 14 | 9796.1422
2022-04-18 | 15 | 9771.5651
2022-04-18 | 16 | 9763.0658
2022-04-18 | 17 | 9825.5517
2022-04-18 | 18 | 9872.5466
2022-04-18 | 19 | 9885.6503
2022-04-18 | 20 | 9858.3463
2022-04-18 | 21 | 9849.1719
2022-04-18 | 22 | 9859.1034
2022-04-18 | 23 | 9572.3107
2022-04-18 | 24 | 9229.0517
2022-04-19 | 1 | 8964.7126
2022-04-19 | 2 | 8838.4231
2022-04-19 | 3 | 8741.9086
2022-04-19 | 4 | 8703.9284
2022-04-19 | 5 | 8717.3816
2022-04-19 | 6 | 8864.0234
2022-04-19 | 7 | 9075.5493
2022-04-19 | 8 | 9401.2146
2022-04-19 | 9 | 9741.5223
2022-04-19 | 10 | 9846.9177
2022-04-19 | 11 | 9857.276
2022-04-19 | 12 | 9836.4749
2022-04-19 | 13 | 9797.1562
2022-04-19 | 14 | 9787.1347
2022-04-19 | 15 | 9766.4708
2022-04-19 | 16 | 9772.1853
2022-04-19 | 17 | 9793.1405
2022-04-19 | 18 | 9838.7896
2022-04-19 | 19 | 9831.3589
2022-04-19 | 20 | 9805.2302
2022-04-19 | 21 | 9860.9588
2022-04-19 | 22 | 9888.7003
2022-04-19 | 23 | 9610.6701
2022-04-19 | 24 | 9253.0933
2022-04-20 | 1 | 9017.0565
2022-04-20 | 2 | 8855.342
2022-04-20 | 3 | 8771.2441
2022-04-20 | 4 | 8740.9244
2022-04-20 | 5 | 8773.5217
2022-04-20 | 6 | 8905.6441
2022-04-20 | 7 | 9192.7419
2022-04-20 | 8 | 9496.2728
2022-04-20 | 9 | 9844.7781
2022-04-20 | 10 | 9948.5722
2022-04-20 | 11 | 9983.3157
2022-04-20 | 12 | 9927.0076
2022-04-20 | 13 | 9917.9161
2022-04-20 | 14 | 9867.6539
2022-04-20 | 15 | 9892.138
2022-04-20 | 16 | 9867.4505
2022-04-20 | 17 | 9896.3109
2022-04-20 | 18 | 10035.4719
2022-04-20 | 19 | 9993.5852
2022-04-20 | 20 | 9906.6185
2022-04-20 | 21 | 9963.5614
2022-04-20 | 22 | 9990.2222
2022-04-20 | 23 | 9706.0293
2022-04-20 | 24 | 9365.0163
2022-04-21 | 1 | 9086.1167
2022-04-21 | 2 | 8971.133
2022-04-21 | 3 | 8866.8757
2022-04-21 | 4 | 8854.6692
2022-04-21 | 5 | 8927.9253
2022-04-21 | 6 | 9050.4745
2022-04-21 | 7 | 9266.1299
2022-04-21 | 8 | 9568.7298
2022-04-21 | 9 | 9920.6538
2022-04-21 | 10 | 9993.6813
2022-04-21 | 11 | 10007.7903
2022-04-21 | 12 | 9956.8039
2022-04-21 | 13 | 9907.7294
2022-04-21 | 14 | 9853.7015
2022-04-21 | 15 | 9822.2975
2022-04-21 | 16 | 9802.0123
2022-04-21 | 17 | 9818.301
2022-04-21 | 18 | 9873.4921
2022-04-21 | 19 | 9860.1838
2022-04-21 | 20 | 9844.5854
2022-04-21 | 21 | 9878.9196
2022-04-21 | 22 | 9922.295
2022-04-21 | 23 | 9707.9875
2022-04-21 | 24 | 9445.8615
2022-04-22 | 1 | 9212.5623
2022-04-22 | 2 | 9030.21
2022-04-22 | 3 | 8926.4724
2022-04-22 | 4 | 8884.193
2022-04-22 | 5 | 8960.954
2022-04-22 | 6 | 9091.6058
2022-04-22 | 7 | 9331.8848
2022-04-22 | 8 | 9659.6501
2022-04-22 | 9 | 9984.6203
2022-04-22 | 10 | 10059.6665
2022-04-22 | 11 | 10025.9849
2022-04-22 | 12 | 9935.8756
2022-04-22 | 13 | 9875.857
2022-04-22 | 14 | 9847.2906
2022-04-22 | 15 | 9829.9279
2022-04-22 | 16 | 9792.2143
2022-04-22 | 17 | 9787.7607
2022-04-22 | 18 | 9813.3627
2022-04-22 | 19 | 9827.6029
2022-04-22 | 20 | 9753.5997
2022-04-22 | 21 | 9780.907
2022-04-22 | 22 | 9892.6078
2022-04-22 | 23 | 9668.7699
2022-04-22 | 24 | 9362.6948
2022-04-23 | 1 | 9133.1815
2022-04-23 | 2 | 9005.2072
2022-04-23 | 3 | 8957.8818
2022-04-23 | 4 | 8862.1051
2022-04-23 | 5 | 8853.1676
2022-04-23 | 6 | 8827.7904
2022-04-23 | 7 | 8895.986
2022-04-23 | 8 | 8949.7653
2022-04-23 | 9 | 9188.5415
2022-04-23 | 10 | 9360.7014
2022-04-23 | 11 | 9406.5259
2022-04-23 | 12 | 9381.6464
2022-04-23 | 13 | 9346.5986
2022-04-23 | 14 | 9274.167
2022-04-23 | 15 | 9240.2451
2022-04-23 | 16 | 9217.392
2022-04-23 | 17 | 9245.7889
2022-04-23 | 18 | 9319.2536
2022-04-23 | 19 | 9397.1082
2022-04-23 | 20 | 9391.6491
2022-04-23 | 21 | 9399.2114
2022-04-23 | 22 | 9603.358
2022-04-23 | 23 | 9439.9795
2022-04-23 | 24 | 9147.6113
2022-04-24 | 1 | 8948.0118
2022-04-24 | 2 | 8770.7959
2022-04-24 | 3 | 8738.9891
2022-04-24 | 4 | 8658.4263
2022-04-24 | 5 | 8660.8429
2022-04-24 | 6 | 8637.1626
2022-04-24 | 7 | 8710.0776
2022-04-24 | 8 | 8705.1673
2022-04-24 | 9 | 8907.6632
2022-04-24 | 10 | 9031.7289
2022-04-24 | 11 | 9100.216
2022-04-24 | 12 | 9121.8019
2022-04-24 | 13 | 9136.4528
2022-04-24 | 14 | 9155.8958
2022-04-24 | 15 | 9125.5376
2022-04-24 | 16 | 9153.1523
2022-04-24 | 17 | 9296.4163
2022-04-24 | 18 | 9326.2988
2022-04-24 | 19 | 9387.8637
2022-04-24 | 20 | 9395.141
2022-04-24 | 21 | 9435.7119
2022-04-24 | 22 | 9549.0706
2022-04-24 | 23 | 9334.9183
2022-04-24 | 24 | 9081.6875
2022-04-25 | 1 | 8827.5109
2022-04-25 | 2 | 8756.6424
2022-04-25 | 3 | 8696.4258
2022-04-25 | 4 | 8686.4923
2022-04-25 | 5 | 8737.1884
2022-04-25 | 6 | 8844.8527
2022-04-25 | 7 | 9151.6308
2022-04-25 | 8 | 9474.4836
2022-04-25 | 9 | 9722.4179
2022-04-25 | 10 | 9800.3516
2022-04-25 | 11 | 9791.0965
2022-04-25 | 12 | 9744.5975
2022-04-25 | 13 | 9676.87
2022-04-25 | 14 | 9656.5654
2022-04-25 | 15 | 9670.8154
2022-04-25 | 16 | 9740.5272
2022-04-25 | 17 | 9691.3954
2022-04-25 | 18 | 9808.7843
2022-04-25 | 19 | 9735.0119
2022-04-25 | 20 | 9677.0224
2022-04-25 | 21 | 9709.1426
2022-04-25 | 22 | 9752.6619
2022-04-25 | 23 | 9463.0029
2022-04-25 | 24 | 9155.2491
2022-04-26 | 1 | 8912.9728
2022-04-26 | 2 | 8722.671
2022-04-26 | 3 | 8635.8173
2022-04-26 | 4 | 8607.9131
2022-04-26 | 5 | 8651.7533
2022-04-26 | 6 | 8783.1388
2022-04-26 | 7 | 9126.2348
2022-04-26 | 8 | 9423.601
2022-04-26 | 9 | 9676.1848
2022-04-26 | 10 | 9773.0707
2022-04-26 | 11 | 9778.7264
2022-04-26 | 12 | 9732.3926
2022-04-26 | 13 | 9686.6068
2022-04-26 | 14 | 9766.6655
2022-04-26 | 15 | 9705.3664
2022-04-26 | 16 | 9593.8402
2022-04-26 | 17 | 9647.2447
2022-04-26 | 18 | 9746.5462
2022-04-26 | 19 | 9660.6337
2022-04-26 | 20 | 9607.5008
2022-04-26 | 21 | 9644.6138
2022-04-26 | 22 | 9725.2328
2022-04-26 | 23 | 9425.7046
2022-04-26 | 24 | 9094.6936
2022-04-27 | 1 | 8851.9556
2022-04-27 | 2 | 8672.4301
2022-04-27 | 3 | 8609.0285
2022-04-27 | 4 | 8597.6374
2022-04-27 | 5 | 8614.8486
2022-04-27 | 6 | 8722.8659
2022-04-27 | 7 | 9033.1328
2022-04-27 | 8 | 9367.7005
2022-04-27 | 9 | 9643.6222
2022-04-27 | 10 | 9723.3005
2022-04-27 | 11 | 9719.5019
2022-04-27 | 12 | 9741.0164
2022-04-27 | 13 | 9732.6696
2022-04-27 | 14 | 9708.2257
2022-04-27 | 15 | 9654.842
2022-04-27 | 16 | 9649.4632
2022-04-27 | 17 | 9657.9694
2022-04-27 | 18 | 9731.6457
2022-04-27 | 19 | 9624.374
2022-04-27 | 20 | 9579.0809
2022-04-27 | 21 | 9566.5553
2022-04-27 | 22 | 9688.3598
2022-04-27 | 23 | 9402.8214
2022-04-27 | 24 | 9075.0487
2022-04-28 | 1 | 8811.4873
2022-04-28 | 2 | 8680.1197
2022-04-28 | 3 | 8601.3426
2022-04-28 | 4 | 8564.1712
2022-04-28 | 5 | 8607.8384
2022-04-28 | 6 | 8739.1058
2022-04-28 | 7 | 9054.7408
2022-04-28 | 8 | 9381.4329
2022-04-28 | 9 | 9631.6619
2022-04-28 | 10 | 9740.8705
2022-04-28 | 11 | 9758.8565
2022-04-28 | 12 | 9704.6789
2022-04-28 | 13 | 9622.1976
2022-04-28 | 14 | 9598.1221
2022-04-28 | 15 | 9560.4936
2022-04-28 | 16 | 9539.8263
2022-04-28 | 17 | 9542.4383
2022-04-28 | 18 | 9554.8361
2022-04-28 | 19 | 9501.1614
2022-04-28 | 20 | 9474.9934
2022-04-28 | 21 | 9464.7938
2022-04-28 | 22 | 9612.5619
2022-04-28 | 23 | 9363.1421
2022-04-28 | 24 | 9058.9842
2022-04-29 | 1 | 8823.6453
2022-04-29 | 2 | 8650.0975
2022-04-29 | 3 | 8586.0875
2022-04-29 | 4 | 8572.5993
2022-04-29 | 5 | 8608.1613
2022-04-29 | 6 | 8738.6877
2022-04-29 | 7 | 9033.0498
2022-04-29 | 8 | 9336.7232
2022-04-29 | 9 | 9605.2539
2022-04-29 | 10 | 9684.847
2022-04-29 | 11 | 9674.4695
2022-04-29 | 12 | 9636.6448
2022-04-29 | 13 | 9575.9544
2022-04-29 | 14 | 9562.171
2022-04-29 | 15 | 9628.2992
2022-04-29 | 16 | 9605.5814
2022-04-29 | 17 | 9555.6608
2022-04-29 | 18 | 9531.6809
2022-04-29 | 19 | 9451.0091
2022-04-29 | 20 | 9428.4968
2022-04-29 | 21 | 9407.2022
2022-04-29 | 22 | 9544.6324
2022-04-29 | 23 | 9314.299
2022-04-29 | 24 | 9031.8709
2022-04-30 | 1 | 8764.7603
2022-04-30 | 2 | 8609.0655
2022-04-30 | 3 | 8519.1802
2022-04-30 | 4 | 8487.636
2022-04-30 | 5 | 8470.5298
2022-04-30 | 6 | 8495.283
2022-04-30 | 7 | 8633.7719
2022-04-30 | 8 | 8640.1626
2022-04-30 | 9 | 8845.4631
2022-04-30 | 10 | 9040.1926
2022-04-30 | 11 | 9146.0946
2022-04-30 | 12 | 9183.5288
2022-04-30 | 13 | 9161.6908
2022-04-30 | 14 | 9152.0925
2022-04-30 | 15 | 9132.6103
2022-04-30 | 16 | 9125.6578
2022-04-30 | 17 | 9153.9785
2022-04-30 | 18 | 9232.5178
2022-04-30 | 19 | 9231.5326
2022-04-30 | 20 | 9189.9736
2022-04-30 | 21 | 9153.3442
2022-04-30 | 22 | 9313.6573
2022-04-30 | 23 | 9171.1658
2022-04-30 | 24 | 8919.8411
2022-05-01 | 1 | 8711.8631
2022-05-01 | 2 | 8445.5734
2022-05-01 | 3 | 8339.2217
2022-05-01 | 4 | 8295.9698
2022-05-01 | 5 | 8286.992
2022-05-01 | 6 | 8292.9914
2022-05-01 | 7 | 8384.4092
2022-05-01 | 8 | 8474.4087
2022-05-01 | 9 | 8600.4661
2022-05-01 | 10 | 8744.083
2022-05-01 | 11 | 8821.0062
2022-05-01 | 12 | 8882.6041
2022-05-01 | 13 | 8929.7767
2022-05-01 | 14 | 8964.2468
2022-05-01 | 15 | 8932.601
2022-05-01 | 16 | 8946.1847
2022-05-01 | 17 | 9096.5392
2022-05-01 | 18 | 9137.9776
2022-05-01 | 19 | 9155.0787
2022-05-01 | 20 | 9128.6485
2022-05-01 | 21 | 9085.8223
2022-05-01 | 22 | 9206.1577
2022-05-01 | 23 | 9004.2554
2022-05-01 | 24 | 8756.9772
2022-05-02 | 1 | 8541.8247
2022-05-02 | 2 | 8489.9456
2022-05-02 | 3 | 8437.7419
2022-05-02 | 4 | 8438.6529
2022-05-02 | 5 | 8450.4219
2022-05-02 | 6 | 8515.5288
2022-05-02 | 7 | 8900.9658
2022-05-02 | 8 | 9275.7619
2022-05-02 | 9 | 9464.2352
2022-05-02 | 10 | 9615.3088
2022-05-02 | 11 | 9591.268
2022-05-02 | 12 | 9620.4815
2022-05-02 | 13 | 9588.3231
2022-05-02 | 14 | 9581.3568
2022-05-02 | 15 | 9526.7739
2022-05-02 | 16 | 9562.9058
2022-05-02 | 17 | 9619.1624
2022-05-02 | 18 | 9653.6496
2022-05-02 | 19 | 9541.9514
2022-05-02 | 20 | 9497.9474
2022-05-02 | 21 | 9470.1193
2022-05-02 | 22 | 9536.5221
2022-05-02 | 23 | 9287.8913
2022-05-02 | 24 | 8959.6759
2022-05-03 | 1 | 8710.9308
2022-05-03 | 2 | 8538.7616
2022-05-03 | 3 | 8480.4501
2022-05-03 | 4 | 8498.8188
2022-05-03 | 5 | 8522.2663
2022-05-03 | 6 | 8639.9293
2022-05-03 | 7 | 8973.7783
2022-05-03 | 8 | 9352.4206
2022-05-03 | 9 | 9644.9972
2022-05-03 | 10 | 9754.0359
2022-05-03 | 11 | 9774.6586
2022-05-03 | 12 | 9714.9993
2022-05-03 | 13 | 9650.7846
2022-05-03 | 14 | 9659.9571
2022-05-03 | 15 | 9632.1378
2022-05-03 | 16 | 9564.0311
2022-05-03 | 17 | 9582.8875
2022-05-03 | 18 | 9561.1632
2022-05-03 | 19 | 9601.7849
2022-05-03 | 20 | 9474.7854
2022-05-03 | 21 | 9429.6537
2022-05-03 | 22 | 9529.6924
2022-05-03 | 23 | 9318.4335
2022-05-03 | 24 | 9011.6936
2022-05-04 | 1 | 8762.6202
2022-05-04 | 2 | 8597.2046
2022-05-04 | 3 | 8580.6573
2022-05-04 | 4 | 8573.189
2022-05-04 | 5 | 8627.1507
2022-05-04 | 6 | 8760.436
2022-05-04 | 7 | 9014.5087
2022-05-04 | 8 | 9320.4352
2022-05-04 | 9 | 9558.9832
2022-05-04 | 10 | 9592.8514
2022-05-04 | 11 | 9601.6364
2022-05-04 | 12 | 9573.3318
2022-05-04 | 13 | 9509.6115
2022-05-04 | 14 | 9478.2987
2022-05-04 | 15 | 9443.1105
2022-05-04 | 16 | 9477.9086
2022-05-04 | 17 | 9536.5508
2022-05-04 | 18 | 9574.6249
2022-05-04 | 19 | 9527.1635
2022-05-04 | 20 | 9454.8791
2022-05-04 | 21 | 9441.1913
2022-05-04 | 22 | 9524.044
2022-05-04 | 23 | 9355.871
2022-05-04 | 24 | 9045.7174
2022-05-05 | 1 | 8785.799
2022-05-05 | 2 | 8564.4785
2022-05-05 | 3 | 8528.6546
2022-05-05 | 4 | 8507.0962
2022-05-05 | 5 | 8608.6521
2022-05-05 | 6 | 8692.4659
2022-05-05 | 7 | 9034.9534
2022-05-05 | 8 | 9298.054
2022-05-05 | 9 | 9468.6752
2022-05-05 | 10 | 9498.5431
2022-05-05 | 11 | 9510.5244
2022-05-05 | 12 | 9506.1426
2022-05-05 | 13 | 9467.8937
2022-05-05 | 14 | 9488.3047
2022-05-05 | 15 | 9466.6148
2022-05-05 | 16 | 9426.1805
2022-05-05 | 17 | 9454.7436
2022-05-05 | 18 | 9456.8297
2022-05-05 | 19 | 9360.7481
2022-05-05 | 20 | 9299.7112
2022-05-05 | 21 | 9238.3523
2022-05-05 | 22 | 9327.9523
2022-05-05 | 23 | 9127.832
2022-05-05 | 24 | 8844.6148
2022-05-06 | 1 | 8633.2241
2022-05-06 | 2 | 8474.4712
2022-05-06 | 3 | 8420.9777
2022-05-06 | 4 | 8402.6131
2022-05-06 | 5 | 8440.4288
2022-05-06 | 6 | 8553.6168
2022-05-06 | 7 | 8824.6629
2022-05-06 | 8 | 9159.6127
2022-05-06 | 9 | 9412.6333
2022-05-06 | 10 | 9512.088
2022-05-06 | 11 | 9559.5
2022-05-06 | 12 | 9568.6895
2022-05-06 | 13 | 9585.172
2022-05-06 | 14 | 9586.588
2022-05-06 | 15 | 9547.5938
2022-05-06 | 16 | 9563.4451
2022-05-06 | 17 | 9638.7705
2022-05-06 | 18 | 9681.7312
2022-05-06 | 19 | 9596.351
2022-05-06 | 20 | 9537.6567
2022-05-06 | 21 | 9506.1919
2022-05-06 | 22 | 9594.98
2022-05-06 | 23 | 9430.4858
2022-05-06 | 24 | 9169.4192
2022-05-07 | 1 | 8955.2104
2022-05-07 | 2 | 8772.0655
2022-05-07 | 3 | 8665.6994
2022-05-07 | 4 | 8624.7855
2022-05-07 | 5 | 8632.5108
2022-05-07 | 6 | 8532.886
2022-05-07 | 7 | 8647.9117
2022-05-07 | 8 | 8884.9957
2022-05-07 | 9 | 9137.0135
2022-05-07 | 10 | 9383.4477
2022-05-07 | 11 | 9539.8046
2022-05-07 | 12 | 9552.2368
2022-05-07 | 13 | 9551.4889
2022-05-07 | 14 | 9503.6081
2022-05-07 | 15 | 9455.4268
2022-05-07 | 16 | 9452.0716
2022-05-07 | 17 | 9425.8924
2022-05-07 | 18 | 9532.6666
2022-05-07 | 19 | 9568.8677
2022-05-07 | 20 | 9522.5561
2022-05-07 | 21 | 9469.2225
2022-05-07 | 22 | 9554.7295
2022-05-07 | 23 | 9451.628
2022-05-07 | 24 | 9214.3104
2022-05-08 | 1 | 9025.9083
2022-05-08 | 2 | 8898.3305
2022-05-08 | 3 | 8783.2728
2022-05-08 | 4 | 8734.6651
2022-05-08 | 5 | 8727.4659
2022-05-08 | 6 | 8579.8919
2022-05-08 | 7 | 8632.3275
2022-05-08 | 8 | 8793.3018
2022-05-08 | 9 | 9043.8455
2022-05-08 | 10 | 9258.2635
2022-05-08 | 11 | 9386.3001
2022-05-08 | 12 | 9482.4908
2022-05-08 | 13 | 9510.6416
2022-05-08 | 14 | 9502.568
2022-05-08 | 15 | 9462.0398
2022-05-08 | 16 | 9426.4406
2022-05-08 | 17 | 9502.701
2022-05-08 | 18 | 9606.4256
2022-05-08 | 19 | 9665.3676
2022-05-08 | 20 | 9630.6445
2022-05-08 | 21 | 9601.5229
2022-05-08 | 22 | 9661.1551
2022-05-08 | 23 | 9518.8836
2022-05-08 | 24 | 9216.7774
2022-05-09 | 1 | 8976.8823
2022-05-09 | 2 | 8890.9783
2022-05-09 | 3 | 8832.137
2022-05-09 | 4 | 8785.3409
2022-05-09 | 5 | 8807.0433
2022-05-09 | 6 | 8771.9388
2022-05-09 | 7 | 9026.9437
2022-05-09 | 8 | 9498.5513
2022-05-09 | 9 | 9871.7637
2022-05-09 | 10 | 10003.4574
2022-05-09 | 11 | 10006.8847
2022-05-09 | 12 | 9997.5733
2022-05-09 | 13 | 9949.4625
2022-05-09 | 14 | 9951.948
2022-05-09 | 15 | 9926.5048
2022-05-09 | 16 | 9910.3298
2022-05-09 | 17 | 9939.7035
2022-05-09 | 18 | 9987.7233
2022-05-09 | 19 | 10010.1449
2022-05-09 | 20 | 9943.8571
2022-05-09 | 21 | 9893.8723
2022-05-09 | 22 | 9913.1732
2022-05-09 | 23 | 9708.4713
2022-05-09 | 24 | 9355.55
2022-05-10 | 1 | 9081.7705
2022-05-10 | 2 | 8876.7431
2022-05-10 | 3 | 8764.4596
2022-05-10 | 4 | 8720.1676
2022-05-10 | 5 | 8733.4612
2022-05-10 | 6 | 8709.289
2022-05-10 | 7 | 8940.0429
2022-05-10 | 8 | 9402.0121
2022-05-10 | 9 | 9738.6619
2022-05-10 | 10 | 9881.2817
2022-05-10 | 11 | 9914.3597
2022-05-10 | 12 | 9924.088
2022-05-10 | 13 | 9882.7337
2022-05-10 | 14 | 9899.6741
2022-05-10 | 15 | 9864.761
2022-05-10 | 16 | 9845.4942
2022-05-10 | 17 | 9951.4931
2022-05-10 | 18 | 9963.3519
2022-05-10 | 19 | 9921.7425
2022-05-10 | 20 | 9878.374
2022-05-10 | 21 | 9822.1013
2022-05-10 | 22 | 9819.6762
2022-05-10 | 23 | 9591.5858
2022-05-10 | 24 | 9247.2124
2022-05-11 | 1 | 8965.9087
2022-05-11 | 2 | 8776.6516
2022-05-11 | 3 | 8689.7278
2022-05-11 | 4 | 8659.948
2022-05-11 | 5 | 8681.701
2022-05-11 | 6 | 8656.6117
2022-05-11 | 7 | 8895.8099
2022-05-11 | 8 | 9361.8632
2022-05-11 | 9 | 9715.366
2022-05-11 | 10 | 9848.7605
2022-05-11 | 11 | 9876.944
2022-05-11 | 12 | 9866.7812
2022-05-11 | 13 | 9812.9895
2022-05-11 | 14 | 9792.2169
2022-05-11 | 15 | 9793.9414
2022-05-11 | 16 | 9684.4784
2022-05-11 | 17 | 9716.4138
2022-05-11 | 18 | 9829.1757
2022-05-11 | 19 | 9726.7287
2022-05-11 | 20 | 9697.0629
2022-05-11 | 21 | 9650.2399
2022-05-11 | 22 | 9678.3447
2022-05-11 | 23 | 9456.6686
2022-05-11 | 24 | 9099.4064
2022-05-12 | 1 | 8845.1935
2022-05-12 | 2 | 8722.6295
2022-05-12 | 3 | 8619.3948
2022-05-12 | 4 | 8591.0182
2022-05-12 | 5 | 8612.1694
2022-05-12 | 6 | 8577.9636
2022-05-12 | 7 | 8853.3116
2022-05-12 | 8 | 9315.357
2022-05-12 | 9 | 9677.3055
2022-05-12 | 10 | 9816.5614
2022-05-12 | 11 | 9841.4946
2022-05-12 | 12 | 9805.9377
2022-05-12 | 13 | 9762.4946
2022-05-12 | 14 | 9737.3858
2022-05-12 | 15 | 9730.4906
2022-05-12 | 16 | 9706.8268
2022-05-12 | 17 | 9729.7954
2022-05-12 | 18 | 9793.5633
2022-05-12 | 19 | 9708.6171
2022-05-12 | 20 | 9635.5859
2022-05-12 | 21 | 9564.6252
2022-05-12 | 22 | 9582.309
2022-05-12 | 23 | 9428.8893
2022-05-12 | 24 | 9134.893
2022-05-13 | 1 | 8926.7866
2022-05-13 | 2 | 8746.8846
2022-05-13 | 3 | 8679.3134
2022-05-13 | 4 | 8638.5756
2022-05-13 | 5 | 8679.2849
2022-05-13 | 6 | 8664.0517
2022-05-13 | 7 | 8899.2477
2022-05-13 | 8 | 9299.5872
2022-05-13 | 9 | 9611.0903
2022-05-13 | 10 | 9733.7859
2022-05-13 | 11 | 9747.5378
2022-05-13 | 12 | 9660.8524
2022-05-13 | 13 | 9608.6908
2022-05-13 | 14 | 9550.1993
2022-05-13 | 15 | 9504.3291
2022-05-13 | 16 | 9473.5447
2022-05-13 | 17 | 9466.0793
2022-05-13 | 18 | 9505.2317
2022-05-13 | 19 | 9467.3828
2022-05-13 | 20 | 9397.4458
2022-05-13 | 21 | 9374.1209
2022-05-13 | 22 | 9440.796
2022-05-13 | 23 | 9382.53
2022-05-13 | 24 | 9142.4392
2022-05-14 | 1 | 8930.048
2022-05-14 | 2 | 8732.1366
2022-05-14 | 3 | 8657.3489
2022-05-14 | 4 | 8643.8561
2022-05-14 | 5 | 8675.537
2022-05-14 | 6 | 8662.446
2022-05-14 | 7 | 8660.996
2022-05-14 | 8 | 8728.1053
2022-05-14 | 9 | 8855.0242
2022-05-14 | 10 | 8990.1089
2022-05-14 | 11 | 9056.0614
2022-05-14 | 12 | 9085.5113
2022-05-14 | 13 | 9065.764
2022-05-14 | 14 | 9015.0347
2022-05-14 | 15 | 8982.9096
2022-05-14 | 16 | 8966.7014
2022-05-14 | 17 | 9065.6542
2022-05-14 | 18 | 9121.333
2022-05-14 | 19 | 9097.2811
2022-05-14 | 20 | 9028.5238
2022-05-14 | 21 | 9001.4888
2022-05-14 | 22 | 9081.5395
2022-05-14 | 23 | 9033.7005
2022-05-14 | 24 | 8821.408
2022-05-15 | 1 | 8629.5154
2022-05-15 | 2 | 8481.8889
2022-05-15 | 3 | 8392.0466
2022-05-15 | 4 | 8395.3814
2022-05-15 | 5 | 8421.2043
2022-05-15 | 6 | 8414.9932
2022-05-15 | 7 | 8410.7855
2022-05-15 | 8 | 8509.4373
2022-05-15 | 9 | 8571.5339
2022-05-15 | 10 | 8699.9476
2022-05-15 | 11 | 8802.3099
2022-05-15 | 12 | 8880.7724
2022-05-15 | 13 | 8948.1383
2022-05-15 | 14 | 8928.2781
2022-05-15 | 15 | 8974.8981
2022-05-15 | 16 | 9048.2149
2022-05-15 | 17 | 9140.2617
2022-05-15 | 18 | 9210.942
2022-05-15 | 19 | 9185.484
2022-05-15 | 20 | 9121.6239
2022-05-15 | 21 | 9061.0421
2022-05-15 | 22 | 9073.5333
2022-05-15 | 23 | 8952.0207
2022-05-15 | 24 | 8661.3657
2022-05-16 | 1 | 8445.0058
2022-05-16 | 2 | 8371.0338
2022-05-16 | 3 | 8305.2977
2022-05-16 | 4 | 8267.4702
2022-05-16 | 5 | 8307.869
2022-05-16 | 6 | 8389.6695
2022-05-16 | 7 | 8720.5462
2022-05-16 | 8 | 9096.9099
2022-05-16 | 9 | 9336.9369
2022-05-16 | 10 | 9451.2622
2022-05-16 | 11 | 9524.3403
2022-05-16 | 12 | 9550.9068
2022-05-16 | 13 | 9538.1169
2022-05-16 | 14 | 9630.5786
2022-05-16 | 15 | 9638.4284
2022-05-16 | 16 | 9634.176
2022-05-16 | 17 | 9658.067
2022-05-16 | 18 | 9621.1409
2022-05-16 | 19 | 9492.6417
2022-05-16 | 20 | 9384.0853
2022-05-16 | 21 | 9351.7351
2022-05-16 | 22 | 9328.2916
2022-05-16 | 23 | 9115.597
2022-05-16 | 24 | 8782.9944
2022-05-17 | 1 | 8533.3519
2022-05-17 | 2 | 8353.7802
2022-05-17 | 3 | 8273.5837
2022-05-17 | 4 | 8239.5698
2022-05-17 | 5 | 8280.5872
2022-05-17 | 6 | 8341.2097
2022-05-17 | 7 | 8589.4167
2022-05-17 | 8 | 8996.8118
2022-05-17 | 9 | 9283.9794
2022-05-17 | 10 | 9433.8299
2022-05-17 | 11 | 9513.3277
2022-05-17 | 12 | 9589.5628
2022-05-17 | 13 | 9587.5473
2022-05-17 | 14 | 9589.2163
2022-05-17 | 15 | 9602.426
2022-05-17 | 16 | 9628.0867
2022-05-17 | 17 | 9670.0174
2022-05-17 | 18 | 9648.5964
2022-05-17 | 19 | 9504.8215
2022-05-17 | 20 | 9402.3043
2022-05-17 | 21 | 9348.6891
2022-05-17 | 22 | 9304.1651
2022-05-17 | 23 | 9116.463
2022-05-17 | 24 | 8784.0262
2022-05-18 | 1 | 8526.9478
2022-05-18 | 2 | 8357.1797
2022-05-18 | 3 | 8268.9909
2022-05-18 | 4 | 8237.1376
2022-05-18 | 5 | 8300.041
2022-05-18 | 6 | 8394.1742
2022-05-18 | 7 | 8651.1718
2022-05-18 | 8 | 9089.1682
2022-05-18 | 9 | 9345.189
2022-05-18 | 10 | 9469.3778
2022-05-18 | 11 | 9526.0609
2022-05-18 | 12 | 9557.8284
2022-05-18 | 13 | 9538.8096
2022-05-18 | 14 | 9598.9649
2022-05-18 | 15 | 9611.1407
2022-05-18 | 16 | 9645.9262
2022-05-18 | 17 | 9730.2926
2022-05-18 | 18 | 9693.8095
2022-05-18 | 19 | 9537.9502
2022-05-18 | 20 | 9426.3792
2022-05-18 | 21 | 9354.5255
2022-05-18 | 22 | 9291.9024
2022-05-18 | 23 | 9113.4168
2022-05-18 | 24 | 8776.8403
2022-05-19 | 1 | 8491.007
2022-05-19 | 2 | 8370.4985
2022-05-19 | 3 | 8321.0927
2022-05-19 | 4 | 8311.4684
2022-05-19 | 5 | 8345.4675
2022-05-19 | 6 | 8418.5957
2022-05-19 | 7 | 8686.7385
2022-05-19 | 8 | 9117.8159
2022-05-19 | 9 | 9371.1628
2022-05-19 | 10 | 9487.309
2022-05-19 | 11 | 9531.8747
2022-05-19 | 12 | 9547.2323
2022-05-19 | 13 | 9525.031
2022-05-19 | 14 | 9499.8497
2022-05-19 | 15 | 9498.7033
2022-05-19 | 16 | 9494.2293
2022-05-19 | 17 | 9500.3804
2022-05-19 | 18 | 9490.5222
2022-05-19 | 19 | 9415.2311
2022-05-19 | 20 | 9321.7741
2022-05-19 | 21 | 9268.3884
2022-05-19 | 22 | 9271.9173
2022-05-19 | 23 | 9185.5589
2022-05-19 | 24 | 8885.1945
2022-05-20 | 1 | 8659.601
2022-05-20 | 2 | 8545.078
2022-05-20 | 3 | 8462.4709
2022-05-20 | 4 | 8430.6699
2022-05-20 | 5 | 8421.0056
2022-05-20 | 6 | 8467.239
2022-05-20 | 7 | 8765.1889
2022-05-20 | 8 | 9231.0296
2022-05-20 | 9 | 9477.74
2022-05-20 | 10 | 9590.8233
2022-05-20 | 11 | 9585.3237
2022-05-20 | 12 | 9555.2229
2022-05-20 | 13 | 9522.7802
2022-05-20 | 14 | 9503.9806
2022-05-20 | 15 | 9519.3861
2022-05-20 | 16 | 9536.6643
2022-05-20 | 17 | 9518.2246
2022-05-20 | 18 | 9529.3693
2022-05-20 | 19 | 9516.5186
2022-05-20 | 20 | 9443.1882
2022-05-20 | 21 | 9393.1816
2022-05-20 | 22 | 9408.5083
2022-05-20 | 23 | 9301.5974
2022-05-20 | 24 | 9007.6035
2022-05-21 | 1 | 8785.533
2022-05-21 | 2 | 8609.9913
2022-05-21 | 3 | 8579.1051
2022-05-21 | 4 | 8501.9069
2022-05-21 | 5 | 8479.6416
2022-05-21 | 6 | 8474.9179
2022-05-21 | 7 | 8538.7899
2022-05-21 | 8 | 8680.6372
2022-05-21 | 9 | 8853.8818
2022-05-21 | 10 | 9042.8161
2022-05-21 | 11 | 9173.4059
2022-05-21 | 12 | 9243.1206
2022-05-21 | 13 | 9271.6728
2022-05-21 | 14 | 9244.9896
2022-05-21 | 15 | 9156.7871
2022-05-21 | 16 | 9144.4585
2022-05-21 | 17 | 9183.6307
2022-05-21 | 18 | 9262.2206
2022-05-21 | 19 | 9318.3003
2022-05-21 | 20 | 9298.4977
2022-05-21 | 21 | 9290.3063
2022-05-21 | 22 | 9333.1367
2022-05-21 | 23 | 9318.441
2022-05-21 | 24 | 9140.2033
2022-05-22 | 1 | 8942.3463
2022-05-22 | 2 | 8752.4556
2022-05-22 | 3 | 8653.2918
2022-05-22 | 4 | 8618.4078
2022-05-22 | 5 | 8616.266
2022-05-22 | 6 | 8550.4797
2022-05-22 | 7 | 8520.132
2022-05-22 | 8 | 8627.6278
2022-05-22 | 9 | 8833.6544
2022-05-22 | 10 | 9018.5593
2022-05-22 | 11 | 9094.7996
2022-05-22 | 12 | 9092.0063
2022-05-22 | 13 | 9090.7017
2022-05-22 | 14 | 9075.9758
2022-05-22 | 15 | 8990.2262
2022-05-22 | 16 | 8981.5324
2022-05-22 | 17 | 9058.1458
2022-05-22 | 18 | 9171.4481
2022-05-22 | 19 | 9193.5025
2022-05-22 | 20 | 9179.6636
2022-05-22 | 21 | 9159.1536
2022-05-22 | 22 | 9164.9299
2022-05-22 | 23 | 9182.4995
2022-05-22 | 24 | 8986.8822
2022-05-23 | 1 | 8876.9494
2022-05-23 | 2 | 8897.252
2022-05-23 | 3 | 8892.2386
2022-05-23 | 4 | 8811.0409
2022-05-23 | 5 | 8808.177
2022-05-23 | 6 | 8756.0492
2022-05-23 | 7 | 8760.4306
2022-05-23 | 8 | 8795.7793
2022-05-23 | 9 | 8898.6
2022-05-23 | 10 | 8980.1951
2022-05-23 | 11 | 9088.5053
2022-05-23 | 12 | 9079.7433
2022-05-23 | 13 | 9060.3735
2022-05-23 | 14 | 9019.5833
2022-05-23 | 15 | 8957.0787
2022-05-23 | 16 | 8943.1768
2022-05-23 | 17 | 8988.9347
2022-05-23 | 18 | 9060.9095
2022-05-23 | 19 | 9095.0983
2022-05-23 | 20 | 9063.8066
2022-05-23 | 21 | 9043.9022
2022-05-23 | 22 | 9068.6068
2022-05-23 | 23 | 9055.2102
2022-05-23 | 24 | 8880.2803
2022-05-24 | 1 | 8703.0925
2022-05-24 | 2 | 8611.7945
2022-05-24 | 3 | 8555.9989
2022-05-24 | 4 | 8536.5426
2022-05-24 | 5 | 8507.8292
2022-05-24 | 6 | 8609.6459
2022-05-24 | 7 | 8823.22
2022-05-24 | 8 | 9150.1858
2022-05-24 | 9 | 9365.971
2022-05-24 | 10 | 9515.0178
2022-05-24 | 11 | 9544.8958
2022-05-24 | 12 | 9520.1222
2022-05-24 | 13 | 9492.705
2022-05-24 | 14 | 9471.1527
2022-05-24 | 15 | 9461.0398
2022-05-24 | 16 | 9432.4085
2022-05-24 | 17 | 9476.6266
2022-05-24 | 18 | 9468.7425
2022-05-24 | 19 | 9388.0208
2022-05-24 | 20 | 9332.2281
2022-05-24 | 21 | 9289.9933
2022-05-24 | 22 | 9242.9345
2022-05-24 | 23 | 9151.1013
2022-05-24 | 24 | 8824.8815
2022-05-25 | 1 | 8603.1696
2022-05-25 | 2 | 8377.2023
2022-05-25 | 3 | 8330.1221
2022-05-25 | 4 | 8330.5783
2022-05-25 | 5 | 8338.6297
2022-05-25 | 6 | 8414.7936
2022-05-25 | 7 | 8661.8963
2022-05-25 | 8 | 9054.1039
2022-05-25 | 9 | 9305.9873
2022-05-25 | 10 | 9423.8076
2022-05-25 | 11 | 9487.9235
2022-05-25 | 12 | 9540.5451
2022-05-25 | 13 | 9556.1775
2022-05-25 | 14 | 9545.3642
2022-05-25 | 15 | 9517.7539
2022-05-25 | 16 | 9462.5508
2022-05-25 | 17 | 9510.9958
2022-05-25 | 18 | 9514.3859
2022-05-25 | 19 | 9439.4566
2022-05-25 | 20 | 9361.4264
2022-05-25 | 21 | 9318.5922
2022-05-25 | 22 | 9241.1118
2022-05-25 | 23 | 9123.8068
2022-05-25 | 24 | 8801.135
2022-05-26 | 1 | 8548.084
2022-05-26 | 2 | 8399.7062
2022-05-26 | 3 | 8331.7758
2022-05-26 | 4 | 8293.4731
2022-05-26 | 5 | 8316.5432
2022-05-26 | 6 | 8398.0766
2022-05-26 | 7 | 8668.4738
2022-05-26 | 8 | 9036.3581
2022-05-26 | 9 | 9326.6898
2022-05-26 | 10 | 9463.9972
2022-05-26 | 11 | 9528.8186
2022-05-26 | 12 | 9542.5434
2022-05-26 | 13 | 9521.681
2022-05-26 | 14 | 9528.0708
2022-05-26 | 15 | 9533.592
2022-05-26 | 16 | 9523.0511
2022-05-26 | 17 | 9539.5149
2022-05-26 | 18 | 9541.8969
2022-05-26 | 19 | 9409.4771
2022-05-26 | 20 | 9349.7556
2022-05-26 | 21 | 9296.8633
2022-05-26 | 22 | 9233.635
2022-05-26 | 23 | 9141.3598
2022-05-26 | 24 | 8834.1068
2022-05-27 | 1 | 8578.1064
2022-05-27 | 2 | 8414.6183
2022-05-27 | 3 | 8312.3681
2022-05-27 | 4 | 8276.934
2022-05-27 | 5 | 8266.5055
2022-05-27 | 6 | 8355.626
2022-05-27 | 7 | 8620.4556
2022-05-27 | 8 | 9044.3705
2022-05-27 | 9 | 9347.7084
2022-05-27 | 10 | 9509.2794
2022-05-27 | 11 | 9600.0264
2022-05-27 | 12 | 9672.7185
2022-05-27 | 13 | 9705.8975
2022-05-27 | 14 | 9748.1462
2022-05-27 | 15 | 9725.1747
2022-05-27 | 16 | 9748.3286
2022-05-27 | 17 | 9757.814
2022-05-27 | 18 | 9686.8709
2022-05-27 | 19 | 9577.7744
2022-05-27 | 20 | 9512.5219
2022-05-27 | 21 | 9445.6868
2022-05-27 | 22 | 9331.1441
2022-05-27 | 23 | 9180.4412
2022-05-27 | 24 | 8869.0311
2022-05-28 | 1 | 8618.0586
2022-05-28 | 2 | 8435.5471
2022-05-28 | 3 | 8320.1504
2022-05-28 | 4 | 8259.4265
2022-05-28 | 5 | 8233.9999
2022-05-28 | 6 | 8247.7918
2022-05-28 | 7 | 8301.5551
2022-05-28 | 8 | 8488.9267
2022-05-28 | 9 | 8747.5363
2022-05-28 | 10 | 9066.8945
2022-05-28 | 11 | 9262.3739
2022-05-28 | 12 | 9421.4673
2022-05-28 | 13 | 9504.8667
2022-05-28 | 14 | 9537.3851
2022-05-28 | 15 | 9591.8295
2022-05-28 | 16 | 9639.5599
2022-05-28 | 17 | 9703.4386
2022-05-28 | 18 | 9730.3359
2022-05-28 | 19 | 9663.8718
2022-05-28 | 20 | 9605.1214
2022-05-28 | 21 | 9527.9272
2022-05-28 | 22 | 9399.4088
2022-05-28 | 23 | 9294.2672
2022-05-28 | 24 | 9005.5184
2022-05-29 | 1 | 8778.3319
2022-05-29 | 2 | 8638.0129
2022-05-29 | 3 | 8452.7328
2022-05-29 | 4 | 8375.8273
2022-05-29 | 5 | 8348.7041
2022-05-29 | 6 | 8329.1562
2022-05-29 | 7 | 8354.1616
2022-05-29 | 8 | 8558.0174
2022-05-29 | 9 | 8825.8498
2022-05-29 | 10 | 9126.3953
2022-05-29 | 11 | 9386.0208
2022-05-29 | 12 | 9569.2897
2022-05-29 | 13 | 9630.0317
2022-05-29 | 14 | 9634.8556
2022-05-29 | 15 | 9664.4192
2022-05-29 | 16 | 9695.6528
2022-05-29 | 17 | 9731.4225
2022-05-29 | 18 | 9745.8075
2022-05-29 | 19 | 9582.329
2022-05-29 | 20 | 9398.4225
2022-05-29 | 21 | 9314.2052
2022-05-29 | 22 | 9216.056
2022-05-29 | 23 | 9102.983
2022-05-29 | 24 | 8807.9314
2022-05-30 | 1 | 8568.7313
2022-05-30 | 2 | 8485.4027
2022-05-30 | 3 | 8397.4456
2022-05-30 | 4 | 8367.5522
2022-05-30 | 5 | 8361.5456
2022-05-30 | 6 | 8450.9933
2022-05-30 | 7 | 8709.9746
2022-05-30 | 8 | 9173.0724
2022-05-30 | 9 | 9437.9988
2022-05-30 | 10 | 9577.6064
2022-05-30 | 11 | 9651.5531
2022-05-30 | 12 | 9690.7002
2022-05-30 | 13 | 9696.0202
2022-05-30 | 14 | 9701.0243
2022-05-30 | 15 | 9687.0662
2022-05-30 | 16 | 9725.3628
2022-05-30 | 17 | 9746.0698
2022-05-30 | 18 | 9738.9343
2022-05-30 | 19 | 9572.5618
2022-05-30 | 20 | 9464.823
2022-05-30 | 21 | 9403.1235
2022-05-30 | 22 | 9287.1828
2022-05-30 | 23 | 9165.8438
2022-05-30 | 24 | 8826.8726
2022-05-31 | 1 | 8565.481
2022-05-31 | 2 | 8401.8114
2022-05-31 | 3 | 8312.9378
2022-05-31 | 4 | 8285.1159
2022-05-31 | 5 | 8299.2315
2022-05-31 | 6 | 8382.6143
2022-05-31 | 7 | 8626.7019
2022-05-31 | 8 | 9060.6892
2022-05-31 | 9 | 9378.9273
2022-05-31 | 10 | 9550.3657
2022-05-31 | 11 | 9656.9512
2022-05-31 | 12 | 9704.1844
2022-05-31 | 13 | 9764.4531
2022-05-31 | 14 | 9753.5335
2022-05-31 | 15 | 9791.2755
2022-05-31 | 16 | 9859.3573
2022-05-31 | 17 | 9797.675
2022-05-31 | 18 | 9756.8909
2022-05-31 | 19 | 9647.6466
2022-05-31 | 20 | 9585.1785
2022-05-31 | 21 | 9523.112
2022-05-31 | 22 | 9382.7265
2022-05-31 | 23 | 9246.9223
2022-05-31 | 24 | 8881.2106
2022-06-01 | 1 | 8617.5117
2022-06-01 | 2 | 8496.5907
2022-06-01 | 3 | 8410.6047
2022-06-01 | 4 | 8388.464
2022-06-01 | 5 | 8397.8619
2022-06-01 | 6 | 8488.7903
2022-06-01 | 7 | 8740.3777
2022-06-01 | 8 | 9191.2172
2022-06-01 | 9 | 9500.237
2022-06-01 | 10 | 9691.5231
2022-06-01 | 11 | 9818.6964
2022-06-01 | 12 | 9897.8995
2022-06-01 | 13 | 9927.3109
2022-06-01 | 14 | 9964.4184
2022-06-01 | 15 | 9972.4445
2022-06-01 | 16 | 10070.1291
2022-06-01 | 17 | 10101.2739
2022-06-01 | 18 | 10183.9315
2022-06-01 | 19 | 9953.5997
2022-06-01 | 20 | 9858.3894
2022-06-01 | 21 | 9756.6126
2022-06-01 | 22 | 9633.0749
2022-06-01 | 23 | 9483.6121
2022-06-01 | 24 | 9051.8051
2022-06-02 | 1 | 8789.5678
2022-06-02 | 2 | 8661.9853
2022-06-02 | 3 | 8601.0492
2022-06-02 | 4 | 8541.4402
2022-06-02 | 5 | 8549.3392
2022-06-02 | 6 | 8644.164
2022-06-02 | 7 | 8852.444
2022-06-02 | 8 | 9294.3505
2022-06-02 | 9 | 9591.2924
2022-06-02 | 10 | 9771.3223
2022-06-02 | 11 | 9855.5052
2022-06-02 | 12 | 9898.8289
2022-06-02 | 13 | 9898.8297
2022-06-02 | 14 | 9890.6425
2022-06-02 | 15 | 9878.8598
2022-06-02 | 16 | 9927.4321
2022-06-02 | 17 | 9949.5697
2022-06-02 | 18 | 9962.5513
2022-06-02 | 19 | 9786.5707
2022-06-02 | 20 | 9695.7378
2022-06-02 | 21 | 9573.0294
2022-06-02 | 22 | 9427.3871
2022-06-02 | 23 | 9294.8276
2022-06-02 | 24 | 8987.3116
2022-06-03 | 1 | 8726.5874
2022-06-03 | 2 | 8557.1854
2022-06-03 | 3 | 8461.5868
2022-06-03 | 4 | 8439.9682
2022-06-03 | 5 | 8450.5401
2022-06-03 | 6 | 8539.9698
2022-06-03 | 7 | 8746.1137
2022-06-03 | 8 | 9174.7677
2022-06-03 | 9 | 9449.0493
2022-06-03 | 10 | 9623.8318
2022-06-03 | 11 | 9707.8828
2022-06-03 | 12 | 9766.4433
2022-06-03 | 13 | 9785.7771
2022-06-03 | 14 | 9800.2938
2022-06-03 | 15 | 9811.7119
2022-06-03 | 16 | 9826.8665
2022-06-03 | 17 | 9847.412
2022-06-03 | 18 | 9836.313
2022-06-03 | 19 | 9718.8143
2022-06-03 | 20 | 9631.7983
2022-06-03 | 21 | 9607.4445
2022-06-03 | 22 | 9492.7305
2022-06-03 | 23 | 9372.0564
2022-06-03 | 24 | 9033.0091
2022-06-04 | 1 | 8737.3105
2022-06-04 | 2 | 8532.3279
2022-06-04 | 3 | 8415.3962
2022-06-04 | 4 | 8358.4204
2022-06-04 | 5 | 8339.2595
2022-06-04 | 6 | 8356.3423
2022-06-04 | 7 | 8394.7037
2022-06-04 | 8 | 8618.0039
2022-06-04 | 9 | 8885.636
2022-06-04 | 10 | 9190.4158
2022-06-04 | 11 | 9395.9338
2022-06-04 | 12 | 9529.331
2022-06-04 | 13 | 9551.408
2022-06-04 | 14 | 9587.7942
2022-06-04 | 15 | 9547.8098
2022-06-04 | 16 | 9555.5222
2022-06-04 | 17 | 9565.3857
2022-06-04 | 18 | 9528.656
2022-06-04 | 19 | 9457.607
2022-06-04 | 20 | 9406.3892
2022-06-04 | 21 | 9334.4173
2022-06-04 | 22 | 9240.8021
2022-06-04 | 23 | 9218.6276
2022-06-04 | 24 | 8948.5242
2022-06-05 | 1 | 8715.84
2022-06-05 | 2 | 8557.6724
2022-06-05 | 3 | 8458.2086
2022-06-05 | 4 | 8403.5167
2022-06-05 | 5 | 8370.1433
2022-06-05 | 6 | 8364.2882
2022-06-05 | 7 | 8379.4101
2022-06-05 | 8 | 8526.992
2022-06-05 | 9 | 8732.6018
2022-06-05 | 10 | 8972.0961
2022-06-05 | 11 | 9130.743
2022-06-05 | 12 | 9292.1472
2022-06-05 | 13 | 9331.8245
2022-06-05 | 14 | 9360.2281
2022-06-05 | 15 | 9350.8515
2022-06-05 | 16 | 9348.4353
2022-06-05 | 17 | 9461.5588
2022-06-05 | 18 | 9556.4118
2022-06-05 | 19 | 9521.4302
2022-06-05 | 20 | 9487.4322
2022-06-05 | 21 | 9438.2959
2022-06-05 | 22 | 9324.4439
2022-06-05 | 23 | 9256.1077
2022-06-05 | 24 | 8949.3267
2022-06-06 | 1 | 8679.5348
2022-06-06 | 2 | 8576.4028
2022-06-06 | 3 | 8492.8027
2022-06-06 | 4 | 8447.8871
2022-06-06 | 5 | 8458.6347
2022-06-06 | 6 | 8548.1367
2022-06-06 | 7 | 8791.8101
2022-06-06 | 8 | 9236.3997
2022-06-06 | 9 | 9529.0233
2022-06-06 | 10 | 9638.3996
2022-06-06 | 11 | 9700.5363
2022-06-06 | 12 | 9736.8798
2022-06-06 | 13 | 9730.8664
2022-06-06 | 14 | 9723.6865
2022-06-06 | 15 | 9737.1414
2022-06-06 | 16 | 9756.3357
2022-06-06 | 17 | 9792.2187
2022-06-06 | 18 | 9794.767
2022-06-06 | 19 | 9672.6608
2022-06-06 | 20 | 9587.9571
2022-06-06 | 21 | 9526.5533
2022-06-06 | 22 | 9379.6297
2022-06-06 | 23 | 9265.8637
2022-06-06 | 24 | 8945.8376
2022-06-07 | 1 | 8688.6807
2022-06-07 | 2 | 8497.9382
2022-06-07 | 3 | 8400.0548
2022-06-07 | 4 | 8368.2043
2022-06-07 | 5 | 8364.7816
2022-06-07 | 6 | 8452.4929
2022-06-07 | 7 | 8699.6285
2022-06-07 | 8 | 9151.3726
2022-06-07 | 9 | 9437.6017
2022-06-07 | 10 | 9586.6506
2022-06-07 | 11 | 9638.7083
2022-06-07 | 12 | 9680.5726
2022-06-07 | 13 | 9731.1624
2022-06-07 | 14 | 9702.8015
2022-06-07 | 15 | 9706.4373
2022-06-07 | 16 | 9721.8131
2022-06-07 | 17 | 9747.9003
2022-06-07 | 18 | 9761.1748
2022-06-07 | 19 | 9629.8183
2022-06-07 | 20 | 9536.8827
2022-06-07 | 21 | 9477.3738
2022-06-07 | 22 | 9375.6517
2022-06-07 | 23 | 9280.0905
2022-06-07 | 24 | 8936.3089
2022-06-08 | 1 | 8664.0052
2022-06-08 | 2 | 8477.2258
2022-06-08 | 3 | 8393.5226
2022-06-08 | 4 | 8369.4916
2022-06-08 | 5 | 8370.5528
2022-06-08 | 6 | 8463.6239
2022-06-08 | 7 | 8700.5107
2022-06-08 | 8 | 9142.4886
2022-06-08 | 9 | 9470.6194
2022-06-08 | 10 | 9649.4401
2022-06-08 | 11 | 9734.5489
2022-06-08 | 12 | 9796.0802
2022-06-08 | 13 | 9788.253
2022-06-08 | 14 | 9833.2917
2022-06-08 | 15 | 9867.8153
2022-06-08 | 16 | 9915.9108
2022-06-08 | 17 | 9969.2579
2022-06-08 | 18 | 9944.1796
2022-06-08 | 19 | 9779.7964
2022-06-08 | 20 | 9705.8428
2022-06-08 | 21 | 9623.5191
2022-06-08 | 22 | 9448.8952
2022-06-08 | 23 | 9312.2581
2022-06-08 | 24 | 8989.2869
2022-06-09 | 1 | 8727.8401
2022-06-09 | 2 | 8586.981
2022-06-09 | 3 | 8482.1955
2022-06-09 | 4 | 8438.8045
2022-06-09 | 5 | 8442.8504
2022-06-09 | 6 | 8537.7511
2022-06-09 | 7 | 8745.208
2022-06-09 | 8 | 9192.5784
2022-06-09 | 9 | 9495.6702
2022-06-09 | 10 | 9664.0725
2022-06-09 | 11 | 9758.8316
2022-06-09 | 12 | 9814.9836
2022-06-09 | 13 | 9813.2505
2022-06-09 | 14 | 9818.8826
2022-06-09 | 15 | 9808.8861
2022-06-09 | 16 | 9821.6125
2022-06-09 | 17 | 9798.4389
2022-06-09 | 18 | 9800.2533
2022-06-09 | 19 | 9649.349
2022-06-09 | 20 | 9540.7171
2022-06-09 | 21 | 9441.9848
2022-06-09 | 22 | 9321.9873
2022-06-09 | 23 | 9255.7766
2022-06-09 | 24 | 8968.459
2022-06-10 | 1 | 8713.4807
2022-06-10 | 2 | 8540.5499
2022-06-10 | 3 | 8436.1208
2022-06-10 | 4 | 8397.4757
2022-06-10 | 5 | 8410.4346
2022-06-10 | 6 | 8503.548
2022-06-10 | 7 | 8709.348
2022-06-10 | 8 | 9152.1381
2022-06-10 | 9 | 9459.5256
2022-06-10 | 10 | 9621.2503
2022-06-10 | 11 | 9666.5948
2022-06-10 | 12 | 9660.2311
2022-06-10 | 13 | 9623.0668
2022-06-10 | 14 | 9603.5587
2022-06-10 | 15 | 9678.4171
2022-06-10 | 16 | 9613.2351
2022-06-10 | 17 | 9599.4393
2022-06-10 | 18 | 9602.6889
2022-06-10 | 19 | 9528.0681
2022-06-10 | 20 | 9466.4267
2022-06-10 | 21 | 9400.9785
2022-06-10 | 22 | 9299.8433
2022-06-10 | 23 | 9237.1355
2022-06-10 | 24 | 8950.4222
2022-06-11 | 1 | 8704.2516
2022-06-11 | 2 | 8520.6258
2022-06-11 | 3 | 8439.6093
2022-06-11 | 4 | 8380.8479
2022-06-11 | 5 | 8367.5717
2022-06-11 | 6 | 8344.6819
2022-06-11 | 7 | 8349.2842
2022-06-11 | 8 | 8536.8381
2022-06-11 | 9 | 8757.5178
2022-06-11 | 10 | 8997.6492
2022-06-11 | 11 | 9145.7327
2022-06-11 | 12 | 9231.1243
2022-06-11 | 13 | 9273.8112
2022-06-11 | 14 | 9299.3169
2022-06-11 | 15 | 9318.6911
2022-06-11 | 16 | 9379.8842
2022-06-11 | 17 | 9479.0745
2022-06-11 | 18 | 9563.9203
2022-06-11 | 19 | 9465.3477
2022-06-11 | 20 | 9432.0902
2022-06-11 | 21 | 9361.8135
2022-06-11 | 22 | 9238.0823
2022-06-11 | 23 | 9190.2979
2022-06-11 | 24 | 8959.6566
2022-06-12 | 1 | 8727.6092
2022-06-12 | 2 | 8544.7825
2022-06-12 | 3 | 8419.8179
2022-06-12 | 4 | 8344.0707
2022-06-12 | 5 | 8338.746
2022-06-12 | 6 | 8353.759
2022-06-12 | 7 | 8361.8992
2022-06-12 | 8 | 8522.3321
2022-06-12 | 9 | 8736.0503
2022-06-12 | 10 | 8967.7497
2022-06-12 | 11 | 9118.9488
2022-06-12 | 12 | 9239.4687
2022-06-12 | 13 | 9328.6493
2022-06-12 | 14 | 9375.4045
2022-06-12 | 15 | 9328.2804
2022-06-12 | 16 | 9351.0486
2022-06-12 | 17 | 9356.9796
2022-06-12 | 18 | 9432.9051
2022-06-12 | 19 | 9384.6874
2022-06-12 | 20 | 9323.2958
2022-06-12 | 21 | 9272.398
2022-06-12 | 22 | 9181.8452
2022-06-12 | 23 | 9114.91
2022-06-12 | 24 | 8836.0638
2022-06-13 | 1 | 8595.8326
2022-06-13 | 2 | 8504.8027
2022-06-13 | 3 | 8422.2679
2022-06-13 | 4 | 8390.5406
2022-06-13 | 5 | 8397.7612
2022-06-13 | 6 | 8499.2483
2022-06-13 | 7 | 8721.9679
2022-06-13 | 8 | 9166.689
2022-06-13 | 9 | 9465.037
2022-06-13 | 10 | 9617.3848
2022-06-13 | 11 | 9673.9447
2022-06-13 | 12 | 9695.8916
2022-06-13 | 13 | 9711.9034
2022-06-13 | 14 | 9688.1185
2022-06-13 | 15 | 9683.4828
2022-06-13 | 16 | 9688.8401
2022-06-13 | 17 | 9725.4312
2022-06-13 | 18 | 9743.8715
2022-06-13 | 19 | 9632.3718
2022-06-13 | 20 | 9572.1227
2022-06-13 | 21 | 9527.4839
2022-06-13 | 22 | 9393.8165
2022-06-13 | 23 | 9269.1628
2022-06-13 | 24 | 8938.8082
2022-06-14 | 1 | 8657.407
2022-06-14 | 2 | 8471.0395
2022-06-14 | 3 | 8384.4619
2022-06-14 | 4 | 8344.3052
2022-06-14 | 5 | 8353.7168
2022-06-14 | 6 | 8442.7441
2022-06-14 | 7 | 8672.9128
2022-06-14 | 8 | 9111.8288
2022-06-14 | 9 | 9438.8765
2022-06-14 | 10 | 9595.727
2022-06-14 | 11 | 9677.4207
2022-06-14 | 12 | 9704.1016
2022-06-14 | 13 | 9710.9184
2022-06-14 | 14 | 9748.5681
2022-06-14 | 15 | 9737.2201
2022-06-14 | 16 | 9729.4842
2022-06-14 | 17 | 9777.8234
2022-06-14 | 18 | 9778.7603
2022-06-14 | 19 | 9658.8637
2022-06-14 | 20 | 9572.7669
2022-06-14 | 21 | 9511.7691
2022-06-14 | 22 | 9379.7491
2022-06-14 | 23 | 9270.5734
2022-06-14 | 24 | 8940.4163
2022-06-15 | 1 | 8667.2741
2022-06-15 | 2 | 8484.2203
2022-06-15 | 3 | 8397.0632
2022-06-15 | 4 | 8351.9791
2022-06-15 | 5 | 8358.9631
2022-06-15 | 6 | 8468.596
2022-06-15 | 7 | 8697.2547
2022-06-15 | 8 | 9148.8356
2022-06-15 | 9 | 9464.8142
2022-06-15 | 10 | 9604.4757
2022-06-15 | 11 | 9665.6726
2022-06-15 | 12 | 9704.1348
2022-06-15 | 13 | 9721.6293
2022-06-15 | 14 | 9748.5932
2022-06-15 | 15 | 9743.3934
2022-06-15 | 16 | 9743.9772
2022-06-15 | 17 | 9771.4855
2022-06-15 | 18 | 9788.9434
2022-06-15 | 19 | 9666.1736
2022-06-15 | 20 | 9590.9307
2022-06-15 | 21 | 9535.6592
2022-06-15 | 22 | 9400.055
2022-06-15 | 23 | 9269.2694
2022-06-15 | 24 | 8943.6262
2022-06-16 | 1 | 8678.5571
2022-06-16 | 2 | 8557.2834
2022-06-16 | 3 | 8471.0266
2022-06-16 | 4 | 8439.9753
2022-06-16 | 5 | 8444.0096
2022-06-16 | 6 | 8534.3939
2022-06-16 | 7 | 8740.7493
2022-06-16 | 8 | 9176.6851
2022-06-16 | 9 | 9487.8414
2022-06-16 | 10 | 9664.4623
2022-06-16 | 11 | 9746.3882
2022-06-16 | 12 | 9803.7816
2022-06-16 | 13 | 9795.0554
2022-06-16 | 14 | 9795.5481
2022-06-16 | 15 | 9807.914
2022-06-16 | 16 | 9828.9044
2022-06-16 | 17 | 9826.1683
2022-06-16 | 18 | 9803.9216
2022-06-16 | 19 | 9696.3834
2022-06-16 | 20 | 9625.671
2022-06-16 | 21 | 9560.7689
2022-06-16 | 22 | 9415.7832
2022-06-16 | 23 | 9327.1764
2022-06-16 | 24 | 9037.9818
2022-06-17 | 1 | 8763.881
2022-06-17 | 2 | 8576.0143
2022-06-17 | 3 | 8488.0669
2022-06-17 | 4 | 8450.5775
2022-06-17 | 5 | 8456.3523
2022-06-17 | 6 | 8553.386
2022-06-17 | 7 | 8775.3905
2022-06-17 | 8 | 9219.5043
2022-06-17 | 9 | 9535.6325
2022-06-17 | 10 | 9726.048
2022-06-17 | 11 | 9842.2205
2022-06-17 | 12 | 9922.9431
2022-06-17 | 13 | 9972.265
2022-06-17 | 14 | 9982.9505
2022-06-17 | 15 | 9943.0362
2022-06-17 | 16 | 9930.9206
2022-06-17 | 17 | 9971.2854
2022-06-17 | 18 | 10018.5865
2022-06-17 | 19 | 9869.4407
2022-06-17 | 20 | 9759.9493
2022-06-17 | 21 | 9656.3525
2022-06-17 | 22 | 9504.3403
2022-06-17 | 23 | 9411.2171
2022-06-17 | 24 | 9133.7673
2022-06-18 | 1 | 8837.6436
2022-06-18 | 2 | 8630.8033
2022-06-18 | 3 | 8510.4501
2022-06-18 | 4 | 8447.8391
2022-06-18 | 5 | 8427.1091
2022-06-18 | 6 | 8427.5918
2022-06-18 | 7 | 8444.7732
2022-06-18 | 8 | 8660.4068
2022-06-18 | 9 | 8893.3188
2022-06-18 | 10 | 9146.6504
2022-06-18 | 11 | 9339.736
2022-06-18 | 12 | 9452.3857
2022-06-18 | 13 | 9515.6377
2022-06-18 | 14 | 9553.474
2022-06-18 | 15 | 9534.5504
2022-06-18 | 16 | 9526.2409
2022-06-18 | 17 | 9497.2126
2022-06-18 | 18 | 9528.8355
2022-06-18 | 19 | 9453.0816
2022-06-18 | 20 | 9385.8407
2022-06-18 | 21 | 9317.3168
2022-06-18 | 22 | 9202.473
2022-06-18 | 23 | 9162.7791
2022-06-18 | 24 | 8915.0889
2022-06-19 | 1 | 8672.6001
2022-06-19 | 2 | 8524.6516
2022-06-19 | 3 | 8423.6763
2022-06-19 | 4 | 8375.6103
2022-06-19 | 5 | 8341.0274
2022-06-19 | 6 | 8339.4593
2022-06-19 | 7 | 8329.4778
2022-06-19 | 8 | 8487.0143
2022-06-19 | 9 | 8711.4992
2022-06-19 | 10 | 8997.9744
2022-06-19 | 11 | 9219.935
2022-06-19 | 12 | 9346.6416
2022-06-19 | 13 | 9377.0757
2022-06-19 | 14 | 9407.279
2022-06-19 | 15 | 9391.4905
2022-06-19 | 16 | 9472.4038
2022-06-19 | 17 | 9530.0578
2022-06-19 | 18 | 9640.8742
2022-06-19 | 19 | 9558.7727
2022-06-19 | 20 | 9498.824
2022-06-19 | 21 | 9426.9383
2022-06-19 | 22 | 9311.911
2022-06-19 | 23 | 9176.834
2022-06-19 | 24 | 8871.8583
2022-06-20 | 1 | 8633.9724
2022-06-20 | 2 | 8538.4455
2022-06-20 | 3 | 8447.6693
2022-06-20 | 4 | 8412.8717
2022-06-20 | 5 | 8423.5685
2022-06-20 | 6 | 8531.8521
2022-06-20 | 7 | 8774.6468
2022-06-20 | 8 | 9239.4832
2022-06-20 | 9 | 9557.3704
2022-06-20 | 10 | 9764.6977
2022-06-20 | 11 | 9887.1481
2022-06-20 | 12 | 9961.2945
2022-06-20 | 13 | 10036.0257
2022-06-20 | 14 | 10073.4116
2022-06-20 | 15 | 10147.9398
2022-06-20 | 16 | 10165.5928
2022-06-20 | 17 | 10195.2668
2022-06-20 | 18 | 10174.6649
2022-06-20 | 19 | 9961.5344
2022-06-20 | 20 | 9892.1151
2022-06-20 | 21 | 9787.5559
2022-06-20 | 22 | 9587.15
2022-06-20 | 23 | 9385.7586
2022-06-20 | 24 | 9048.5136
2022-06-21 | 1 | 8741.1226
2022-06-21 | 2 | 8569.5406
2022-06-21 | 3 | 8489.4935
2022-06-21 | 4 | 8462.1766
2022-06-21 | 5 | 8475.8076
2022-06-21 | 6 | 8604.2024
2022-06-21 | 7 | 8813.9451
2022-06-21 | 8 | 9270.8421
2022-06-21 | 9 | 9597.8763
2022-06-21 | 10 | 9810.3665
2022-06-21 | 11 | 9960.8433
2022-06-21 | 12 | 10074.8624
2022-06-21 | 13 | 10097.568
2022-06-21 | 14 | 10159.004
2022-06-21 | 15 | 10239.7694
2022-06-21 | 16 | 10206.2417
2022-06-21 | 17 | 10242.0693
2022-06-21 | 18 | 10254.7134
2022-06-21 | 19 | 10123.0507
2022-06-21 | 20 | 10015.257
2022-06-21 | 21 | 9952.6678
2022-06-21 | 22 | 9804.7727
2022-06-21 | 23 | 9616.3328
2022-06-21 | 24 | 9241.333
2022-06-22 | 1 | 8929.1685
2022-06-22 | 2 | 8708.1543
2022-06-22 | 3 | 8624.0014
2022-06-22 | 4 | 8580.1698
2022-06-22 | 5 | 8557.9194
2022-06-22 | 6 | 8660.363
2022-06-22 | 7 | 8924.4807
2022-06-22 | 8 | 9404.9641
2022-06-22 | 9 | 9750.7729
2022-06-22 | 10 | 9992.4332
2022-06-22 | 11 | 10188.254
2022-06-22 | 12 | 10359.6463
2022-06-22 | 13 | 10434.2373
2022-06-22 | 14 | 10575.0309
2022-06-22 | 15 | 10643.7338
2022-06-22 | 16 | 10741.7541
2022-06-22 | 17 | 10722.1682
2022-06-22 | 18 | 10707.0413
2022-06-22 | 19 | 10382.6851
2022-06-22 | 20 | 10269.3588
2022-06-22 | 21 | 10215.255
2022-06-22 | 22 | 10013.8441
2022-06-22 | 23 | 9850.2042
2022-06-22 | 24 | 9468.5921
2022-06-23 | 1 | 9165.5867
2022-06-23 | 2 | 8929.3838
2022-06-23 | 3 | 8804.2887
2022-06-23 | 4 | 8747.2904
2022-06-23 | 5 | 8775.8496
2022-06-23 | 6 | 8872.5479
2022-06-23 | 7 | 9069.9614
2022-06-23 | 8 | 9503.9026
2022-06-23 | 9 | 9797.18
2022-06-23 | 10 | 9934.0758
2022-06-23 | 11 | 10005.3689
2022-06-23 | 12 | 10043.0385
2022-06-23 | 13 | 10074.1414
2022-06-23 | 14 | 10064.2171
2022-06-23 | 15 | 10041.6286
2022-06-23 | 16 | 10070.8048
2022-06-23 | 17 | 10050.4001
2022-06-23 | 18 | 10005.3856
2022-06-23 | 19 | 9882.1457
2022-06-23 | 20 | 9722.7579
2022-06-23 | 21 | 9632.7163
2022-06-23 | 22 | 9482.3503
2022-06-23 | 23 | 9348.9867
2022-06-23 | 24 | 9060.9003
2022-06-24 | 1 | 8799.0195
2022-06-24 | 2 | 8629.2184
2022-06-24 | 3 | 8528.0815
2022-06-24 | 4 | 8484.9936
2022-06-24 | 5 | 8485.1363
2022-06-24 | 6 | 8576.4284
2022-06-24 | 7 | 8785.4297
2022-06-24 | 8 | 9223.902
2022-06-24 | 9 | 9531.1418
2022-06-24 | 10 | 9691.0224
2022-06-24 | 11 | 9773.2919
2022-06-24 | 12 | 9809.6746
2022-06-24 | 13 | 9805.9758
2022-06-24 | 14 | 9827.378
2022-06-24 | 15 | 9858.4511
2022-06-24 | 16 | 9820.1083
2022-06-24 | 17 | 9892.1212
2022-06-24 | 18 | 9819.7913
2022-06-24 | 19 | 9672.0019
2022-06-24 | 20 | 9566.1255
2022-06-24 | 21 | 9492.2757
2022-06-24 | 22 | 9359.0123
2022-06-24 | 23 | 9280.9664
2022-06-24 | 24 | 9005.3017
2022-06-25 | 1 | 8751.1255
2022-06-25 | 2 | 8555.3467
2022-06-25 | 3 | 8440.191
2022-06-25 | 4 | 8381.1868
2022-06-25 | 5 | 8355.8157
2022-06-25 | 6 | 8364.8728
2022-06-25 | 7 | 8384.1115
2022-06-25 | 8 | 8595.6568
2022-06-25 | 9 | 8829.9558
2022-06-25 | 10 | 9076.8495
2022-06-25 | 11 | 9226.6294
2022-06-25 | 12 | 9303.3468
2022-06-25 | 13 | 9316.7852
2022-06-25 | 14 | 9348.5431
2022-06-25 | 15 | 9290.5376
2022-06-25 | 16 | 9270.1815
2022-06-25 | 17 | 9344.6608
2022-06-25 | 18 | 9361.4756
2022-06-25 | 19 | 9331.556
2022-06-25 | 20 | 9272.3953
2022-06-25 | 21 | 9187.3913
2022-06-25 | 22 | 9084.1141
2022-06-25 | 23 | 9073.6659
2022-06-25 | 24 | 8860.6127
2022-06-26 | 1 | 8651.1546
2022-06-26 | 2 | 8489.1579
2022-06-26 | 3 | 8372.6527
2022-06-26 | 4 | 8315.3906
2022-06-26 | 5 | 8283.3188
2022-06-26 | 6 | 8263.5529
2022-06-26 | 7 | 8257.8173
2022-06-26 | 8 | 8420.2077
2022-06-26 | 9 | 8648.6884
2022-06-26 | 10 | 8849.296
2022-06-26 | 11 | 8970.9216
2022-06-26 | 12 | 9057.4061
2022-06-26 | 13 | 9081.8463
2022-06-26 | 14 | 9067.451
2022-06-26 | 15 | 9066.4794
2022-06-26 | 16 | 9078.7458
2022-06-26 | 17 | 9187.3353
2022-06-26 | 18 | 9276.2883
2022-06-26 | 19 | 9301.0823
2022-06-26 | 20 | 9250.9288
2022-06-26 | 21 | 9227.1277
2022-06-26 | 22 | 9104.0449
2022-06-26 | 23 | 9067.6494
2022-06-26 | 24 | 8803.027
2022-06-27 | 1 | 8569.7246
2022-06-27 | 2 | 8484.5481
2022-06-27 | 3 | 8406.4864
2022-06-27 | 4 | 8380.6114
2022-06-27 | 5 | 8380.7272
2022-06-27 | 6 | 8463.8517
2022-06-27 | 7 | 8689.4977
2022-06-27 | 8 | 9123.7531
2022-06-27 | 9 | 9443.9398
2022-06-27 | 10 | 9582.8756
2022-06-27 | 11 | 9627.437
2022-06-27 | 12 | 9625.1022
2022-06-27 | 13 | 9597.767
2022-06-27 | 14 | 9606.5747
2022-06-27 | 15 | 9600.4256
2022-06-27 | 16 | 9605.8155
2022-06-27 | 17 | 9651.8331
2022-06-27 | 18 | 9675.5818
2022-06-27 | 19 | 9575.8988
2022-06-27 | 20 | 9520.738
2022-06-27 | 21 | 9464.9838
2022-06-27 | 22 | 9345.5294
2022-06-27 | 23 | 9254.2773
2022-06-27 | 24 | 8948.5979
2022-06-28 | 1 | 8691.6256
2022-06-28 | 2 | 8538.9495
2022-06-28 | 3 | 8451.6852
2022-06-28 | 4 | 8424.0913
2022-06-28 | 5 | 8430.748
2022-06-28 | 6 | 8517.7931
2022-06-28 | 7 | 8727.9411
2022-06-28 | 8 | 9131.2196
2022-06-28 | 9 | 9435.5032
2022-06-28 | 10 | 9581.9767
2022-06-28 | 11 | 9656.6901
2022-06-28 | 12 | 9672.0234
2022-06-28 | 13 | 9666.1249
2022-06-28 | 14 | 9671.1959
2022-06-28 | 15 | 9670.944
2022-06-28 | 16 | 9685.1822
2022-06-28 | 17 | 9761.1616
2022-06-28 | 18 | 9766.6475
2022-06-28 | 19 | 9671.121
2022-06-28 | 20 | 9616.5213
2022-06-28 | 21 | 9571.929
2022-06-28 | 22 | 9436.3345
2022-06-28 | 23 | 9299.7883
2022-06-28 | 24 | 8984.0195
2022-06-29 | 1 | 8715.5404
2022-06-29 | 2 | 8540.0076
2022-06-29 | 3 | 8467.9469
2022-06-29 | 4 | 8445.9928
2022-06-29 | 5 | 8461.4368
2022-06-29 | 6 | 8580.319
2022-06-29 | 7 | 8795.0353
2022-06-29 | 8 | 9212.981
2022-06-29 | 9 | 9540.1413
2022-06-29 | 10 | 9720.4372
2022-06-29 | 11 | 9818.5158
2022-06-29 | 12 | 9894.8008
2022-06-29 | 13 | 9889.5687
2022-06-29 | 14 | 9942.86
2022-06-29 | 15 | 9943.6125
2022-06-29 | 16 | 9925.3524
2022-06-29 | 17 | 9976.8496
2022-06-29 | 18 | 9986.779
2022-06-29 | 19 | 9877.9264
2022-06-29 | 20 | 9825.699
2022-06-29 | 21 | 9779.8262
2022-06-29 | 22 | 9608.8953
2022-06-29 | 23 | 9424.4581
2022-06-29 | 24 | 9083.3872
2022-06-30 | 1 | 8818.4065
2022-06-30 | 2 | 8672.9138
2022-06-30 | 3 | 8566.8363
2022-06-30 | 4 | 8529.7282
2022-06-30 | 5 | 8540.4005
2022-06-30 | 6 | 8632.6696
2022-06-30 | 7 | 8872.3884
2022-06-30 | 8 | 9334.7379
2022-06-30 | 9 | 9696.8045
2022-06-30 | 10 | 9927.873
2022-06-30 | 11 | 10060.9864
2022-06-30 | 12 | 10130.3293
2022-06-30 | 13 | 10141.451
2022-06-30 | 14 | 10134.7207
2022-06-30 | 15 | 10154.0633
2022-06-30 | 16 | 10061.8178
2022-06-30 | 17 | 10057.8477
2022-06-30 | 18 | 10084.9125
2022-06-30 | 19 | 9952.3665
2022-06-30 | 20 | 9876.986
2022-06-30 | 21 | 9802.8175
2022-06-30 | 22 | 9663.8531
2022-06-30 | 23 | 9552.2909
2022-06-30 | 24 | 9254.8
2022-07-01 | 1 | 8945.4454
2022-07-01 | 2 | 8779.5858
2022-07-01 | 3 | 8663.9813
2022-07-01 | 4 | 8599.6523
2022-07-01 | 5 | 8557.3898
2022-07-01 | 6 | 8569.4348
2022-07-01 | 7 | 8607.9977
2022-07-01 | 8 | 8828.8267
2022-07-01 | 9 | 9063.1183
2022-07-01 | 10 | 9342.2517
2022-07-01 | 11 | 9513.5499
2022-07-01 | 12 | 9623.02
2022-07-01 | 13 | 9692.7375
2022-07-01 | 14 | 9660.7244
2022-07-01 | 15 | 9608.7529
2022-07-01 | 16 | 9597.3754
2022-07-01 | 17 | 9649.5762
2022-07-01 | 18 | 9690.4033
2022-07-01 | 19 | 9652.4965
2022-07-01 | 20 | 9579.0602
2022-07-01 | 21 | 9489.2114
2022-07-01 | 22 | 9379.1826
2022-07-01 | 23 | 9319.42
2022-07-01 | 24 | 9079.4743
2022-07-02 | 1 | 8838.2037
2022-07-02 | 2 | 8718.9223
2022-07-02 | 3 | 8600.8298
2022-07-02 | 4 | 8545.0873
2022-07-02 | 5 | 8520.3957
2022-07-02 | 6 | 8518.58
2022-07-02 | 7 | 8551.3461
2022-07-02 | 8 | 8763.1004
2022-07-02 | 9 | 9033.9366
2022-07-02 | 10 | 9324.9511
2022-07-02 | 11 | 9524.1933
2022-07-02 | 12 | 9668.7892
2022-07-02 | 13 | 9629.7791
2022-07-02 | 14 | 9665.7879
2022-07-02 | 15 | 9643.9273
2022-07-02 | 16 | 9700.2947
2022-07-02 | 17 | 9729.0133
2022-07-02 | 18 | 9792.1144
2022-07-02 | 19 | 9734.0693
2022-07-02 | 20 | 9679.6341
2022-07-02 | 21 | 9572.3241
2022-07-02 | 22 | 9442.5735
2022-07-02 | 23 | 9366.2455
2022-07-02 | 24 | 9125.3062
2022-07-03 | 1 | 8873.7858
2022-07-03 | 2 | 8718.6413
2022-07-03 | 3 | 8606.1842
2022-07-03 | 4 | 8546.7357
2022-07-03 | 5 | 8524.129
2022-07-03 | 6 | 8512.2143
2022-07-03 | 7 | 8531.4973
2022-07-03 | 8 | 8707.8968
2022-07-03 | 9 | 8943.1342
2022-07-03 | 10 | 9245.4763
2022-07-03 | 11 | 9483.0926
2022-07-03 | 12 | 9681.7242
2022-07-03 | 13 | 9776.956
2022-07-03 | 14 | 9865.3622
2022-07-03 | 15 | 9933.401
2022-07-03 | 16 | 10012.5361
2022-07-03 | 17 | 10088.4951
2022-07-03 | 18 | 10155.1026
2022-07-03 | 19 | 10073.2217
2022-07-03 | 20 | 9984.2563
2022-07-03 | 21 | 9904.5291
2022-07-03 | 22 | 9707.2628
2022-07-03 | 23 | 9566.2752
2022-07-03 | 24 | 9266.3539
2022-07-04 | 1 | 8999.9219
2022-07-04 | 2 | 8919.0791
2022-07-04 | 3 | 8821.4808
2022-07-04 | 4 | 8825.135
2022-07-04 | 5 | 8841.7797
2022-07-04 | 6 | 8882.8066
2022-07-04 | 7 | 9105.5567
2022-07-04 | 8 | 9568.4154
2022-07-04 | 9 | 9919.2858
2022-07-04 | 10 | 10152.9376
2022-07-04 | 11 | 10378.1462
2022-07-04 | 12 | 10510.8976
2022-07-04 | 13 | 10555.5495
2022-07-04 | 14 | 10602.2143
2022-07-04 | 15 | 10675.1252
2022-07-04 | 16 | 10666.5632
2022-07-04 | 17 | 10788.5269
2022-07-04 | 18 | 10610.7105
2022-07-04 | 19 | 10349.2274
2022-07-04 | 20 | 10231.2406
2022-07-04 | 21 | 10085.5456
2022-07-04 | 22 | 9885.4376
2022-07-04 | 23 | 9667.8733
2022-07-04 | 24 | 9307.6895
2022-07-05 | 1 | 9037.5246
2022-07-05 | 2 | 8837.3077
2022-07-05 | 3 | 8740.1532
2022-07-05 | 4 | 8703.4501
2022-07-05 | 5 | 8699.4603
2022-07-05 | 6 | 8777.1064
2022-07-05 | 7 | 9027.7352
2022-07-05 | 8 | 9492.3643
2022-07-05 | 9 | 9794.5956
2022-07-05 | 10 | 10001.4161
2022-07-05 | 11 | 10123.0085
2022-07-05 | 12 | 10248.3738
2022-07-05 | 13 | 10244.666
2022-07-05 | 14 | 10276.6109
2022-07-05 | 15 | 10382.0154
2022-07-05 | 16 | 10422.9745
2022-07-05 | 17 | 10393.8921
2022-07-05 | 18 | 10415.1625
2022-07-05 | 19 | 10217.7307
2022-07-05 | 20 | 10116.5163
2022-07-05 | 21 | 9963.3377
2022-07-05 | 22 | 9793.577
2022-07-05 | 23 | 9621.1513
2022-07-05 | 24 | 9289.5181
2022-07-06 | 1 | 8979.1915
2022-07-06 | 2 | 8792.2063
2022-07-06 | 3 | 8702.7499
2022-07-06 | 4 | 8669.1769
2022-07-06 | 5 | 8661.1668
2022-07-06 | 6 | 8744.0734
2022-07-06 | 7 | 8996.5439
2022-07-06 | 8 | 9464.0792
2022-07-06 | 9 | 9772.2349
2022-07-06 | 10 | 9932.6256
2022-07-06 | 11 | 10054.09
2022-07-06 | 12 | 10073.1945
2022-07-06 | 13 | 10030.4253
2022-07-06 | 14 | 10064.2947
2022-07-06 | 15 | 10109.2685
2022-07-06 | 16 | 10120.654
2022-07-06 | 17 | 10134.6078
2022-07-06 | 18 | 10110.1174
2022-07-06 | 19 | 9980.164
2022-07-06 | 20 | 9905.9713
2022-07-06 | 21 | 9804.6895
2022-07-06 | 22 | 9644.6381
2022-07-06 | 23 | 9545.443
2022-07-06 | 24 | 9186.2727
2022-07-07 | 1 | 8905.5421
2022-07-07 | 2 | 8766.6028
2022-07-07 | 3 | 8683.4195
2022-07-07 | 4 | 8651.5689
2022-07-07 | 5 | 8648.3132
2022-07-07 | 6 | 8711.3172
2022-07-07 | 7 | 8969.1176
2022-07-07 | 8 | 9419.8963
2022-07-07 | 9 | 9749.3468
2022-07-07 | 10 | 9944.0683
2022-07-07 | 11 | 10057.7059
2022-07-07 | 12 | 10080.9589
2022-07-07 | 13 | 10081.3279
2022-07-07 | 14 | 10113.0904
2022-07-07 | 15 | 10124.3707
2022-07-07 | 16 | 10110.1531
2022-07-07 | 17 | 10138.1632
2022-07-07 | 18 | 10201.6535
2022-07-07 | 19 | 10035.8773
2022-07-07 | 20 | 9923.4305
2022-07-07 | 21 | 9829.8142
2022-07-07 | 22 | 9673.401
2022-07-07 | 23 | 9588.6935
2022-07-07 | 24 | 9300.9326
2022-07-08 | 1 | 9014.4564
2022-07-08 | 2 | 8835.4432
2022-07-08 | 3 | 8742.0359
2022-07-08 | 4 | 8704.6516
2022-07-08 | 5 | 8698.7879
2022-07-08 | 6 | 8766.1048
2022-07-08 | 7 | 9018.3292
2022-07-08 | 8 | 9456.5069
2022-07-08 | 9 | 9812.0306
2022-07-08 | 10 | 10028.651
2022-07-08 | 11 | 10147.0864
2022-07-08 | 12 | 10253.2391
2022-07-08 | 13 | 10259.8182
2022-07-08 | 14 | 10349.3186
2022-07-08 | 15 | 10385.8555
2022-07-08 | 16 | 10334.7263
2022-07-08 | 17 | 10325.6733
2022-07-08 | 18 | 10279.7937
2022-07-08 | 19 | 10123.3096
2022-07-08 | 20 | 10019.64
2022-07-08 | 21 | 9927.7416
2022-07-08 | 22 | 9768.7468
2022-07-08 | 23 | 9674.0014
2022-07-08 | 24 | 9376.9762
2022-07-09 | 1 | 9101.5911
2022-07-09 | 2 | 8891.0769
2022-07-09 | 3 | 8771.582
2022-07-09 | 4 | 8686.2957
2022-07-09 | 5 | 8642.356
2022-07-09 | 6 | 8625.4665
2022-07-09 | 7 | 8691.8534
2022-07-09 | 8 | 8904.1339
2022-07-09 | 9 | 9147.7615
2022-07-09 | 10 | 9381.1676
2022-07-09 | 11 | 9537.8253
2022-07-09 | 12 | 9620.9095
2022-07-09 | 13 | 9630.469
2022-07-09 | 14 | 9604.0315
2022-07-09 | 15 | 9567.746
2022-07-09 | 16 | 9564.5168
2022-07-09 | 17 | 9598.1747
2022-07-09 | 18 | 9620.5523
2022-07-09 | 19 | 9561.9938
2022-07-09 | 20 | 9480.4056
2022-07-09 | 21 | 9399.6511
2022-07-09 | 22 | 9299.9814
2022-07-09 | 23 | 9291.291
2022-07-09 | 24 | 9066.2971
2022-07-10 | 1 | 8836.2373
2022-07-10 | 2 | 8691.6126
2022-07-10 | 3 | 8584.076
2022-07-10 | 4 | 8544.07
2022-07-10 | 5 | 8500.6904
2022-07-10 | 6 | 8462.4774
2022-07-10 | 7 | 8492.911
2022-07-10 | 8 | 8642.3654
2022-07-10 | 9 | 8846.2597
2022-07-10 | 10 | 9065.3933
2022-07-10 | 11 | 9217.7407
2022-07-10 | 12 | 9294.8588
2022-07-10 | 13 | 9350.2622
2022-07-10 | 14 | 9370.7911
2022-07-10 | 15 | 9376.2708
2022-07-10 | 16 | 9401.6051
2022-07-10 | 17 | 9505.809
2022-07-10 | 18 | 9588.2741
2022-07-10 | 19 | 9584.489
2022-07-10 | 20 | 9546.7514
2022-07-10 | 21 | 9517.5344
2022-07-10 | 22 | 9401.8537
2022-07-10 | 23 | 9332.7769
2022-07-10 | 24 | 9026.9884
2022-07-11 | 1 | 8787.172
2022-07-11 | 2 | 8702.5348
2022-07-11 | 3 | 8620.6868
2022-07-11 | 4 | 8592.2266
2022-07-11 | 5 | 8585.7585
2022-07-11 | 6 | 8663.4022
2022-07-11 | 7 | 8926.7736
2022-07-11 | 8 | 9358.0289
2022-07-11 | 9 | 9676.1228
2022-07-11 | 10 | 9844.7524
2022-07-11 | 11 | 9949.4196
2022-07-11 | 12 | 10064.49
2022-07-11 | 13 | 10064.2549
2022-07-11 | 14 | 10036.8142
2022-07-11 | 15 | 10057.4111
2022-07-11 | 16 | 10088.248
2022-07-11 | 17 | 10158.682
2022-07-11 | 18 | 10193.8832
2022-07-11 | 19 | 10082.7878
2022-07-11 | 20 | 9974.6116
2022-07-11 | 21 | 9914.0652
2022-07-11 | 22 | 9760.8003
2022-07-11 | 23 | 9595.375
2022-07-11 | 24 | 9245.3007
2022-07-12 | 1 | 8953.1348
2022-07-12 | 2 | 8761.5906
2022-07-12 | 3 | 8677.2673
2022-07-12 | 4 | 8637.7853
2022-07-12 | 5 | 8630.5973
2022-07-12 | 6 | 8705.9859
2022-07-12 | 7 | 8989.3051
2022-07-12 | 8 | 9447.2847
2022-07-12 | 9 | 9761.7039
2022-07-12 | 10 | 9930.0542
2022-07-12 | 11 | 10008.7895
2022-07-12 | 12 | 10070.6153
2022-07-12 | 13 | 10128.2994
2022-07-12 | 14 | 10147.8948
2022-07-12 | 15 | 10177.9368
2022-07-12 | 16 | 10203.1263
2022-07-12 | 17 | 10259.7628
2022-07-12 | 18 | 10176.1574
2022-07-12 | 19 | 10025.6848
2022-07-12 | 20 | 9926.2654
2022-07-12 | 21 | 9854.1211
2022-07-12 | 22 | 9720.0633
2022-07-12 | 23 | 9581.3079
2022-07-12 | 24 | 9217.753
2022-07-13 | 1 | 8946.1835
2022-07-13 | 2 | 8747.9078
2022-07-13 | 3 | 8662.4264
2022-07-13 | 4 | 8626.971
2022-07-13 | 5 | 8617.6781
2022-07-13 | 6 | 8684.9541
2022-07-13 | 7 | 8978.0874
2022-07-13 | 8 | 9434.1042
2022-07-13 | 9 | 9777.413
2022-07-13 | 10 | 9950.6956
2022-07-13 | 11 | 10041.8516
2022-07-13 | 12 | 10104.7607
2022-07-13 | 13 | 10113.1544
2022-07-13 | 14 | 10173.7053
2022-07-13 | 15 | 10203.2994
2022-07-13 | 16 | 10218.7517
2022-07-13 | 17 | 10225.1849
2022-07-13 | 18 | 10240.3228
2022-07-13 | 19 | 10046.285
2022-07-13 | 20 | 9919.6106
2022-07-13 | 21 | 9852.8685
2022-07-13 | 22 | 9726.5427
2022-07-13 | 23 | 9591.7796
2022-07-13 | 24 | 9227.5066
2022-07-14 | 1 | 8965.0141
2022-07-14 | 2 | 8835.5001
2022-07-14 | 3 | 8744.0453
2022-07-14 | 4 | 8693.3852
2022-07-14 | 5 | 8683.2607
2022-07-14 | 6 | 8740.0225
2022-07-14 | 7 | 9014.1733
2022-07-14 | 8 | 9466.1286
2022-07-14 | 9 | 9803.0988
2022-07-14 | 10 | 10038.2519
2022-07-14 | 11 | 10173.794
2022-07-14 | 12 | 10254.2393
2022-07-14 | 13 | 10318.7408
2022-07-14 | 14 | 10367.5244
2022-07-14 | 15 | 10337.6794
2022-07-14 | 16 | 10338.6291
2022-07-14 | 17 | 10319.7391
2022-07-14 | 18 | 10301.4894
2022-07-14 | 19 | 10162.6111
2022-07-14 | 20 | 10073.0319
2022-07-14 | 21 | 10031.0577
2022-07-14 | 22 | 9879.2796
2022-07-14 | 23 | 9675.1963
2022-07-14 | 24 | 9361.2255
2022-07-15 | 1 | 9052.9772
2022-07-15 | 2 | 8852.8596
2022-07-15 | 3 | 8741.7934
2022-07-15 | 4 | 8689.6358
2022-07-15 | 5 | 8685.5103
2022-07-15 | 6 | 8750.4843
2022-07-15 | 7 | 9028.561
2022-07-15 | 8 | 9497.0669
2022-07-15 | 9 | 9849.771
2022-07-15 | 10 | 10100.6468
2022-07-15 | 11 | 10283.4481
2022-07-15 | 12 | 10403.914
2022-07-15 | 13 | 10451.3053
2022-07-15 | 14 | 10552.5949
2022-07-15 | 15 | 10612.1986
2022-07-15 | 16 | 10648.2532
2022-07-15 | 17 | 10687.9902
2022-07-15 | 18 | 10658.4228
2022-07-15 | 19 | 10520.042
2022-07-15 | 20 | 10418.2655
2022-07-15 | 21 | 10271.4986
2022-07-15 | 22 | 10076.9793
2022-07-15 | 23 | 9882.283
2022-07-15 | 24 | 9526.6816
2022-07-16 | 1 | 9232.0031
2022-07-16 | 2 | 9114.3814
2022-07-16 | 3 | 8953.0197
2022-07-16 | 4 | 8874.3943
2022-07-16 | 5 | 8816.369
2022-07-16 | 6 | 8752.8114
2022-07-16 | 7 | 8836.155
2022-07-16 | 8 | 9097.5102
2022-07-16 | 9 | 9412.4286
2022-07-16 | 10 | 9816.18
2022-07-16 | 11 | 10135.8813
2022-07-16 | 12 | 10378.5461
2022-07-16 | 13 | 10444.27
2022-07-16 | 14 | 10565.1439
2022-07-16 | 15 | 10495.4454
2022-07-16 | 16 | 10433.8598
2022-07-16 | 17 | 10484.5893
2022-07-16 | 18 | 10450.4454
2022-07-16 | 19 | 10320.5023
2022-07-16 | 20 | 10205.583
2022-07-16 | 21 | 10048.3572
2022-07-16 | 22 | 9907.2796
2022-07-16 | 23 | 9761.2005
2022-07-16 | 24 | 9529.3328
2022-07-17 | 1 | 9252.7133
2022-07-17 | 2 | 9053.8895
2022-07-17 | 3 | 8918.9728
2022-07-17 | 4 | 8774.7567
2022-07-17 | 5 | 8774.1997
2022-07-17 | 6 | 8709.3124
2022-07-17 | 7 | 8755.2574
2022-07-17 | 8 | 8937.9785
2022-07-17 | 9 | 9144.8838
2022-07-17 | 10 | 9408.1234
2022-07-17 | 11 | 9619.0217
2022-07-17 | 12 | 9797.3212
2022-07-17 | 13 | 9913.5626
2022-07-17 | 14 | 9936.1059
2022-07-17 | 15 | 9838.3002
2022-07-17 | 16 | 9845.9928
2022-07-17 | 17 | 9946.97
2022-07-17 | 18 | 9985.9757
2022-07-17 | 19 | 9864.0233
2022-07-17 | 20 | 9815.9616
2022-07-17 | 21 | 9753.052
2022-07-17 | 22 | 9594.369
2022-07-17 | 23 | 9482.2647
2022-07-17 | 24 | 9198.6344
2022-07-18 | 1 | 8945.8622
2022-07-18 | 2 | 8835.2797
2022-07-18 | 3 | 8758.7586
2022-07-18 | 4 | 8711.7842
2022-07-18 | 5 | 8738.9023
2022-07-18 | 6 | 8777.8059
2022-07-18 | 7 | 9035.087
2022-07-18 | 8 | 9505.6195
2022-07-18 | 9 | 9848.3895
2022-07-18 | 10 | 10059.1398
2022-07-18 | 11 | 10170.5931
2022-07-18 | 12 | 10251.8658
2022-07-18 | 13 | 10305.44
2022-07-18 | 14 | 10320.131
2022-07-18 | 15 | 10355.9037
2022-07-18 | 16 | 10411.865
2022-07-18 | 17 | 10467.8304
2022-07-18 | 18 | 10481.5399
2022-07-18 | 19 | 10281.1114
2022-07-18 | 20 | 10214.9577
2022-07-18 | 21 | 10134.3203
2022-07-18 | 22 | 9944.7103
2022-07-18 | 23 | 9744.3281
2022-07-18 | 24 | 9365.4192
2022-07-19 | 1 | 9045.4443
2022-07-19 | 2 | 8825.3528
2022-07-19 | 3 | 8730.095
2022-07-19 | 4 | 8688.5161
2022-07-19 | 5 | 8746.6046
2022-07-19 | 6 | 8774.4286
2022-07-19 | 7 | 9055.9254
2022-07-19 | 8 | 9519.3295
2022-07-19 | 9 | 9832.4553
2022-07-19 | 10 | 10020.9531
2022-07-19 | 11 | 10148.7178
2022-07-19 | 12 | 10225.7047
2022-07-19 | 13 | 10259.4516
2022-07-19 | 14 | 10318.0661
2022-07-19 | 15 | 10329.8158
2022-07-19 | 16 | 10397.5958
2022-07-19 | 17 | 10466.1776
2022-07-19 | 18 | 10477.7912
2022-07-19 | 19 | 10254.6255
2022-07-19 | 20 | 10186.4479
2022-07-19 | 21 | 10074.9168
2022-07-19 | 22 | 9916.687
2022-07-19 | 23 | 9704.2737
2022-07-19 | 24 | 9350.6293
2022-07-20 | 1 | 9033.6702
2022-07-20 | 2 | 8824.121
2022-07-20 | 3 | 8714.5599
2022-07-20 | 4 | 8676.0213
2022-07-20 | 5 | 8757.0045
2022-07-20 | 6 | 8795.2225
2022-07-20 | 7 | 9064.8249
2022-07-20 | 8 | 9533.9212
2022-07-20 | 9 | 9892.8003
2022-07-20 | 10 | 10101.8337
2022-07-20 | 11 | 10241.6295
2022-07-20 | 12 | 10439.2786
2022-07-20 | 13 | 10505.9518
2022-07-20 | 14 | 10628.3558
2022-07-20 | 15 | 10756.7104
2022-07-20 | 16 | 10819.6239
2022-07-20 | 17 | 10902.3846
2022-07-20 | 18 | 10803.7877
2022-07-20 | 19 | 10669.5677
2022-07-20 | 20 | 10504.9563
2022-07-20 | 21 | 10335.9445
2022-07-20 | 22 | 10219.0638
2022-07-20 | 23 | 9985.2334
2022-07-20 | 24 | 9589.9027
2022-07-21 | 1 | 9266.7213
2022-07-21 | 2 | 9113.1578
2022-07-21 | 3 | 8942.9229
2022-07-21 | 4 | 8876.9119
2022-07-21 | 5 | 8894.4162
2022-07-21 | 6 | 8945.3416
2022-07-21 | 7 | 9183.0529
2022-07-21 | 8 | 9703.2124
2022-07-21 | 9 | 10076.6816
2022-07-21 | 10 | 10340.1396
2022-07-21 | 11 | 10400.8153
2022-07-21 | 12 | 10479.3607
2022-07-21 | 13 | 10465.8506
2022-07-21 | 14 | 10473.4564
2022-07-21 | 15 | 10479.8317
2022-07-21 | 16 | 10504.8916
2022-07-21 | 17 | 10508.7828
2022-07-21 | 18 | 10468.3477
2022-07-21 | 19 | 10349.0346
2022-07-21 | 20 | 10187.9122
2022-07-21 | 21 | 10080.9589
2022-07-21 | 22 | 9912.4003
2022-07-21 | 23 | 9676.1046
2022-07-21 | 24 | 9361.4651
2022-07-22 | 1 | 9092.7303
2022-07-22 | 2 | 8900.9122
2022-07-22 | 3 | 8796.9536
2022-07-22 | 4 | 8740.5771
2022-07-22 | 5 | 8762.0189
2022-07-22 | 6 | 8799.9553
2022-07-22 | 7 | 9063.5891
2022-07-22 | 8 | 9516.3923
2022-07-22 | 9 | 9835.4015
2022-07-22 | 10 | 10060.4614
2022-07-22 | 11 | 10194.661
2022-07-22 | 12 | 10310.7614
2022-07-22 | 13 | 10371.6738
2022-07-22 | 14 | 10407.0034
2022-07-22 | 15 | 10430.3869
2022-07-22 | 16 | 10449.2364
2022-07-22 | 17 | 10489.5568
2022-07-22 | 18 | 10471.4746
2022-07-22 | 19 | 10282.8381
2022-07-22 | 20 | 10179.9363
2022-07-22 | 21 | 10062.3771
2022-07-22 | 22 | 9937.6659
2022-07-22 | 23 | 9708.3629
2022-07-22 | 24 | 9373.5944
2022-07-23 | 1 | 9060.7115
2022-07-23 | 2 | 8898.0926
2022-07-23 | 3 | 8785.9726
2022-07-23 | 4 | 8716.7518
2022-07-23 | 5 | 8717.0977
2022-07-23 | 6 | 8648.1925
2022-07-23 | 7 | 8717.4549
2022-07-23 | 8 | 8943.3287
2022-07-23 | 9 | 9207.2957
2022-07-23 | 10 | 9518.851
2022-07-23 | 11 | 9757.1534
2022-07-23 | 12 | 9889.1563
2022-07-23 | 13 | 10000.8241
2022-07-23 | 14 | 10054.0938
2022-07-23 | 15 | 10048.1737
2022-07-23 | 16 | 10066.8214
2022-07-23 | 17 | 10058.7496
2022-07-23 | 18 | 10041.1985
2022-07-23 | 19 | 9941.5091
2022-07-23 | 20 | 9858.2112
2022-07-23 | 21 | 9783.7988
2022-07-23 | 22 | 9704.8357
2022-07-23 | 23 | 9596.328
2022-07-23 | 24 | 9316.4931
2022-07-24 | 1 | 9058.2835
2022-07-24 | 2 | 8870.6587
2022-07-24 | 3 | 8736.531
2022-07-24 | 4 | 8662.6913
2022-07-24 | 5 | 8681.455
2022-07-24 | 6 | 8591.3707
2022-07-24 | 7 | 8658.3143
2022-07-24 | 8 | 8840.6891
2022-07-24 | 9 | 9059.0247
2022-07-24 | 10 | 9370.0978
2022-07-24 | 11 | 9603.7176
2022-07-24 | 12 | 9779.305
2022-07-24 | 13 | 9961.2575
2022-07-24 | 14 | 10066.781
2022-07-24 | 15 | 10088.0324
2022-07-24 | 16 | 10157.577
2022-07-24 | 17 | 10275.8818
2022-07-24 | 18 | 10200.2215
2022-07-24 | 19 | 10077.7464
2022-07-24 | 20 | 10044.805
2022-07-24 | 21 | 9954.7737
2022-07-24 | 22 | 9798.0903
2022-07-24 | 23 | 9637.8732
2022-07-24 | 24 | 9299.0112
2022-07-25 | 1 | 9023.293
2022-07-25 | 2 | 8899.9133
2022-07-25 | 3 | 8794.0833
2022-07-25 | 4 | 8737.8487
2022-07-25 | 5 | 8770.501
2022-07-25 | 6 | 8792.7301
2022-07-25 | 7 | 9086.4684
2022-07-25 | 8 | 9563.8925
2022-07-25 | 9 | 9899.9789
2022-07-25 | 10 | 10113.2799
2022-07-25 | 11 | 10282.8012
2022-07-25 | 12 | 10415.3645
2022-07-25 | 13 | 10455.9707
2022-07-25 | 14 | 10481.6265
2022-07-25 | 15 | 10561.7518
2022-07-25 | 16 | 10654.7581
2022-07-25 | 17 | 10709.6021
2022-07-25 | 18 | 10685.2465
2022-07-25 | 19 | 10465.5361
2022-07-25 | 20 | 10362.7689
2022-07-25 | 21 | 10280.5959
2022-07-25 | 22 | 10169.3559
2022-07-25 | 23 | 9906.2882
2022-07-25 | 24 | 9486.9649
2022-07-26 | 1 | 9170.8904
2022-07-26 | 2 | 8990.1159
2022-07-26 | 3 | 8870.4694
2022-07-26 | 4 | 8832.0069
2022-07-26 | 5 | 8862.3708
2022-07-26 | 6 | 8855.6654
2022-07-26 | 7 | 9149.6735
2022-07-26 | 8 | 9618.7212
2022-07-26 | 9 | 9982.1381
2022-07-26 | 10 | 10256.4284
2022-07-26 | 11 | 10521.9653
2022-07-26 | 12 | 10724.4999
2022-07-26 | 13 | 10814.4464
2022-07-26 | 14 | 10921.5758
2022-07-26 | 15 | 10969.6511
2022-07-26 | 16 | 11014.54
2022-07-26 | 17 | 11018.6624
2022-07-26 | 18 | 10883.8581
2022-07-26 | 19 | 10744.9627
2022-07-26 | 20 | 10697.6223
2022-07-26 | 21 | 10577.768
2022-07-26 | 22 | 10320.1796
2022-07-26 | 23 | 10031.7623
2022-07-26 | 24 | 9653.6354
2022-07-27 | 1 | 9338.3028
2022-07-27 | 2 | 9072.8917
2022-07-27 | 3 | 8962.2279
2022-07-27 | 4 | 8912.5293
2022-07-27 | 5 | 8913.0808
2022-07-27 | 6 | 8899.3853
2022-07-27 | 7 | 9208.7893
2022-07-27 | 8 | 9694.9668
2022-07-27 | 9 | 10063.616
2022-07-27 | 10 | 10278.0444
2022-07-27 | 11 | 10445.4234
2022-07-27 | 12 | 10610.2098
2022-07-27 | 13 | 10752.959
2022-07-27 | 14 | 10878.653
2022-07-27 | 15 | 10937.6195
2022-07-27 | 16 | 10981.5073
2022-07-27 | 17 | 11064.0819
2022-07-27 | 18 | 11039.0623
2022-07-27 | 19 | 10848.8802
2022-07-27 | 20 | 10720.8777
2022-07-27 | 21 | 10553.5937
2022-07-27 | 22 | 10342.0576
2022-07-27 | 23 | 10114.5143
2022-07-27 | 24 | 9695.7041
2022-07-28 | 1 | 9388.4837
2022-07-28 | 2 | 9163.1792
2022-07-28 | 3 | 9026.7047
2022-07-28 | 4 | 8957.6051
2022-07-28 | 5 | 8973.8265
2022-07-28 | 6 | 8960.4057
2022-07-28 | 7 | 9256.4224
2022-07-28 | 8 | 9723.9181
2022-07-28 | 9 | 10027.9248
2022-07-28 | 10 | 10220.8039
2022-07-28 | 11 | 10322.4964
2022-07-28 | 12 | 10405.6096
2022-07-28 | 13 | 10419.9378
2022-07-28 | 14 | 10451.9369
2022-07-28 | 15 | 10463.4122
2022-07-28 | 16 | 10454.3233
2022-07-28 | 17 | 10408.5906
2022-07-28 | 18 | 10385.649
2022-07-28 | 19 | 10200.8261
2022-07-28 | 20 | 10087.1332
2022-07-28 | 21 | 9968.9461
2022-07-28 | 22 | 9906.8916
2022-07-28 | 23 | 9747.4299
2022-07-28 | 24 | 9414.2149
2022-07-29 | 1 | 9138.957
2022-07-29 | 2 | 8946.9343
2022-07-29 | 3 | 8822.9452
2022-07-29 | 4 | 8766.2167
2022-07-29 | 5 | 8793.1112
2022-07-29 | 6 | 8774.1864
2022-07-29 | 7 | 9087.076
2022-07-29 | 8 | 9534.3062
2022-07-29 | 9 | 9832.103
2022-07-29 | 10 | 9988.7517
2022-07-29 | 11 | 10068.9098
2022-07-29 | 12 | 10094.8032
2022-07-29 | 13 | 10087.6374
2022-07-29 | 14 | 10119.3892
2022-07-29 | 15 | 10152.9399
2022-07-29 | 16 | 10195.7694
2022-07-29 | 17 | 10226.777
2022-07-29 | 18 | 10180.6932
2022-07-29 | 19 | 10060.2858
2022-07-29 | 20 | 9993.2623
2022-07-29 | 21 | 9899.6863
2022-07-29 | 22 | 9827.6111
2022-07-29 | 23 | 9616.7348
2022-07-29 | 24 | 9289.383
2022-07-30 | 1 | 9049.7928
2022-07-30 | 2 | 8868.6496
2022-07-30 | 3 | 8752.0624
2022-07-30 | 4 | 8696.447
2022-07-30 | 5 | 8706.4317
2022-07-30 | 6 | 8693.2978
2022-07-30 | 7 | 8801.5949
2022-07-30 | 8 | 8906.6652
2022-07-30 | 9 | 9190.0724
2022-07-30 | 10 | 9526.99
2022-07-30 | 11 | 9781.4766
2022-07-30 | 12 | 10007.637
2022-07-30 | 13 | 10034.309
2022-07-30 | 14 | 10060.6379
2022-07-30 | 15 | 10139.9204
2022-07-30 | 16 | 10186.3315
2022-07-30 | 17 | 10243.4747
2022-07-30 | 18 | 10272.5069
2022-07-30 | 19 | 10172.7974
2022-07-30 | 20 | 10036.3021
2022-07-30 | 21 | 9910.1952
2022-07-30 | 22 | 9857.7238
2022-07-30 | 23 | 9658.2651
2022-07-30 | 24 | 9358.5191
2022-07-31 | 1 | 9141.2904
2022-07-31 | 2 | 8929.9961
2022-07-31 | 3 | 8790.9826
2022-07-31 | 4 | 8729.498
2022-07-31 | 5 | 8741.3133
2022-07-31 | 6 | 8719.1878
2022-07-31 | 7 | 8807.7219
2022-07-31 | 8 | 8894.3041
2022-07-31 | 9 | 9141.3558
2022-07-31 | 10 | 9485.9457
2022-07-31 | 11 | 9810.7075
2022-07-31 | 12 | 10176.3342
2022-07-31 | 13 | 10343.0887
2022-07-31 | 14 | 10400.9252
2022-07-31 | 15 | 10409.6219
2022-07-31 | 16 | 10447.5245
2022-07-31 | 17 | 10592.9099
2022-07-31 | 18 | 10698.4457
2022-07-31 | 19 | 10561.6313
2022-07-31 | 20 | 10458.2147
2022-07-31 | 21 | 10261.0632
2022-07-31 | 22 | 10104.3827
2022-07-31 | 23 | 9849.3083
2022-07-31 | 24 | 9473.5029
2022-08-01 | 1 | 9175.1613
2022-08-01 | 2 | 9004.8278
2022-08-01 | 3 | 8896.9635
2022-08-01 | 4 | 8823.3207
2022-08-01 | 5 | 8841.0776
2022-08-01 | 6 | 8821.8605
2022-08-01 | 7 | 8908.9895
2022-08-01 | 8 | 9058.0806
2022-08-01 | 9 | 9342.0166
2022-08-01 | 10 | 9692.5897
2022-08-01 | 11 | 9942.1947
2022-08-01 | 12 | 10088.3485
2022-08-01 | 13 | 10158.8096
2022-08-01 | 14 | 10223.3547
2022-08-01 | 15 | 10179.2798
2022-08-01 | 16 | 10210.3865
2022-08-01 | 17 | 10282.0026
2022-08-01 | 18 | 10246.9307
2022-08-01 | 19 | 10148.2358
2022-08-01 | 20 | 10053.8489
2022-08-01 | 21 | 9904.7362
2022-08-01 | 22 | 9876.4168
2022-08-01 | 23 | 9671.5802
2022-08-01 | 24 | 9371.6596
2022-08-02 | 1 | 9109.3197
2022-08-02 | 2 | 8954.0473
2022-08-02 | 3 | 8823.4893
2022-08-02 | 4 | 8761.3282
2022-08-02 | 5 | 8780.669
2022-08-02 | 6 | 8847.8102
2022-08-02 | 7 | 9170.2881
2022-08-02 | 8 | 9564.0139
2022-08-02 | 9 | 9902.3488
2022-08-02 | 10 | 10147.2033
2022-08-02 | 11 | 10360.3925
2022-08-02 | 12 | 10492.1222
2022-08-02 | 13 | 10521.5755
2022-08-02 | 14 | 10588.1659
2022-08-02 | 15 | 10591.2602
2022-08-02 | 16 | 10633.2859
2022-08-02 | 17 | 10698.6426
2022-08-02 | 18 | 10648.8924
2022-08-02 | 19 | 10490.8658
2022-08-02 | 20 | 10403.536
2022-08-02 | 21 | 10304.0882
2022-08-02 | 22 | 10140.0681
2022-08-02 | 23 | 9813.7417
2022-08-02 | 24 | 9407.8717
2022-08-03 | 1 | 9104.3306
2022-08-03 | 2 | 8902.4368
2022-08-03 | 3 | 8799.8051
2022-08-03 | 4 | 8754.2775
2022-08-03 | 5 | 8780.3515
2022-08-03 | 6 | 8852.662
2022-08-03 | 7 | 9198.0129
2022-08-03 | 8 | 9594.0935
2022-08-03 | 9 | 9952.495
2022-08-03 | 10 | 10217.0051
2022-08-03 | 11 | 10444.3327
2022-08-03 | 12 | 10588.57
2022-08-03 | 13 | 10662.1357
2022-08-03 | 14 | 10750.1453
2022-08-03 | 15 | 10834.956
2022-08-03 | 16 | 10907.5124
2022-08-03 | 17 | 10958.9665
2022-08-03 | 18 | 10899.7491
2022-08-03 | 19 | 10655.1886
2022-08-03 | 20 | 10552.9732
2022-08-03 | 21 | 10421.0574
2022-08-03 | 22 | 10346.9922
2022-08-03 | 23 | 10016.0089
2022-08-03 | 24 | 9654.5994
2022-08-04 | 1 | 9345.4856
2022-08-04 | 2 | 9128.6311
2022-08-04 | 3 | 9005.1812
2022-08-04 | 4 | 8926.7796
2022-08-04 | 5 | 8934.8227
2022-08-04 | 6 | 9010.5039
2022-08-04 | 7 | 9320.5277
2022-08-04 | 8 | 9688.1915
2022-08-04 | 9 | 10033.5241
2022-08-04 | 10 | 10318.8427
2022-08-04 | 11 | 10525.9833
2022-08-04 | 12 | 10636.5656
2022-08-04 | 13 | 10696.7986
2022-08-04 | 14 | 10793.4294
2022-08-04 | 15 | 10796.1992
2022-08-04 | 16 | 10877.1161
2022-08-04 | 17 | 10934.5149
2022-08-04 | 18 | 10889.2082
2022-08-04 | 19 | 10654.3296
2022-08-04 | 20 | 10518.5878
2022-08-04 | 21 | 10411.3918
2022-08-04 | 22 | 10249.8412
2022-08-04 | 23 | 9972.7059
2022-08-04 | 24 | 9626.4982
2022-08-05 | 1 | 9360.1251
2022-08-05 | 2 | 9113.2695
2022-08-05 | 3 | 8952.8318
2022-08-05 | 4 | 8886.6413
2022-08-05 | 5 | 8905.0776
2022-08-05 | 6 | 8985.9789
2022-08-05 | 7 | 9305.6296
2022-08-05 | 8 | 9682.2022
2022-08-05 | 9 | 10035.9278
2022-08-05 | 10 | 10316.8996
2022-08-05 | 11 | 10532.1111
2022-08-05 | 12 | 10747.7142
2022-08-05 | 13 | 10877.1046
2022-08-05 | 14 | 11038.4908
2022-08-05 | 15 | 11107.7012
2022-08-05 | 16 | 11252.3166
2022-08-05 | 17 | 11253.8303
2022-08-05 | 18 | 11132.2978
2022-08-05 | 19 | 10912.521
2022-08-05 | 20 | 10798.9352
2022-08-05 | 21 | 10600.6027
2022-08-05 | 22 | 10492.9815
2022-08-05 | 23 | 10199.0562
2022-08-05 | 24 | 9827.2126
2022-08-06 | 1 | 9511.3773
2022-08-06 | 2 | 9238.6448
2022-08-06 | 3 | 9057.0013
2022-08-06 | 4 | 9002.5633
2022-08-06 | 5 | 8989.3928
2022-08-06 | 6 | 8924.3821
2022-08-06 | 7 | 9037.6789
2022-08-06 | 8 | 9209.9233
2022-08-06 | 9 | 9464.4053
2022-08-06 | 10 | 9796.3631
2022-08-06 | 11 | 10027.0471
2022-08-06 | 12 | 10152.5683
2022-08-06 | 13 | 10226.3327
2022-08-06 | 14 | 10288.4569
2022-08-06 | 15 | 10296.3606
2022-08-06 | 16 | 10388.4482
2022-08-06 | 17 | 10352.5181
2022-08-06 | 18 | 10330.7821
2022-08-06 | 19 | 10230.6412
2022-08-06 | 20 | 10080.3234
2022-08-06 | 21 | 9936.1185
2022-08-06 | 22 | 9915.9667
2022-08-06 | 23 | 9661.3943
2022-08-06 | 24 | 9407.6239
2022-08-07 | 1 | 9150.5061
2022-08-07 | 2 | 8958.2601
2022-08-07 | 3 | 8823.3121
2022-08-07 | 4 | 8754.1718
2022-08-07 | 5 | 8735.8028
2022-08-07 | 6 | 8772.9078
2022-08-07 | 7 | 8860.7372
2022-08-07 | 8 | 8894.6435
2022-08-07 | 9 | 9120.4305
2022-08-07 | 10 | 9413.9456
2022-08-07 | 11 | 9640.7839
2022-08-07 | 12 | 9809.6662
2022-08-07 | 13 | 9908.3493
2022-08-07 | 14 | 9939.4664
2022-08-07 | 15 | 9944.4074
2022-08-07 | 16 | 10023.8834
2022-08-07 | 17 | 10080.6287
2022-08-07 | 18 | 10153.8372
2022-08-07 | 19 | 10086.7582
2022-08-07 | 20 | 10031.9412
2022-08-07 | 21 | 9915.1959
2022-08-07 | 22 | 9918.2412
2022-08-07 | 23 | 9651.5876
2022-08-07 | 24 | 9353.1632
2022-08-08 | 1 | 9087.7007
2022-08-08 | 2 | 8945.4578
2022-08-08 | 3 | 8833.936
2022-08-08 | 4 | 8791.556
2022-08-08 | 5 | 8860.1545
2022-08-08 | 6 | 9017.7133
2022-08-08 | 7 | 9400.1298
2022-08-08 | 8 | 9663.5972
2022-08-08 | 9 | 9970.5607
2022-08-08 | 10 | 10124.9351
2022-08-08 | 11 | 10220.1974
2022-08-08 | 12 | 10272.9059
2022-08-08 | 13 | 10287.0544
2022-08-08 | 14 | 10280.9156
2022-08-08 | 15 | 10308.1315
2022-08-08 | 16 | 10337.9917
2022-08-08 | 17 | 10462.2009
2022-08-08 | 18 | 10357.4976
2022-08-08 | 19 | 10232.6536
2022-08-08 | 20 | 10076.1722
2022-08-08 | 21 | 9998.0031
2022-08-08 | 22 | 10001.4518
2022-08-08 | 23 | 9741.9839
2022-08-08 | 24 | 9377.5606
2022-08-09 | 1 | 9090.4598
2022-08-09 | 2 | 8886.388
2022-08-09 | 3 | 8783.7048
2022-08-09 | 4 | 8732.9629
2022-08-09 | 5 | 8761.4578
2022-08-09 | 6 | 8899.7072
2022-08-09 | 7 | 9230.9723
2022-08-09 | 8 | 9539.8563
2022-08-09 | 9 | 9856.0846
2022-08-09 | 10 | 10037.6487
2022-08-09 | 11 | 10252.7254
2022-08-09 | 12 | 10322.1556
2022-08-09 | 13 | 10335.1563
2022-08-09 | 14 | 10503.1196
2022-08-09 | 15 | 10449.4664
2022-08-09 | 16 | 10506.9207
2022-08-09 | 17 | 10505.1584
2022-08-09 | 18 | 10477.055
2022-08-09 | 19 | 10304.4177
2022-08-09 | 20 | 10241.8689
2022-08-09 | 21 | 10166.8272
2022-08-09 | 22 | 10180.9989
2022-08-09 | 23 | 9957.6729
2022-08-09 | 24 | 9589.4151
2022-08-10 | 1 | 9270.7878
2022-08-10 | 2 | 9060.1728
2022-08-10 | 3 | 8942.7285
2022-08-10 | 4 | 8878.4794
2022-08-10 | 5 | 8874.3403
2022-08-10 | 6 | 9020.0191
2022-08-10 | 7 | 9339.4815
2022-08-10 | 8 | 9623.6837
2022-08-10 | 9 | 9962.6327
2022-08-10 | 10 | 10208.695
2022-08-10 | 11 | 10349.0497
2022-08-10 | 12 | 10437.3534
2022-08-10 | 13 | 10447.1444
2022-08-10 | 14 | 10478.5991
2022-08-10 | 15 | 10541.1218
2022-08-10 | 16 | 10550.4564
2022-08-10 | 17 | 10513.9972
2022-08-10 | 18 | 10566.1576
2022-08-10 | 19 | 10409.4699
2022-08-10 | 20 | 10374.7345
2022-08-10 | 21 | 10240.2859
2022-08-10 | 22 | 10263.9895
2022-08-10 | 23 | 9919.5213
2022-08-10 | 24 | 9496.5526
2022-08-11 | 1 | 9212.6849
2022-08-11 | 2 | 9053.2444
2022-08-11 | 3 | 8944.1579
2022-08-11 | 4 | 8892.5066
2022-08-11 | 5 | 8908.5256
2022-08-11 | 6 | 9038.4962
2022-08-11 | 7 | 9337.8759
2022-08-11 | 8 | 9649.8576
2022-08-11 | 9 | 9985.3825
2022-08-11 | 10 | 10187.741
2022-08-11 | 11 | 10319.6959
2022-08-11 | 12 | 10373.4734
2022-08-11 | 13 | 10418.7372
2022-08-11 | 14 | 10449.6413
2022-08-11 | 15 | 10467.0804
2022-08-11 | 16 | 10465.6327
2022-08-11 | 17 | 10461.4645
2022-08-11 | 18 | 10479.0626
2022-08-11 | 19 | 10212.332
2022-08-11 | 20 | 10054.1406
2022-08-11 | 21 | 9951.1681
2022-08-11 | 22 | 10000.5402
2022-08-11 | 23 | 9720.3058
2022-08-11 | 24 | 9418.9298
2022-08-12 | 1 | 9166.1145
2022-08-12 | 2 | 8969.9881
2022-08-12 | 3 | 8846.4858
2022-08-12 | 4 | 8782.8974
2022-08-12 | 5 | 8812.1086
2022-08-12 | 6 | 8953.5995
2022-08-12 | 7 | 9276.7657
2022-08-12 | 8 | 9585.7611
2022-08-12 | 9 | 9905.1772
2022-08-12 | 10 | 10108.8048
2022-08-12 | 11 | 10211.1794
2022-08-12 | 12 | 10271.2906
2022-08-12 | 13 | 10276.0959
2022-08-12 | 14 | 10329.5703
2022-08-12 | 15 | 10348.8876
2022-08-12 | 16 | 10382.7715
2022-08-12 | 17 | 10409.9657
2022-08-12 | 18 | 10423.115
2022-08-12 | 19 | 10241.5989
2022-08-12 | 20 | 10144.0139
2022-08-12 | 21 | 10071.1425
2022-08-12 | 22 | 10080.4439
2022-08-12 | 23 | 9780.3799
2022-08-12 | 24 | 9486.0394
2022-08-13 | 1 | 9209.8739
2022-08-13 | 2 | 8998.0627
2022-08-13 | 3 | 8890.3372
2022-08-13 | 4 | 8835.6137
2022-08-13 | 5 | 8824.2757
2022-08-13 | 6 | 8818.3264
2022-08-13 | 7 | 8929.5484
2022-08-13 | 8 | 8994.0273
2022-08-13 | 9 | 9300.0044
2022-08-13 | 10 | 9619.6015
2022-08-13 | 11 | 9861.7594
2022-08-13 | 12 | 9996.4812
2022-08-13 | 13 | 10109.201
2022-08-13 | 14 | 10184.2324
2022-08-13 | 15 | 10179.1399
2022-08-13 | 16 | 10202.3672
2022-08-13 | 17 | 10319.9067
2022-08-13 | 18 | 10334.1556
2022-08-13 | 19 | 10173.2448
2022-08-13 | 20 | 10102.4942
2022-08-13 | 21 | 9956.4439
2022-08-13 | 22 | 10008.83
2022-08-13 | 23 | 9828.9813
2022-08-13 | 24 | 9543.4163
2022-08-14 | 1 | 9344.4598
2022-08-14 | 2 | 9102.366
2022-08-14 | 3 | 8961.0991
2022-08-14 | 4 | 8876.384
2022-08-14 | 5 | 8837.9072
2022-08-14 | 6 | 8841.4564
2022-08-14 | 7 | 8883.2803
2022-08-14 | 8 | 8941.7573
2022-08-14 | 9 | 9170.7765
2022-08-14 | 10 | 9432.8839
2022-08-14 | 11 | 9632.3834
2022-08-14 | 12 | 9798.1998
2022-08-14 | 13 | 9913.2185
2022-08-14 | 14 | 9970.3503
2022-08-14 | 15 | 10005.6849
2022-08-14 | 16 | 10079.8308
2022-08-14 | 17 | 10180.0547
2022-08-14 | 18 | 10251.9294
2022-08-14 | 19 | 10119.9585
2022-08-14 | 20 | 10029.7165
2022-08-14 | 21 | 9911.123
2022-08-14 | 22 | 9932.1825
2022-08-14 | 23 | 9695.4588
2022-08-14 | 24 | 9414.1743
2022-08-15 | 1 | 9174.4082
2022-08-15 | 2 | 9008.974
2022-08-15 | 3 | 8883.269
2022-08-15 | 4 | 8834.9482
2022-08-15 | 5 | 8857.6754
2022-08-15 | 6 | 8967.3632
2022-08-15 | 7 | 9269.6647
2022-08-15 | 8 | 9592.9824
2022-08-15 | 9 | 9896.9305
2022-08-15 | 10 | 10076.3998
2022-08-15 | 11 | 10206.9319
2022-08-15 | 12 | 10305.2151
2022-08-15 | 13 | 10328.3325
2022-08-15 | 14 | 10384.9896
2022-08-15 | 15 | 10377.3941
2022-08-15 | 16 | 10431.7051
2022-08-15 | 17 | 10499.929
2022-08-15 | 18 | 10524.0891
2022-08-15 | 19 | 10314.6134
2022-08-15 | 20 | 10260.8982
2022-08-15 | 21 | 10110.7791
2022-08-15 | 22 | 10136.1491
2022-08-15 | 23 | 9788.9037
2022-08-15 | 24 | 9433.1491
2022-08-16 | 1 | 9139.1629
2022-08-16 | 2 | 8928.0905
2022-08-16 | 3 | 8827.9322
2022-08-16 | 4 | 8774.0779
2022-08-16 | 5 | 8822.8692
2022-08-16 | 6 | 8938.9888
2022-08-16 | 7 | 9232.2454
2022-08-16 | 8 | 9563.322
2022-08-16 | 9 | 9881.748
2022-08-16 | 10 | 10074.6801
2022-08-16 | 11 | 10177.7422
2022-08-16 | 12 | 10240.6397
2022-08-16 | 13 | 10288.7065
2022-08-16 | 14 | 10389.3229
2022-08-16 | 15 | 10449.8697
2022-08-16 | 16 | 10536.3199
2022-08-16 | 17 | 10577.6917
2022-08-16 | 18 | 10593.9576
2022-08-16 | 19 | 10356.194
2022-08-16 | 20 | 10225.0559
2022-08-16 | 21 | 10119.1862
2022-08-16 | 22 | 10112.457
2022-08-16 | 23 | 9832.8467
2022-08-16 | 24 | 9466.5632
2022-08-17 | 1 | 9100.9704
2022-08-17 | 2 | 8911.9256
2022-08-17 | 3 | 8814.6411
2022-08-17 | 4 | 8759.0896
2022-08-17 | 5 | 8797.9059
2022-08-17 | 6 | 8894.5318
2022-08-17 | 7 | 9185.1687
2022-08-17 | 8 | 9536.8048
2022-08-17 | 9 | 9867.2348
2022-08-17 | 10 | 10083.2938
2022-08-17 | 11 | 10290.3748
2022-08-17 | 12 | 10441.5535
2022-08-17 | 13 | 10510.8234
2022-08-17 | 14 | 10616.9396
2022-08-17 | 15 | 10599.0123
2022-08-17 | 16 | 10709.6421
2022-08-17 | 17 | 10760.8324
2022-08-17 | 18 | 10760.1671
2022-08-17 | 19 | 10567.7845
2022-08-17 | 20 | 10412.1725
2022-08-17 | 21 | 10281.7337
2022-08-17 | 22 | 10239.8603
2022-08-17 | 23 | 9845.3266
2022-08-17 | 24 | 9553.9963
2022-08-18 | 1 | 9181.4613
2022-08-18 | 2 | 9004.8685
2022-08-18 | 3 | 8897.8226
2022-08-18 | 4 | 8822.955
2022-08-18 | 5 | 8859.6702
2022-08-18 | 6 | 9020.268
2022-08-18 | 7 | 9294.3441
2022-08-18 | 8 | 9615.4297
2022-08-18 | 9 | 9935.1566
2022-08-18 | 10 | 10194.861
2022-08-18 | 11 | 10448.755
2022-08-18 | 12 | 10574.9526
2022-08-18 | 13 | 10648.165
2022-08-18 | 14 | 10735.4277
2022-08-18 | 15 | 10804.5476
2022-08-18 | 16 | 10873.4447
2022-08-18 | 17 | 10912.3215
2022-08-18 | 18 | 10849.393
2022-08-18 | 19 | 10700.4095
2022-08-18 | 20 | 10557.2875
2022-08-18 | 21 | 10325.5257
2022-08-18 | 22 | 10230.3341
2022-08-18 | 23 | 9844.2069
2022-08-18 | 24 | 9509.5406
2022-08-19 | 1 | 9183.7076
2022-08-19 | 2 | 8982.2867
2022-08-19 | 3 | 8870.6937
2022-08-19 | 4 | 8828.3619
2022-08-19 | 5 | 8850.8894
2022-08-19 | 6 | 9007.4058
2022-08-19 | 7 | 9277.2971
2022-08-19 | 8 | 9611.9791
2022-08-19 | 9 | 9948.0167
2022-08-19 | 10 | 10223.1771
2022-08-19 | 11 | 10425.3375
2022-08-19 | 12 | 10594.3359
2022-08-19 | 13 | 10722.5223
2022-08-19 | 14 | 10840.06
2022-08-19 | 15 | 10927.5003
2022-08-19 | 16 | 11005.01
2022-08-19 | 17 | 11044.8288
2022-08-19 | 18 | 11002.4485
2022-08-19 | 19 | 10792.3182
2022-08-19 | 20 | 10671.8178
2022-08-19 | 21 | 10448.6726
2022-08-19 | 22 | 10415.4575
2022-08-19 | 23 | 10034.2379
2022-08-19 | 24 | 9676.6685
2022-08-20 | 1 | 9381.6421
2022-08-20 | 2 | 9176.8967
2022-08-20 | 3 | 9041.6639
2022-08-20 | 4 | 8991.9717
2022-08-20 | 5 | 8974.5601
2022-08-20 | 6 | 9050.1356
2022-08-20 | 7 | 9122.6019
2022-08-20 | 8 | 9213.4077
2022-08-20 | 9 | 9526.8809
2022-08-20 | 10 | 9803.1361
2022-08-20 | 11 | 10049.5961
2022-08-20 | 12 | 10142.7922
2022-08-20 | 13 | 10065.2735
2022-08-20 | 14 | 10020.4613
2022-08-20 | 15 | 10014.1087
2022-08-20 | 16 | 10141.5975
2022-08-20 | 17 | 10236.0711
2022-08-20 | 18 | 10258.1626
2022-08-20 | 19 | 10159.6788
2022-08-20 | 20 | 10017.3733
2022-08-20 | 21 | 9967.5882
2022-08-20 | 22 | 9969.8066
2022-08-20 | 23 | 9695.2878
2022-08-20 | 24 | 9398
2022-08-21 | 1 | 9150.7722
2022-08-21 | 2 | 8991.7819
2022-08-21 | 3 | 8848.6353
2022-08-21 | 4 | 8772.8637
2022-08-21 | 5 | 8752.886
2022-08-21 | 6 | 8808.1547
2022-08-21 | 7 | 8855.0908
2022-08-21 | 8 | 8896.5739
2022-08-21 | 9 | 9141.0437
2022-08-21 | 10 | 9478.3872
2022-08-21 | 11 | 9755.4138
2022-08-21 | 12 | 9917.5472
2022-08-21 | 13 | 10042.9036
2022-08-21 | 14 | 10125.2336
2022-08-21 | 15 | 10103.4509
2022-08-21 | 16 | 10161.7053
2022-08-21 | 17 | 10255.7416
2022-08-21 | 18 | 10319.3639
2022-08-21 | 19 | 10220.9335
2022-08-21 | 20 | 10134.3891
2022-08-21 | 21 | 10024.9492
2022-08-21 | 22 | 10013.1043
2022-08-21 | 23 | 9720.6792
2022-08-21 | 24 | 9353.7136
2022-08-22 | 1 | 9107.015
2022-08-22 | 2 | 8983.0914
2022-08-22 | 3 | 8869.4399
2022-08-22 | 4 | 8791.5986
2022-08-22 | 5 | 8813.6727
2022-08-22 | 6 | 9003.9374
2022-08-22 | 7 | 9261.032
2022-08-22 | 8 | 9603.8178
2022-08-22 | 9 | 9942.6305
2022-08-22 | 10 | 10183.045
2022-08-22 | 11 | 10395.3136
2022-08-22 | 12 | 10540.0011
2022-08-22 | 13 | 10702.7067
2022-08-22 | 14 | 10737.7127
2022-08-22 | 15 | 10927.9579
2022-08-22 | 16 | 10929.5456
2022-08-22 | 17 | 10947.7529
2022-08-22 | 18 | 10935.9041
2022-08-22 | 19 | 10756.7146
2022-08-22 | 20 | 10579.344
2022-08-22 | 21 | 10459.4916
2022-08-22 | 22 | 10271.126
2022-08-22 | 23 | 9901.1734
2022-08-22 | 24 | 9494.096
2022-08-23 | 1 | 9201.5383
2022-08-23 | 2 | 8982.6683
2022-08-23 | 3 | 8872.0517
2022-08-23 | 4 | 8848.3325
2022-08-23 | 5 | 8856.6582
2022-08-23 | 6 | 9051.3178
2022-08-23 | 7 | 9294.9569
2022-08-23 | 8 | 9658.2388
2022-08-23 | 9 | 9957.4517
2022-08-23 | 10 | 10136.6119
2022-08-23 | 11 | 10301.4762
2022-08-23 | 12 | 10354.6784
2022-08-23 | 13 | 10406.8619
2022-08-23 | 14 | 10431.0152
2022-08-23 | 15 | 10480.3396
2022-08-23 | 16 | 10506.3428
2022-08-23 | 17 | 10578.8241
2022-08-23 | 18 | 10524.174
2022-08-23 | 19 | 10305.5175
2022-08-23 | 20 | 10161.1128
2022-08-23 | 21 | 10124.2582
2022-08-23 | 22 | 10107.6417
2022-08-23 | 23 | 9790.08
2022-08-23 | 24 | 9433.204
2022-08-24 | 1 | 9108.9361
2022-08-24 | 2 | 8920.2457
2022-08-24 | 3 | 8821.2681
2022-08-24 | 4 | 8777.7085
2022-08-24 | 5 | 8808.1099
2022-08-24 | 6 | 8971.3433
2022-08-24 | 7 | 9217.4344
2022-08-24 | 8 | 9560.3969
2022-08-24 | 9 | 9866.2306
2022-08-24 | 10 | 10027.107
2022-08-24 | 11 | 10142.0184
2022-08-24 | 12 | 10230.818
2022-08-24 | 13 | 10251.6604
2022-08-24 | 14 | 10307.9492
2022-08-24 | 15 | 10289.7711
2022-08-24 | 16 | 10323.7812
2022-08-24 | 17 | 10366.9447
2022-08-24 | 18 | 10370.8278
2022-08-24 | 19 | 10203.021
2022-08-24 | 20 | 10071.3547
2022-08-24 | 21 | 10064.8686
2022-08-24 | 22 | 10000.2137
2022-08-24 | 23 | 9668.4966
2022-08-24 | 24 | 9314.944
2022-08-25 | 1 | 9016.7525
2022-08-25 | 2 | 8881.4904
2022-08-25 | 3 | 8783.1208
2022-08-25 | 4 | 8738.3311
2022-08-25 | 5 | 8775.6837
2022-08-25 | 6 | 8926.4416
2022-08-25 | 7 | 9162.4414
2022-08-25 | 8 | 9514.4887
2022-08-25 | 9 | 9835.8934
2022-08-25 | 10 | 10087.1634
2022-08-25 | 11 | 10251.2447
2022-08-25 | 12 | 10339.729
2022-08-25 | 13 | 10422.5226
2022-08-25 | 14 | 10446.395
2022-08-25 | 15 | 10518.5842
2022-08-25 | 16 | 10553.0297
2022-08-25 | 17 | 10559.253
2022-08-25 | 18 | 10554.1281
2022-08-25 | 19 | 10400.4088
2022-08-25 | 20 | 10265.9737
2022-08-25 | 21 | 10180.8576
2022-08-25 | 22 | 10117.0094
2022-08-25 | 23 | 9767.3671
2022-08-25 | 24 | 9462.1614
2022-08-26 | 1 | 9167.2349
2022-08-26 | 2 | 8968.5232
2022-08-26 | 3 | 8851.473
2022-08-26 | 4 | 8800.4778
2022-08-26 | 5 | 8834.0343
2022-08-26 | 6 | 9010.6911
2022-08-26 | 7 | 9236.8611
2022-08-26 | 8 | 9583.1246
2022-08-26 | 9 | 9917.8457
2022-08-26 | 10 | 10106.8692
2022-08-26 | 11 | 10250.9202
2022-08-26 | 12 | 10349.6222
2022-08-26 | 13 | 10371.5271
2022-08-26 | 14 | 10387.1379
2022-08-26 | 15 | 10371.0256
2022-08-26 | 16 | 10490.5055
2022-08-26 | 17 | 10529.3008
2022-08-26 | 18 | 10513.8596
2022-08-26 | 19 | 10314.4961
2022-08-26 | 20 | 10161.8859
2022-08-26 | 21 | 10123.7441
2022-08-26 | 22 | 10088.2129
2022-08-26 | 23 | 9789.256
2022-08-26 | 24 | 9469.5033
2022-08-27 | 1 | 9196.0997
2022-08-27 | 2 | 8954.8084
2022-08-27 | 3 | 8840.9409
2022-08-27 | 4 | 8821.5395
2022-08-27 | 5 | 8800.5654
2022-08-27 | 6 | 8898.5673
2022-08-27 | 7 | 8928.8844
2022-08-27 | 8 | 9005.6276
2022-08-27 | 9 | 9239.1953
2022-08-27 | 10 | 9495.3998
2022-08-27 | 11 | 9692.3702
2022-08-27 | 12 | 9795.1341
2022-08-27 | 13 | 9805.7794
2022-08-27 | 14 | 9866.2524
2022-08-27 | 15 | 9812.8804
2022-08-27 | 16 | 9853.5297
2022-08-27 | 17 | 9899.3232
2022-08-27 | 18 | 9896.3965
2022-08-27 | 19 | 9864.35
2022-08-27 | 20 | 9739.0629
2022-08-27 | 21 | 9703.2052
2022-08-27 | 22 | 9637.5383
2022-08-27 | 23 | 9424.4344
2022-08-27 | 24 | 9175.7566
2022-08-28 | 1 | 8950.3825
2022-08-28 | 2 | 8775.6632
2022-08-28 | 3 | 8673.7971
2022-08-28 | 4 | 8605.2125
2022-08-28 | 5 | 8608.9234
2022-08-28 | 6 | 8682.2343
2022-08-28 | 7 | 8670.6566
2022-08-28 | 8 | 8738.6392
2022-08-28 | 9 | 8923.905
2022-08-28 | 10 | 9173.6369
2022-08-28 | 11 | 9366.5372
2022-08-28 | 12 | 9498.0314
2022-08-28 | 13 | 9601.223
2022-08-28 | 14 | 9664.7431
2022-08-28 | 15 | 9687.8474
2022-08-28 | 16 | 9735.7333
2022-08-28 | 17 | 9821.627
2022-08-28 | 18 | 9858.3775
2022-08-28 | 19 | 9802.7488
2022-08-28 | 20 | 9768.656
2022-08-28 | 21 | 9789.9475
2022-08-28 | 22 | 9725.2638
2022-08-28 | 23 | 9454.0045
2022-08-28 | 24 | 9132.2491
2022-08-29 | 1 | 8867.1626
2022-08-29 | 2 | 8755.6034
2022-08-29 | 3 | 8662.2983
2022-08-29 | 4 | 8607.8058
2022-08-29 | 5 | 8663.8285
2022-08-29 | 6 | 8836.7796
2022-08-29 | 7 | 9069.1396
2022-08-29 | 8 | 9416.3267
2022-08-29 | 9 | 9716.1387
2022-08-29 | 10 | 9906.7255
2022-08-29 | 11 | 10026.4095
2022-08-29 | 12 | 10101.5888
2022-08-29 | 13 | 10134.233
2022-08-29 | 14 | 10175.0494
2022-08-29 | 15 | 10196.3732
2022-08-29 | 16 | 10233.3967
2022-08-29 | 17 | 10308.3031
2022-08-29 | 18 | 10289.0781
2022-08-29 | 19 | 10108.8061
2022-08-29 | 20 | 10011.1415
2022-08-29 | 21 | 9998.7534
2022-08-29 | 22 | 9870.8462
2022-08-29 | 23 | 9523.0086
2022-08-29 | 24 | 9191.7294
2022-08-30 | 1 | 8919.3349
2022-08-30 | 2 | 8729.5957
2022-08-30 | 3 | 8649.0115
2022-08-30 | 4 | 8613.483
2022-08-30 | 5 | 8641.2881
2022-08-30 | 6 | 8808.8617
2022-08-30 | 7 | 9024.474
2022-08-30 | 8 | 9412.5039
2022-08-30 | 9 | 9708.1166
2022-08-30 | 10 | 9882.447
2022-08-30 | 11 | 9994.0588
2022-08-30 | 12 | 10116.1696
2022-08-30 | 13 | 10135.0835
2022-08-30 | 14 | 10207.1274
2022-08-30 | 15 | 10249.8179
2022-08-30 | 16 | 10327.2408
2022-08-30 | 17 | 10396.1103
2022-08-30 | 18 | 10386.7889
2022-08-30 | 19 | 10214.9911
2022-08-30 | 20 | 10111.883
2022-08-30 | 21 | 10104.0282
2022-08-30 | 22 | 9989.0883
2022-08-30 | 23 | 9704.3913
2022-08-30 | 24 | 9271.7208
2022-08-31 | 1 | 9036.2216
2022-08-31 | 2 | 8843.8362
2022-08-31 | 3 | 8735.0635
2022-08-31 | 4 | 8712.0624
2022-08-31 | 5 | 8727.5043
2022-08-31 | 6 | 8864.9218
2022-08-31 | 7 | 9085.15
2022-08-31 | 8 | 9473.0165
2022-08-31 | 9 | 9778.255
2022-08-31 | 10 | 9979.6981
2022-08-31 | 11 | 10100.2519
2022-08-31 | 12 | 10134.1856
2022-08-31 | 13 | 10142.5993
2022-08-31 | 14 | 10165.4996
2022-08-31 | 15 | 10148.5031
2022-08-31 | 16 | 10149.4173
2022-08-31 | 17 | 10156.9281
2022-08-31 | 18 | 10110.4509
2022-08-31 | 19 | 9963.9318
2022-08-31 | 20 | 9862.6078
2022-08-31 | 21 | 9921.3473
2022-08-31 | 22 | 9816.8912
2022-08-31 | 23 | 9510.2146
2022-08-31 | 24 | 9171.7533
2022-09-01 | 1 | 8893.1661
2022-09-01 | 2 | 8769.4697
2022-09-01 | 3 | 8677.0466
2022-09-01 | 4 | 8619.0741
2022-09-01 | 5 | 8646.8352
2022-09-01 | 6 | 8804.652
2022-09-01 | 7 | 8998.1835
2022-09-01 | 8 | 9378.4951
2022-09-01 | 9 | 9678.4907
2022-09-01 | 10 | 9816.9573
2022-09-01 | 11 | 9907.9129
2022-09-01 | 12 | 9929.8335
2022-09-01 | 13 | 9928.3895
2022-09-01 | 14 | 9925.0475
2022-09-01 | 15 | 9915.7368
2022-09-01 | 16 | 9906.3157
2022-09-01 | 17 | 9911.6594
2022-09-01 | 18 | 9919.5069
2022-09-01 | 19 | 9791.3391
2022-09-01 | 20 | 9719.51
2022-09-01 | 21 | 9813.3669
2022-09-01 | 22 | 9743.9832
2022-09-01 | 23 | 9448.1143
2022-09-01 | 24 | 9139.7139
2022-09-02 | 1 | 8901.1681
2022-09-02 | 2 | 8734.4532
2022-09-02 | 3 | 8645.4551
2022-09-02 | 4 | 8607.0781
2022-09-02 | 5 | 8634.1877
2022-09-02 | 6 | 8814.1842
2022-09-02 | 7 | 8998.9947
2022-09-02 | 8 | 9435.8809
2022-09-02 | 9 | 9654.8663
2022-09-02 | 10 | 9783.2916
2022-09-02 | 11 | 9903.8297
2022-09-02 | 12 | 9953.5911
2022-09-02 | 13 | 9985.7694
2022-09-02 | 14 | 10031.2882
2022-09-02 | 15 | 10064.6286
2022-09-02 | 16 | 10059.7383
2022-09-02 | 17 | 10094.9803
2022-09-02 | 18 | 10026.2014
2022-09-02 | 19 | 9901.3102
2022-09-02 | 20 | 9829.2858
2022-09-02 | 21 | 9855.635
2022-09-02 | 22 | 9751.3257
2022-09-02 | 23 | 9452.3046
2022-09-02 | 24 | 9122.9082
2022-09-03 | 1 | 8869.6938
2022-09-03 | 2 | 8701.0307
2022-09-03 | 3 | 8607.2372
2022-09-03 | 4 | 8555.5738
2022-09-03 | 5 | 8573.1899
2022-09-03 | 6 | 8667.0994
2022-09-03 | 7 | 8643.6501
2022-09-03 | 8 | 8840.5411
2022-09-03 | 9 | 9002.6557
2022-09-03 | 10 | 9259.7545
2022-09-03 | 11 | 9482.0585
2022-09-03 | 12 | 9600.7407
2022-09-03 | 13 | 9701.4117
2022-09-03 | 14 | 9730.9266
2022-09-03 | 15 | 9744.794
2022-09-03 | 16 | 9804.4587
2022-09-03 | 17 | 9876.9559
2022-09-03 | 18 | 9893.4713
2022-09-03 | 19 | 9845.8926
2022-09-03 | 20 | 9732.454
2022-09-03 | 21 | 9719.0488
2022-09-03 | 22 | 9567.8428
2022-09-03 | 23 | 9320.8328
2022-09-03 | 24 | 9053.1167
2022-09-04 | 1 | 8823.1259
2022-09-04 | 2 | 8730.2738
2022-09-04 | 3 | 8596.3423
2022-09-04 | 4 | 8539.2173
2022-09-04 | 5 | 8546.1979
2022-09-04 | 6 | 8652.4046
2022-09-04 | 7 | 8624.0312
2022-09-04 | 8 | 8810.1834
2022-09-04 | 9 | 9024.4593
2022-09-04 | 10 | 9321.7092
2022-09-04 | 11 | 9568.3495
2022-09-04 | 12 | 9697.2143
2022-09-04 | 13 | 9795.4506
2022-09-04 | 14 | 9830.7939
2022-09-04 | 15 | 9872.6613
2022-09-04 | 16 | 9896.7156
2022-09-04 | 17 | 9963.3049
2022-09-04 | 18 | 9974.0999
2022-09-04 | 19 | 9840.0893
2022-09-04 | 20 | 9721.9651
2022-09-04 | 21 | 9714.8557
2022-09-04 | 22 | 9634.0001
2022-09-04 | 23 | 9416.0348
2022-09-04 | 24 | 9134.1605
2022-09-05 | 1 | 8911.2168
2022-09-05 | 2 | 8777.175
2022-09-05 | 3 | 8647.6751
2022-09-05 | 4 | 8570.8498
2022-09-05 | 5 | 8586.3617
2022-09-05 | 6 | 8695.576
2022-09-05 | 7 | 8634.9533
2022-09-05 | 8 | 8808.4977
2022-09-05 | 9 | 9035.1187
2022-09-05 | 10 | 9288.619
2022-09-05 | 11 | 9463.4898
2022-09-05 | 12 | 9565.0114
2022-09-05 | 13 | 9602.0021
2022-09-05 | 14 | 9610.5072
2022-09-05 | 15 | 9575.8741
2022-09-05 | 16 | 9579.4323
2022-09-05 | 17 | 9605.2016
2022-09-05 | 18 | 9644.9481
2022-09-05 | 19 | 9530.6101
2022-09-05 | 20 | 9466.6481
2022-09-05 | 21 | 9553.9779
2022-09-05 | 22 | 9452.9435
2022-09-05 | 23 | 9256.5955
2022-09-05 | 24 | 9001.0461
2022-09-06 | 1 | 8780.1702
2022-09-06 | 2 | 8667.7531
2022-09-06 | 3 | 8564.7862
2022-09-06 | 4 | 8519.9339
2022-09-06 | 5 | 8551.9228
2022-09-06 | 6 | 8715.0096
2022-09-06 | 7 | 8880.4393
2022-09-06 | 8 | 9338.7124
2022-09-06 | 9 | 9605.4855
2022-09-06 | 10 | 9752.849
2022-09-06 | 11 | 9846.352
2022-09-06 | 12 | 9916.8716
2022-09-06 | 13 | 9910.167
2022-09-06 | 14 | 9941.0162
2022-09-06 | 15 | 9980.4536
2022-09-06 | 16 | 10037.2174
2022-09-06 | 17 | 10031.8954
2022-09-06 | 18 | 10054.506
2022-09-06 | 19 | 9929.3977
2022-09-06 | 20 | 9823.0837
2022-09-06 | 21 | 9852.2635
2022-09-06 | 22 | 9691.3047
2022-09-06 | 23 | 9421.1892
2022-09-06 | 24 | 9092.812
2022-09-07 | 1 | 8828.1054
2022-09-07 | 2 | 8600.4675
2022-09-07 | 3 | 8515.9512
2022-09-07 | 4 | 8484.2674
2022-09-07 | 5 | 8523.3013
2022-09-07 | 6 | 8692.0543
2022-09-07 | 7 | 8943.3806
2022-09-07 | 8 | 9409.8336
2022-09-07 | 9 | 9613.5041
2022-09-07 | 10 | 9801.2359
2022-09-07 | 11 | 9946.3001
2022-09-07 | 12 | 10156.811
2022-09-07 | 13 | 10306.5222
2022-09-07 | 14 | 10452.2882
2022-09-07 | 15 | 10557.3045
2022-09-07 | 16 | 10645.752
2022-09-07 | 17 | 10773.8075
2022-09-07 | 18 | 10752.653
2022-09-07 | 19 | 10540.5796
2022-09-07 | 20 | 10326.6035
2022-09-07 | 21 | 10151.4591
2022-09-07 | 22 | 9895.2064
2022-09-07 | 23 | 9563.3135
2022-09-07 | 24 | 9197.8719
2022-09-08 | 1 | 8903.5059
2022-09-08 | 2 | 8765.665
2022-09-08 | 3 | 8667.1829
2022-09-08 | 4 | 8614.5789
2022-09-08 | 5 | 8654.0108
2022-09-08 | 6 | 8826.6216
2022-09-08 | 7 | 9082.2175
2022-09-08 | 8 | 9510.5903
2022-09-08 | 9 | 9748.1795
2022-09-08 | 10 | 9958.0129
2022-09-08 | 11 | 10162.1016
2022-09-08 | 12 | 10270.5279
2022-09-08 | 13 | 10349.197
2022-09-08 | 14 | 10418.1883
2022-09-08 | 15 | 10405.434
2022-09-08 | 16 | 10501.1056
2022-09-08 | 17 | 10447.5414
2022-09-08 | 18 | 10417.7389
2022-09-08 | 19 | 10173.3321
2022-09-08 | 20 | 9958.058
2022-09-08 | 21 | 9982.9897
2022-09-08 | 22 | 9739.12
2022-09-08 | 23 | 9460.0671
2022-09-08 | 24 | 9154.8264
2022-09-09 | 1 | 8886.9203
2022-09-09 | 2 | 8709.0066
2022-09-09 | 3 | 8608.6179
2022-09-09 | 4 | 8569.8822
2022-09-09 | 5 | 8599.0558
2022-09-09 | 6 | 8755.9093
2022-09-09 | 7 | 9014.2861
2022-09-09 | 8 | 9430.0307
2022-09-09 | 9 | 9636.8917
2022-09-09 | 10 | 9845.5702
2022-09-09 | 11 | 10010.7944
2022-09-09 | 12 | 10129.2495
2022-09-09 | 13 | 10184.4301
2022-09-09 | 14 | 10303.4521
2022-09-09 | 15 | 10319.1497
2022-09-09 | 16 | 10369.1714
2022-09-09 | 17 | 10429.1251
2022-09-09 | 18 | 10327.6192
2022-09-09 | 19 | 10107.3552
2022-09-09 | 20 | 9980.323
2022-09-09 | 21 | 10016.9882
2022-09-09 | 22 | 9811.4493
2022-09-09 | 23 | 9522.7613
2022-09-09 | 24 | 9172.5779
2022-09-10 | 1 | 8911.2914
2022-09-10 | 2 | 8726.2294
2022-09-10 | 3 | 8592.331
2022-09-10 | 4 | 8507.2423
2022-09-10 | 5 | 8502.6621
2022-09-10 | 6 | 8585.6193
2022-09-10 | 7 | 8620.6558
2022-09-10 | 8 | 8827.6225
2022-09-10 | 9 | 8974.5901
2022-09-10 | 10 | 9266.7608
2022-09-10 | 11 | 9513.1916
2022-09-10 | 12 | 9677.2803
2022-09-10 | 13 | 9884.6649
2022-09-10 | 14 | 9994.3002
2022-09-10 | 15 | 9920.614
2022-09-10 | 16 | 9996.9357
2022-09-10 | 17 | 10043.6893
2022-09-10 | 18 | 10098.5079
2022-09-10 | 19 | 9957.5197
2022-09-10 | 20 | 9759.9482
2022-09-10 | 21 | 9703.6804
2022-09-10 | 22 | 9545.8822
2022-09-10 | 23 | 9362.5215
2022-09-10 | 24 | 9098.0194
2022-09-11 | 1 | 8822.5648
2022-09-11 | 2 | 8690.048
2022-09-11 | 3 | 8583.9002
2022-09-11 | 4 | 8478.361
2022-09-11 | 5 | 8486.4558
2022-09-11 | 6 | 8564.2093
2022-09-11 | 7 | 8658.3723
2022-09-11 | 8 | 8812.9186
2022-09-11 | 9 | 8828.9078
2022-09-11 | 10 | 9120.8615
2022-09-11 | 11 | 9407.7427
2022-09-11 | 12 | 9653.821
2022-09-11 | 13 | 9887.6457
2022-09-11 | 14 | 10087.2581
2022-09-11 | 15 | 10146.5237
2022-09-11 | 16 | 10196.1616
2022-09-11 | 17 | 10325.9336
2022-09-11 | 18 | 10259.8679
2022-09-11 | 19 | 10003.9628
2022-09-11 | 20 | 9878.7154
2022-09-11 | 21 | 9906.3659
2022-09-11 | 22 | 9791.4924
2022-09-11 | 23 | 9543.0585
2022-09-11 | 24 | 9174.0583
2022-09-12 | 1 | 8964.299
2022-09-12 | 2 | 8786.8801
2022-09-12 | 3 | 8675.3384
2022-09-12 | 4 | 8631.9681
2022-09-12 | 5 | 8726.551
2022-09-12 | 6 | 8875.9486
2022-09-12 | 7 | 9203.6322
2022-09-12 | 8 | 9623.128
2022-09-12 | 9 | 9696.2787
2022-09-12 | 10 | 9826.7034
2022-09-12 | 11 | 9887.7926
2022-09-12 | 12 | 9930.3554
2022-09-12 | 13 | 9933.3178
2022-09-12 | 14 | 9930.2536
2022-09-12 | 15 | 9908.5332
2022-09-12 | 16 | 9909.2433
2022-09-12 | 17 | 9916.0193
2022-09-12 | 18 | 9903.3583
2022-09-12 | 19 | 9777.2607
2022-09-12 | 20 | 9705.023
2022-09-12 | 21 | 9823.125
2022-09-12 | 22 | 9650.3836
2022-09-12 | 23 | 9328.8332
2022-09-12 | 24 | 8990.1632
2022-09-13 | 1 | 8727.0935
2022-09-13 | 2 | 8549.8804
2022-09-13 | 3 | 8501.905
2022-09-13 | 4 | 8450.1834
2022-09-13 | 5 | 8481.5084
2022-09-13 | 6 | 8637.8443
2022-09-13 | 7 | 8969.0757
2022-09-13 | 8 | 9416.3731
2022-09-13 | 9 | 9567.1183
2022-09-13 | 10 | 9689.3392
2022-09-13 | 11 | 9726.8901
2022-09-13 | 12 | 9738.8038
2022-09-13 | 13 | 9778.3999
2022-09-13 | 14 | 9745.9145
2022-09-13 | 15 | 9749.2128
2022-09-13 | 16 | 9826.1704
2022-09-13 | 17 | 9866.679
2022-09-13 | 18 | 9865.4738
2022-09-13 | 19 | 9745.4081
2022-09-13 | 20 | 9686.9917
2022-09-13 | 21 | 9830.2581
2022-09-13 | 22 | 9679.2982
2022-09-13 | 23 | 9384.2427
2022-09-13 | 24 | 9013.7257
2022-09-14 | 1 | 8778.9711
2022-09-14 | 2 | 8588.4102
2022-09-14 | 3 | 8504.931
2022-09-14 | 4 | 8472.0926
2022-09-14 | 5 | 8491.5631
2022-09-14 | 6 | 8639.5396
2022-09-14 | 7 | 8979.4779
2022-09-14 | 8 | 9397.3316
2022-09-14 | 9 | 9518.4323
2022-09-14 | 10 | 9687.8229
2022-09-14 | 11 | 9748.2875
2022-09-14 | 12 | 9805.6279
2022-09-14 | 13 | 9830.1698
2022-09-14 | 14 | 9854.0782
2022-09-14 | 15 | 9869.18
2022-09-14 | 16 | 9914.6976
2022-09-14 | 17 | 9948.1789
2022-09-14 | 18 | 9946.7285
2022-09-14 | 19 | 9817.9096
2022-09-14 | 20 | 9699.524
2022-09-14 | 21 | 9821.0319
2022-09-14 | 22 | 9672.5543
2022-09-14 | 23 | 9343.1881
2022-09-14 | 24 | 9015.2124
2022-09-15 | 1 | 8751.7472
2022-09-15 | 2 | 8624.9684
2022-09-15 | 3 | 8561.4612
2022-09-15 | 4 | 8507.4369
2022-09-15 | 5 | 8533.5214
2022-09-15 | 6 | 8713.1134
2022-09-15 | 7 | 9037.3394
2022-09-15 | 8 | 9446.0531
2022-09-15 | 9 | 9607.9806
2022-09-15 | 10 | 9760.0853
2022-09-15 | 11 | 9860.4745
2022-09-15 | 12 | 9912.6537
2022-09-15 | 13 | 9935.6248
2022-09-15 | 14 | 9942.8216
2022-09-15 | 15 | 9925.8916
2022-09-15 | 16 | 9933.6191
2022-09-15 | 17 | 9921.2909
2022-09-15 | 18 | 9876.3196
2022-09-15 | 19 | 9709.4421
2022-09-15 | 20 | 9636.4395
2022-09-15 | 21 | 9725.3001
2022-09-15 | 22 | 9581.816
2022-09-15 | 23 | 9313.7873
2022-09-15 | 24 | 9018.5487
2022-09-16 | 1 | 8769.9307
2022-09-16 | 2 | 8614.7984
2022-09-16 | 3 | 8521.8399
2022-09-16 | 4 | 8479.8494
2022-09-16 | 5 | 8508.5072
2022-09-16 | 6 | 8666.0959
2022-09-16 | 7 | 8980.0518
2022-09-16 | 8 | 9395.1285
2022-09-16 | 9 | 9555.1733
2022-09-16 | 10 | 9718.5693
2022-09-16 | 11 | 9752.7221
2022-09-16 | 12 | 9816.2801
2022-09-16 | 13 | 9818.053
2022-09-16 | 14 | 9813.8899
2022-09-16 | 15 | 9798.8603
2022-09-16 | 16 | 9787.4055
2022-09-16 | 17 | 9783.2399
2022-09-16 | 18 | 9758.8243
2022-09-16 | 19 | 9670.9084
2022-09-16 | 20 | 9634.7361
2022-09-16 | 21 | 9751.1869
2022-09-16 | 22 | 9614.6222
2022-09-16 | 23 | 9356.1931
2022-09-16 | 24 | 9058.6326
2022-09-17 | 1 | 8798.9996
2022-09-17 | 2 | 8621.2832
2022-09-17 | 3 | 8528.629
2022-09-17 | 4 | 8477.9547
2022-09-17 | 5 | 8464.8914
2022-09-17 | 6 | 8545.3377
2022-09-17 | 7 | 8679.6239
2022-09-17 | 8 | 8879.8054
2022-09-17 | 9 | 8929.3681
2022-09-17 | 10 | 9140.0487
2022-09-17 | 11 | 9246.4227
2022-09-17 | 12 | 9288.507
2022-09-17 | 13 | 9267.4011
2022-09-17 | 14 | 9298.7666
2022-09-17 | 15 | 9284.1101
2022-09-17 | 16 | 9285.9957
2022-09-17 | 17 | 9384.8216
2022-09-17 | 18 | 9421.9768
2022-09-17 | 19 | 9391.1262
2022-09-17 | 20 | 9377.9067
2022-09-17 | 21 | 9474.6432
2022-09-17 | 22 | 9371.7385
2022-09-17 | 23 | 9177.3514
2022-09-17 | 24 | 8929.1473
2022-09-18 | 1 | 8712.5951
2022-09-18 | 2 | 8546.5985
2022-09-18 | 3 | 8441.7148
2022-09-18 | 4 | 8386.2729
2022-09-18 | 5 | 8395.7631
2022-09-18 | 6 | 8450.5196
2022-09-18 | 7 | 8586.956
2022-09-18 | 8 | 8693.931
2022-09-18 | 9 | 8732.9234
2022-09-18 | 10 | 8952.978
2022-09-18 | 11 | 9118.6983
2022-09-18 | 12 | 9210.1018
2022-09-18 | 13 | 9283.5097
2022-09-18 | 14 | 9282.924
2022-09-18 | 15 | 9262.2127
2022-09-18 | 16 | 9298.6509
2022-09-18 | 17 | 9354.5316
2022-09-18 | 18 | 9441.0747
2022-09-18 | 19 | 9450.952
2022-09-18 | 20 | 9459.7414
2022-09-18 | 21 | 9555.27
2022-09-18 | 22 | 9424.8173
2022-09-18 | 23 | 9189.2219
2022-09-18 | 24 | 8908.8387
2022-09-19 | 1 | 8670.3911
2022-09-19 | 2 | 8577.4134
2022-09-19 | 3 | 8480.3345
2022-09-19 | 4 | 8440.6784
2022-09-19 | 5 | 8467.713
2022-09-19 | 6 | 8640.799
2022-09-19 | 7 | 9019.665
2022-09-19 | 8 | 9452.6892
2022-09-19 | 9 | 9590.6165
2022-09-19 | 10 | 9722.9159
2022-09-19 | 11 | 9763.4817
2022-09-19 | 12 | 9785.8917
2022-09-19 | 13 | 9788.9765
2022-09-19 | 14 | 9719.2757
2022-09-19 | 15 | 9701.5255
2022-09-19 | 16 | 9729.4578
2022-09-19 | 17 | 9756.2911
2022-09-19 | 18 | 9795.467
2022-09-19 | 19 | 9752.923
2022-09-19 | 20 | 9786.4177
2022-09-19 | 21 | 9858.901
2022-09-19 | 22 | 9702.0987
2022-09-19 | 23 | 9416.5524
2022-09-19 | 24 | 9088.8423
2022-09-20 | 1 | 8841.8344
2022-09-20 | 2 | 8687.1764
2022-09-20 | 3 | 8634.6204
2022-09-20 | 4 | 8620.0574
2022-09-20 | 5 | 8665.9044
2022-09-20 | 6 | 8822.3284
2022-09-20 | 7 | 9167.1705
2022-09-20 | 8 | 9578.6649
2022-09-20 | 9 | 9747.4178
2022-09-20 | 10 | 9890.5196
2022-09-20 | 11 | 9926.1933
2022-09-20 | 12 | 9934.0726
2022-09-20 | 13 | 9917.9281
2022-09-20 | 14 | 9922.9388
2022-09-20 | 15 | 9913.4665
2022-09-20 | 16 | 9922.4778
2022-09-20 | 17 | 9940.2121
2022-09-20 | 18 | 10016.7224
2022-09-20 | 19 | 9983.5096
2022-09-20 | 20 | 10031.7173
2022-09-20 | 21 | 10146.482
2022-09-20 | 22 | 9966.7428
2022-09-20 | 23 | 9670.2526
2022-09-20 | 24 | 9319.4096
2022-09-21 | 1 | 9046.4923
2022-09-21 | 2 | 8862.033
2022-09-21 | 3 | 8775.2613
2022-09-21 | 4 | 8744.9151
2022-09-21 | 5 | 8766.6847
2022-09-21 | 6 | 8903.2691
2022-09-21 | 7 | 9241.0876
2022-09-21 | 8 | 9634.4246
2022-09-21 | 9 | 9830.5605
2022-09-21 | 10 | 9962.8095
2022-09-21 | 11 | 9986.3993
2022-09-21 | 12 | 9980.4078
2022-09-21 | 13 | 9920.8778
2022-09-21 | 14 | 9901.7476
2022-09-21 | 15 | 9870.7059
2022-09-21 | 16 | 9867.2731
2022-09-21 | 17 | 9927.4591
2022-09-21 | 18 | 9938.6727
2022-09-21 | 19 | 9928.6192
2022-09-21 | 20 | 10009.22
2022-09-21 | 21 | 10104.1432
2022-09-21 | 22 | 9971.0432
2022-09-21 | 23 | 9669.9049
2022-09-21 | 24 | 9305.747
2022-09-22 | 1 | 9060.2999
2022-09-22 | 2 | 8932.4909
2022-09-22 | 3 | 8844.827
2022-09-22 | 4 | 8811.0871
2022-09-22 | 5 | 8820.929
2022-09-22 | 6 | 8948.4581
2022-09-22 | 7 | 9271.1544
2022-09-22 | 8 | 9620.6924
2022-09-22 | 9 | 9787.4482
2022-09-22 | 10 | 9886.051
2022-09-22 | 11 | 9869.4727
2022-09-22 | 12 | 9843.0927
2022-09-22 | 13 | 9819.4826
2022-09-22 | 14 | 9794.8073
2022-09-22 | 15 | 9767.1603
2022-09-22 | 16 | 9739.1554
2022-09-22 | 17 | 9733.2485
2022-09-22 | 18 | 9662.151
2022-09-22 | 19 | 9631.1525
2022-09-22 | 20 | 9661.6354
2022-09-22 | 21 | 9736.2069
2022-09-22 | 22 | 9605.4608
2022-09-22 | 23 | 9353.3475
2022-09-22 | 24 | 9045.9039
2022-09-23 | 1 | 8781.6364
2022-09-23 | 2 | 8606.3084
2022-09-23 | 3 | 8521.2129
2022-09-23 | 4 | 8496.1979
2022-09-23 | 5 | 8529.2888
2022-09-23 | 6 | 8681.7318
2022-09-23 | 7 | 9059.0567
2022-09-23 | 8 | 9447.2586
2022-09-23 | 9 | 9602.8295
2022-09-23 | 10 | 9699.277
2022-09-23 | 11 | 9715.4851
2022-09-23 | 12 | 9731.7258
2022-09-23 | 13 | 9735.6576
2022-09-23 | 14 | 9748.8348
2022-09-23 | 15 | 9793.7292
2022-09-23 | 16 | 9760.5343
2022-09-23 | 17 | 9777.7296
2022-09-23 | 18 | 9788.647
2022-09-23 | 19 | 9665.2145
2022-09-23 | 20 | 9696.8575
2022-09-23 | 21 | 9729.0346
2022-09-23 | 22 | 9588.6597
2022-09-23 | 23 | 9320.9731
2022-09-23 | 24 | 9016.5128
2022-09-24 | 1 | 8770.1475
2022-09-24 | 2 | 8596.9581
2022-09-24 | 3 | 8505.7712
2022-09-24 | 4 | 8470.8332
2022-09-24 | 5 | 8469.9013
2022-09-24 | 6 | 8545.8963
2022-09-24 | 7 | 8703.6238
2022-09-24 | 8 | 8831.0238
2022-09-24 | 9 | 8951.6288
2022-09-24 | 10 | 9137.8913
2022-09-24 | 11 | 9297.6941
2022-09-24 | 12 | 9302.2778
2022-09-24 | 13 | 9309.446
2022-09-24 | 14 | 9289.2312
2022-09-24 | 15 | 9260.9963
2022-09-24 | 16 | 9268.5768
2022-09-24 | 17 | 9305.6307
2022-09-24 | 18 | 9337.8877
2022-09-24 | 19 | 9324.4678
2022-09-24 | 20 | 9424.0416
2022-09-24 | 21 | 9480.4829
2022-09-24 | 22 | 9372.1602
2022-09-24 | 23 | 9189.3806
2022-09-24 | 24 | 8950.4387
2022-09-25 | 1 | 8758.1921
2022-09-25 | 2 | 8588.7985
2022-09-25 | 3 | 8499.4466
2022-09-25 | 4 | 8444.7214
2022-09-25 | 5 | 8440.7417
2022-09-25 | 6 | 8504.7167
2022-09-25 | 7 | 8637.4901
2022-09-25 | 8 | 8715.7934
2022-09-25 | 9 | 8802.7195
2022-09-25 | 10 | 8993.704
2022-09-25 | 11 | 9086.1437
2022-09-25 | 12 | 9147.785
2022-09-25 | 13 | 9163.5651
2022-09-25 | 14 | 9168.6728
2022-09-25 | 15 | 9182.9133
2022-09-25 | 16 | 9167.5403
2022-09-25 | 17 | 9241.2853
2022-09-25 | 18 | 9361.8588
2022-09-25 | 19 | 9376.5828
2022-09-25 | 20 | 9507.9485
2022-09-25 | 21 | 9602.5921
2022-09-25 | 22 | 9456.9327
2022-09-25 | 23 | 9237.723
2022-09-25 | 24 | 8950.5377
2022-09-26 | 1 | 8699.5367
2022-09-26 | 2 | 8579.7964
2022-09-26 | 3 | 8502.811
2022-09-26 | 4 | 8472.4523
2022-09-26 | 5 | 8496.819
2022-09-26 | 6 | 8646.5735
2022-09-26 | 7 | 8990.1354
2022-09-26 | 8 | 9350.9527
2022-09-26 | 9 | 9547.7842
2022-09-26 | 10 | 9668.9909
2022-09-26 | 11 | 9711.9702
2022-09-26 | 12 | 9778.8322
2022-09-26 | 13 | 9762.5137
2022-09-26 | 14 | 9770.7354
2022-09-26 | 15 | 9789.5213
2022-09-26 | 16 | 9801.6226
2022-09-26 | 17 | 9864.7467
2022-09-26 | 18 | 9855.0763
2022-09-26 | 19 | 9734.0468
2022-09-26 | 20 | 9796.7308
2022-09-26 | 21 | 9817.6526
2022-09-26 | 22 | 9691.9536
2022-09-26 | 23 | 9379.6624
2022-09-26 | 24 | 9043.3664
2022-09-27 | 1 | 8765.0703
2022-09-27 | 2 | 8576.0872
2022-09-27 | 3 | 8501.5745
2022-09-27 | 4 | 8478.4576
2022-09-27 | 5 | 8558.6524
2022-09-27 | 6 | 8753.5212
2022-09-27 | 7 | 9155.3434
2022-09-27 | 8 | 9546.2483
2022-09-27 | 9 | 9714.298
2022-09-27 | 10 | 9811.3011
2022-09-27 | 11 | 9841.1585
2022-09-27 | 12 | 9850.6464
2022-09-27 | 13 | 9807.4261
2022-09-27 | 14 | 9793.356
2022-09-27 | 15 | 9781.1009
2022-09-27 | 16 | 9900.6049
2022-09-27 | 17 | 9911.6646
2022-09-27 | 18 | 9892.1136
2022-09-27 | 19 | 9815.9402
2022-09-27 | 20 | 9875.9792
2022-09-27 | 21 | 9925.0856
2022-09-27 | 22 | 9794.1354
2022-09-27 | 23 | 9505.7181
2022-09-27 | 24 | 9197.5758
2022-09-28 | 1 | 8957.4024
2022-09-28 | 2 | 8759.2055
2022-09-28 | 3 | 8727.468
2022-09-28 | 4 | 8685.5751
2022-09-28 | 5 | 8731.7778
2022-09-28 | 6 | 8917.1058
2022-09-28 | 7 | 9379.2808
2022-09-28 | 8 | 9740.6561
2022-09-28 | 9 | 9934.9036
2022-09-28 | 10 | 9935.4167
2022-09-28 | 11 | 9837.9627
2022-09-28 | 12 | 9735.0089
2022-09-28 | 13 | 9683.9552
2022-09-28 | 14 | 9688.0417
2022-09-28 | 15 | 9669.5849
2022-09-28 | 16 | 9666.8728
2022-09-28 | 17 | 9698.8636
2022-09-28 | 18 | 9708.1052
2022-09-28 | 19 | 9649.2134
2022-09-28 | 20 | 9791.2722
2022-09-28 | 21 | 9816.8357
2022-09-28 | 22 | 9683.6724
2022-09-28 | 23 | 9403.3386
2022-09-28 | 24 | 9047.3978
2022-09-29 | 1 | 8774.6315
2022-09-29 | 2 | 8618.6342
2022-09-29 | 3 | 8516.8345
2022-09-29 | 4 | 8470.9111
2022-09-29 | 5 | 8494.2647
2022-09-29 | 6 | 8637.19
2022-09-29 | 7 | 9002.8451
2022-09-29 | 8 | 9314.766
2022-09-29 | 9 | 9562.4263
2022-09-29 | 10 | 9722.4886
2022-09-29 | 11 | 9785.9643
2022-09-29 | 12 | 9837.0201
2022-09-29 | 13 | 9824.4423
2022-09-29 | 14 | 9849.9076
2022-09-29 | 15 | 9854.0926
2022-09-29 | 16 | 9862.8652
2022-09-29 | 17 | 9894.098
2022-09-29 | 18 | 9887.5336
2022-09-29 | 19 | 9726.2034
2022-09-29 | 20 | 9814.6411
2022-09-29 | 21 | 9777.7389
2022-09-29 | 22 | 9641.4105
2022-09-29 | 23 | 9366.0962
2022-09-29 | 24 | 9067.0094
2022-09-30 | 1 | 8808.9401
2022-09-30 | 2 | 8633.6506
2022-09-30 | 3 | 8535.2297
2022-09-30 | 4 | 8527.4151
2022-09-30 | 5 | 8559.385
2022-09-30 | 6 | 8726.7433
2022-09-30 | 7 | 9093.7402
2022-09-30 | 8 | 9467.4458
2022-09-30 | 9 | 9653.0213
2022-09-30 | 10 | 9734.2362
2022-09-30 | 11 | 9767.4221
2022-09-30 | 12 | 9797.4658
2022-09-30 | 13 | 9786.2823
2022-09-30 | 14 | 9785.2305
2022-09-30 | 15 | 9771.9995
2022-09-30 | 16 | 9769.8534
2022-09-30 | 17 | 9779.692
2022-09-30 | 18 | 9779.9566
2022-09-30 | 19 | 9680.3228
2022-09-30 | 20 | 9812.5295
2022-09-30 | 21 | 9806.3386
2022-09-30 | 22 | 9645.127
2022-09-30 | 23 | 9381.912
2022-09-30 | 24 | 9081.9291
2022-10-01 | 1 | 8822.8281
2022-10-01 | 2 | 8826.6951
2022-10-01 | 3 | 8732.2826
2022-10-01 | 4 | 8686.9288
2022-10-01 | 5 | 8694.9656
2022-10-01 | 6 | 8781.4444
2022-10-01 | 7 | 8943.8132
2022-10-01 | 8 | 9002.9322
2022-10-01 | 9 | 9163.0236
2022-10-01 | 10 | 9366.9171
2022-10-01 | 11 | 9471.0673
2022-10-01 | 12 | 9509.5764
2022-10-01 | 13 | 9508.0734
2022-10-01 | 14 | 9492.1705
2022-10-01 | 15 | 9465.6017
2022-10-01 | 16 | 9455.5408
2022-10-01 | 17 | 9495.2673
2022-10-01 | 18 | 9563.2745
2022-10-01 | 19 | 9566.5743
2022-10-01 | 20 | 9747.0315
2022-10-01 | 21 | 9739.512
2022-10-01 | 22 | 9643.3288
2022-10-01 | 23 | 9465.9912
2022-10-01 | 24 | 9225.3314
2022-10-02 | 1 | 9004.7745
2022-10-02 | 2 | 8854.8598
2022-10-02 | 3 | 8750.9237
2022-10-02 | 4 | 8717.987
2022-10-02 | 5 | 8718.3183
2022-10-02 | 6 | 8783.2908
2022-10-02 | 7 | 8920.5907
2022-10-02 | 8 | 8963.3701
2022-10-02 | 9 | 9081.1095
2022-10-02 | 10 | 9243.3317
2022-10-02 | 11 | 9347.1259
2022-10-02 | 12 | 9391.1685
2022-10-02 | 13 | 9393.4399
2022-10-02 | 14 | 9383.3708
2022-10-02 | 15 | 9371.8794
2022-10-02 | 16 | 9379.8196
2022-10-02 | 17 | 9460.8999
2022-10-02 | 18 | 9566.325
2022-10-02 | 19 | 9611.9181
2022-10-02 | 20 | 9809.4649
2022-10-02 | 21 | 9817.405
2022-10-02 | 22 | 9734.3211
2022-10-02 | 23 | 9471.0465
2022-10-02 | 24 | 9179.9562
2022-10-03 | 1 | 8952.1864
2022-10-03 | 2 | 8878.6238
2022-10-03 | 3 | 8810.0727
2022-10-03 | 4 | 8792.8098
2022-10-03 | 5 | 8827.6625
2022-10-03 | 6 | 8995.6468
2022-10-03 | 7 | 9355.3347
2022-10-03 | 8 | 9728.7683
2022-10-03 | 9 | 9944.0671
2022-10-03 | 10 | 10025.3149
2022-10-03 | 11 | 9998.2782
2022-10-03 | 12 | 9964.4809
2022-10-03 | 13 | 9942.2409
2022-10-03 | 14 | 9931.3362
2022-10-03 | 15 | 9917.8309
2022-10-03 | 16 | 9911.0939
2022-10-03 | 17 | 9976.289
2022-10-03 | 18 | 9991.5951
2022-10-03 | 19 | 9936.5349
2022-10-03 | 20 | 10150.5825
2022-10-03 | 21 | 10167.4902
2022-10-03 | 22 | 10051.9644
2022-10-03 | 23 | 9745.9824
2022-10-03 | 24 | 9402.7202
2022-10-04 | 1 | 9154.8417
2022-10-04 | 2 | 8984.4862
2022-10-04 | 3 | 8917.1975
2022-10-04 | 4 | 8862.8409
2022-10-04 | 5 | 8895.5984
2022-10-04 | 6 | 9090.4992
2022-10-04 | 7 | 9445.2228
2022-10-04 | 8 | 9752.49
2022-10-04 | 9 | 10017.8144
2022-10-04 | 10 | 10039.4835
2022-10-04 | 11 | 9998.5587
2022-10-04 | 12 | 9977.8365
2022-10-04 | 13 | 9905.8528
2022-10-04 | 14 | 9917.2044
2022-10-04 | 15 | 9898.3671
2022-10-04 | 16 | 9903.9224
2022-10-04 | 17 | 9949.2465
2022-10-04 | 18 | 9978.0949
2022-10-04 | 19 | 9911.2308
2022-10-04 | 20 | 10119.024
2022-10-04 | 21 | 10130.222
2022-10-04 | 22 | 10009.5688
2022-10-04 | 23 | 9703.49
2022-10-04 | 24 | 9373.6489
2022-10-05 | 1 | 9092.0461
2022-10-05 | 2 | 8908.1759
2022-10-05 | 3 | 8853.3278
2022-10-05 | 4 | 8830.8534
2022-10-05 | 5 | 8855.2602
2022-10-05 | 6 | 9027.4532
2022-10-05 | 7 | 9384.7614
2022-10-05 | 8 | 9724.4899
2022-10-05 | 9 | 9972.5345
2022-10-05 | 10 | 10011.8921
2022-10-05 | 11 | 9984.0778
2022-10-05 | 12 | 9976.5461
2022-10-05 | 13 | 9924.1938
2022-10-05 | 14 | 9927.7568
2022-10-05 | 15 | 9927.8726
2022-10-05 | 16 | 9934.8631
2022-10-05 | 17 | 9989.455
2022-10-05 | 18 | 10001.6192
2022-10-05 | 19 | 9914.6949
2022-10-05 | 20 | 10098.183
2022-10-05 | 21 | 10070.0843
2022-10-05 | 22 | 9934.0537
2022-10-05 | 23 | 9628.8848
2022-10-05 | 24 | 9288.7796
2022-10-06 | 1 | 9020.3667
2022-10-06 | 2 | 8891.0503
2022-10-06 | 3 | 8793.3732
2022-10-06 | 4 | 8742.1423
2022-10-06 | 5 | 8759.0264
2022-10-06 | 6 | 8913.1416
2022-10-06 | 7 | 9268.5164
2022-10-06 | 8 | 9564.6189
2022-10-06 | 9 | 9822.7343
2022-10-06 | 10 | 9942.4891
2022-10-06 | 11 | 10002.8626
2022-10-06 | 12 | 10049.9889
2022-10-06 | 13 | 9947.5896
2022-10-06 | 14 | 9953.6859
2022-10-06 | 15 | 9913.0038
2022-10-06 | 16 | 9903.1458
2022-10-06 | 17 | 9935.9727
2022-10-06 | 18 | 9968.37
2022-10-06 | 19 | 9839.0897
2022-10-06 | 20 | 10014.8099
2022-10-06 | 21 | 9955.5501
2022-10-06 | 22 | 9846.5228
2022-10-06 | 23 | 9573.5917
2022-10-06 | 24 | 9280.5097
2022-10-07 | 1 | 9032.6349
2022-10-07 | 2 | 8877.4204
2022-10-07 | 3 | 8787.9994
2022-10-07 | 4 | 8743.1742
2022-10-07 | 5 | 8800.5688
2022-10-07 | 6 | 8970.46
2022-10-07 | 7 | 9342.6243
2022-10-07 | 8 | 9651.9571
2022-10-07 | 9 | 9911.7369
2022-10-07 | 10 | 9959.4214
2022-10-07 | 11 | 9962.3546
2022-10-07 | 12 | 9958.6917
2022-10-07 | 13 | 9948.8632
2022-10-07 | 14 | 9953.144
2022-10-07 | 15 | 9961.5363
2022-10-07 | 16 | 10021.9398
2022-10-07 | 17 | 9972.9156
2022-10-07 | 18 | 9959.9691
2022-10-07 | 19 | 9860.4426
2022-10-07 | 20 | 10008.9947
2022-10-07 | 21 | 9958.2844
2022-10-07 | 22 | 9821.483
2022-10-07 | 23 | 9558.5959
2022-10-07 | 24 | 9253.0996
2022-10-08 | 1 | 9000.6933
2022-10-08 | 2 | 8828.5167
2022-10-08 | 3 | 8732.2654
2022-10-08 | 4 | 8678.8505
2022-10-08 | 5 | 8695.6554
2022-10-08 | 6 | 8786.823
2022-10-08 | 7 | 8934.4399
2022-10-08 | 8 | 9011.5438
2022-10-08 | 9 | 9183.241
2022-10-08 | 10 | 9343.0162
2022-10-08 | 11 | 9457.6549
2022-10-08 | 12 | 9521.1639
2022-10-08 | 13 | 9538.142
2022-10-08 | 14 | 9546.6873
2022-10-08 | 15 | 9556.1039
2022-10-08 | 16 | 9553.1959
2022-10-08 | 17 | 9581.6684
2022-10-08 | 18 | 9608.1641
2022-10-08 | 19 | 9582.4633
2022-10-08 | 20 | 9711.4936
2022-10-08 | 21 | 9638.8465
2022-10-08 | 22 | 9539.2354
2022-10-08 | 23 | 9341.7975
2022-10-08 | 24 | 9105.3426
2022-10-09 | 1 | 8898.7394
2022-10-09 | 2 | 8754.3009
2022-10-09 | 3 | 8650.8401
2022-10-09 | 4 | 8607.707
2022-10-09 | 5 | 8608.5449
2022-10-09 | 6 | 8672.4318
2022-10-09 | 7 | 8822.1608
2022-10-09 | 8 | 8843.3127
2022-10-09 | 9 | 8976.0392
2022-10-09 | 10 | 9134.8218
2022-10-09 | 11 | 9266.7329
2022-10-09 | 12 | 9384.5237
2022-10-09 | 13 | 9501.3764
2022-10-09 | 14 | 9493.4172
2022-10-09 | 15 | 9497.9001
2022-10-09 | 16 | 9494.4398
2022-10-09 | 17 | 9613.5727
2022-10-09 | 18 | 9656.6588
2022-10-09 | 19 | 9647.6273
2022-10-09 | 20 | 9777.0219
2022-10-09 | 21 | 9723.0334
2022-10-09 | 22 | 9607.6907
2022-10-09 | 23 | 9373.654
2022-10-09 | 24 | 9086.1024
2022-10-10 | 1 | 8851.9658
2022-10-10 | 2 | 8817.8092
2022-10-10 | 3 | 8692.239
2022-10-10 | 4 | 8620.2493
2022-10-10 | 5 | 8636.7052
2022-10-10 | 6 | 8714.517
2022-10-10 | 7 | 8865.9087
2022-10-10 | 8 | 8904.9489
2022-10-10 | 9 | 9114.3895
2022-10-10 | 10 | 9310.1195
2022-10-10 | 11 | 9459.2889
2022-10-10 | 12 | 9543.7492
2022-10-10 | 13 | 9591.9894
2022-10-10 | 14 | 9622.7056
2022-10-10 | 15 | 9546.0196
2022-10-10 | 16 | 9609.8701
2022-10-10 | 17 | 9640.9444
2022-10-10 | 18 | 9671.198
2022-10-10 | 19 | 9639.3969
2022-10-10 | 20 | 9741.8218
2022-10-10 | 21 | 9667.8223
2022-10-10 | 22 | 9540.7188
2022-10-10 | 23 | 9361.6517
2022-10-10 | 24 | 9100.1033
2022-10-11 | 1 | 8869.4239
2022-10-11 | 2 | 8697.0177
2022-10-11 | 3 | 8600.78
2022-10-11 | 4 | 8560.3655
2022-10-11 | 5 | 8608.3008
2022-10-11 | 6 | 8771.8715
2022-10-11 | 7 | 9147.4349
2022-10-11 | 8 | 9406.9913
2022-10-11 | 9 | 9689.0647
2022-10-11 | 10 | 9811.2948
2022-10-11 | 11 | 9895.6212
2022-10-11 | 12 | 9885.1832
2022-10-11 | 13 | 9892.7948
2022-10-11 | 14 | 9911.0733
2022-10-11 | 15 | 9918.7751
2022-10-11 | 16 | 9923.4632
2022-10-11 | 17 | 9947.3258
2022-10-11 | 18 | 9990.9805
2022-10-11 | 19 | 9896.2059
2022-10-11 | 20 | 10023.5614
2022-10-11 | 21 | 9940.3766
2022-10-11 | 22 | 9795.1682
2022-10-11 | 23 | 9504.4888
2022-10-11 | 24 | 9164.3357
2022-10-12 | 1 | 8897.3187
2022-10-12 | 2 | 8724.4347
2022-10-12 | 3 | 8650.1796
2022-10-12 | 4 | 8623.2492
2022-10-12 | 5 | 8661.4459
2022-10-12 | 6 | 8832.2563
2022-10-12 | 7 | 9217.0983
2022-10-12 | 8 | 9523.2138
2022-10-12 | 9 | 9822.1753
2022-10-12 | 10 | 9937.536
2022-10-12 | 11 | 9991.3675
2022-10-12 | 12 | 10042.1703
2022-10-12 | 13 | 10049.7006
2022-10-12 | 14 | 10066.466
2022-10-12 | 15 | 10017.6851
2022-10-12 | 16 | 9981.7485
2022-10-12 | 17 | 10002.0954
2022-10-12 | 18 | 10002.8069
2022-10-12 | 19 | 9966.1573
2022-10-12 | 20 | 10062.6725
2022-10-12 | 21 | 10017.6822
2022-10-12 | 22 | 9871.2235
2022-10-12 | 23 | 9576.5128
2022-10-12 | 24 | 9235.6399
2022-10-13 | 1 | 8974.1398
2022-10-13 | 2 | 8838.5838
2022-10-13 | 3 | 8757.2752
2022-10-13 | 4 | 8720.841
2022-10-13 | 5 | 8753.6249
2022-10-13 | 6 | 8909.5104
2022-10-13 | 7 | 9260.1976
2022-10-13 | 8 | 9487.0165
2022-10-13 | 9 | 9797.4209
2022-10-13 | 10 | 9949.1231
2022-10-13 | 11 | 10004.5279
2022-10-13 | 12 | 9989.0157
2022-10-13 | 13 | 9969.3802
2022-10-13 | 14 | 10022.466
2022-10-13 | 15 | 10019.076
2022-10-13 | 16 | 10005.1089
2022-10-13 | 17 | 10023.3909
2022-10-13 | 18 | 10039.5481
2022-10-13 | 19 | 10024.3941
2022-10-13 | 20 | 10117.1539
2022-10-13 | 21 | 10013.5096
2022-10-13 | 22 | 9878.485
2022-10-13 | 23 | 9614.0981
2022-10-13 | 24 | 9316.5945
2022-10-14 | 1 | 9055.352
2022-10-14 | 2 | 8875.0779
2022-10-14 | 3 | 8765.3783
2022-10-14 | 4 | 8732.6375
2022-10-14 | 5 | 8766.3415
2022-10-14 | 6 | 8918.6442
2022-10-14 | 7 | 9271.6597
2022-10-14 | 8 | 9573.3322
2022-10-14 | 9 | 9911.2166
2022-10-14 | 10 | 9958.4883
2022-10-14 | 11 | 9984.9387
2022-10-14 | 12 | 9987.0066
2022-10-14 | 13 | 9993.5117
2022-10-14 | 14 | 10033.9601
2022-10-14 | 15 | 10049.5429
2022-10-14 | 16 | 9967.3525
2022-10-14 | 17 | 10031.7619
2022-10-14 | 18 | 9989.4374
2022-10-14 | 19 | 10013.2053
2022-10-14 | 20 | 10116.112
2022-10-14 | 21 | 10054.2711
2022-10-14 | 22 | 9916.3746
2022-10-14 | 23 | 9644.4247
2022-10-14 | 24 | 9340.3592
2022-10-15 | 1 | 9076.892
2022-10-15 | 2 | 8900.1058
2022-10-15 | 3 | 8806.6157
2022-10-15 | 4 | 8770.0451
2022-10-15 | 5 | 8789.3231
2022-10-15 | 6 | 8866.4986
2022-10-15 | 7 | 9023.2662
2022-10-15 | 8 | 9245.813
2022-10-15 | 9 | 9521.5314
2022-10-15 | 10 | 9525.4214
2022-10-15 | 11 | 9626.1604
2022-10-15 | 12 | 9684.425
2022-10-15 | 13 | 9640.8635
2022-10-15 | 14 | 9571.4619
2022-10-15 | 15 | 9534.4895
2022-10-15 | 16 | 9516.1259
2022-10-15 | 17 | 9537.5281
2022-10-15 | 18 | 9646.0766
2022-10-15 | 19 | 9770.6289
2022-10-15 | 20 | 9931.7528
2022-10-15 | 21 | 9867.5218
2022-10-15 | 22 | 9765.0624
2022-10-15 | 23 | 9586.4167
2022-10-15 | 24 | 9367.9569
2022-10-16 | 1 | 9163.7237
2022-10-16 | 2 | 9021.966
2022-10-16 | 3 | 8897.9608
2022-10-16 | 4 | 8824.2888
2022-10-16 | 5 | 8827.3654
2022-10-16 | 6 | 8868.8713
2022-10-16 | 7 | 8940.4192
2022-10-16 | 8 | 9080.5688
2022-10-16 | 9 | 9306.3603
2022-10-16 | 10 | 9310.9811
2022-10-16 | 11 | 9418.268
2022-10-16 | 12 | 9455.1561
2022-10-16 | 13 | 9469.9299
2022-10-16 | 14 | 9473.2392
2022-10-16 | 15 | 9449.9615
2022-10-16 | 16 | 9423.3058
2022-10-16 | 17 | 9514.9632
2022-10-16 | 18 | 9682.6111
2022-10-16 | 19 | 9790.7829
2022-10-16 | 20 | 9972.0215
2022-10-16 | 21 | 9925.3605
2022-10-16 | 22 | 9816.2376
2022-10-16 | 23 | 9597.7442
2022-10-16 | 24 | 9294.5244
2022-10-17 | 1 | 9033.0816
2022-10-17 | 2 | 8940.7386
2022-10-17 | 3 | 8858.1195
2022-10-17 | 4 | 8802.7116
2022-10-17 | 5 | 8835.0363
2022-10-17 | 6 | 8995.5187
2022-10-17 | 7 | 9336.1275
2022-10-17 | 8 | 9772.0961
2022-10-17 | 9 | 10085.1391
2022-10-17 | 10 | 10018.7329
2022-10-17 | 11 | 10028.3535
2022-10-17 | 12 | 10068.1223
2022-10-17 | 13 | 9991.2616
2022-10-17 | 14 | 9972.6273
2022-10-17 | 15 | 9945.2543
2022-10-17 | 16 | 9968.9205
2022-10-17 | 17 | 10055.5297
2022-10-17 | 18 | 10084.5925
2022-10-17 | 19 | 10154.2964
2022-10-17 | 20 | 10262.895
2022-10-17 | 21 | 10230.2728
2022-10-17 | 22 | 10063.5197
2022-10-17 | 23 | 9792.3034
2022-10-17 | 24 | 9468.0419
2022-10-18 | 1 | 9220.2973
2022-10-18 | 2 | 9026.2325
2022-10-18 | 3 | 8986.1387
2022-10-18 | 4 | 8966.9089
2022-10-18 | 5 | 9005.8843
2022-10-18 | 6 | 9131.2039
2022-10-18 | 7 | 9513.3168
2022-10-18 | 8 | 9964.9105
2022-10-18 | 9 | 10244.5927
2022-10-18 | 10 | 10178.2627
2022-10-18 | 11 | 10141.8135
2022-10-18 | 12 | 10071.4668
2022-10-18 | 13 | 10086.0569
2022-10-18 | 14 | 10042.0327
2022-10-18 | 15 | 10049.6126
2022-10-18 | 16 | 10019.0255
2022-10-18 | 17 | 10073.2895
2022-10-18 | 18 | 10164.3531
2022-10-18 | 19 | 10257.6812
2022-10-18 | 20 | 10358.4294
2022-10-18 | 21 | 10296.5624
2022-10-18 | 22 | 10138.4514
2022-10-18 | 23 | 9843.9099
2022-10-18 | 24 | 9514.3949
2022-10-19 | 1 | 9242.7524
2022-10-19 | 2 | 9041.5037
2022-10-19 | 3 | 8942.9382
2022-10-19 | 4 | 8906.8418
2022-10-19 | 5 | 8895.5952
2022-10-19 | 6 | 9028.9018
2022-10-19 | 7 | 9361.6243
2022-10-19 | 8 | 9825.4439
2022-10-19 | 9 | 10177.6309
2022-10-19 | 10 | 10140.3131
2022-10-19 | 11 | 10161.3643
2022-10-19 | 12 | 10165.5785
2022-10-19 | 13 | 10138.208
2022-10-19 | 14 | 10101.4539
2022-10-19 | 15 | 10126.8391
2022-10-19 | 16 | 10116.3562
2022-10-19 | 17 | 10187.3084
2022-10-19 | 18 | 10236.0134
2022-10-19 | 19 | 10337.6561
2022-10-19 | 20 | 10406.7333
2022-10-19 | 21 | 10360.474
2022-10-19 | 22 | 10188.1612
2022-10-19 | 23 | 9900.9711
2022-10-19 | 24 | 9562.3282
2022-10-20 | 1 | 9292.5323
2022-10-20 | 2 | 9174.4272
2022-10-20 | 3 | 9055.8867
2022-10-20 | 4 | 9030.7396
2022-10-20 | 5 | 9019.6519
2022-10-20 | 6 | 9102.3282
2022-10-20 | 7 | 9425.6131
2022-10-20 | 8 | 9853.3656
2022-10-20 | 9 | 10164.9316
2022-10-20 | 10 | 10118.8243
2022-10-20 | 11 | 10107.9047
2022-10-20 | 12 | 10045.7394
2022-10-20 | 13 | 10003.1637
2022-10-20 | 14 | 10000.3239
2022-10-20 | 15 | 9954.7143
2022-10-20 | 16 | 9912.0525
2022-10-20 | 17 | 9909.4714
2022-10-20 | 18 | 9949.3709
2022-10-20 | 19 | 10074.1269
2022-10-20 | 20 | 10161.2114
2022-10-20 | 21 | 10107.7565
2022-10-20 | 22 | 9987.3532
2022-10-20 | 23 | 9743.9996
2022-10-20 | 24 | 9423.9814
2022-10-21 | 1 | 9169.987
2022-10-21 | 2 | 8983.8573
2022-10-21 | 3 | 8855.6958
2022-10-21 | 4 | 8806.695
2022-10-21 | 5 | 8833.4376
2022-10-21 | 6 | 8965.7813
2022-10-21 | 7 | 9287.8879
2022-10-21 | 8 | 9710.4265
2022-10-21 | 9 | 10042.1214
2022-10-21 | 10 | 10017.069
2022-10-21 | 11 | 10029.0518
2022-10-21 | 12 | 10006.3253
2022-10-21 | 13 | 9963.7754
2022-10-21 | 14 | 9978.2952
2022-10-21 | 15 | 9955.0633
2022-10-21 | 16 | 9962.3093
2022-10-21 | 17 | 9962.8677
2022-10-21 | 18 | 9983.0913
2022-10-21 | 19 | 10076.5225
2022-10-21 | 20 | 10104.6443
2022-10-21 | 21 | 10030.6196
2022-10-21 | 22 | 9895.544
2022-10-21 | 23 | 9620.5467
2022-10-21 | 24 | 9311.7853
2022-10-22 | 1 | 9054.593
2022-10-22 | 2 | 8894.3738
2022-10-22 | 3 | 8786.7027
2022-10-22 | 4 | 8749.8406
2022-10-22 | 5 | 8781.2043
2022-10-22 | 6 | 8817.0193
2022-10-22 | 7 | 8945.7504
2022-10-22 | 8 | 9165.2197
2022-10-22 | 9 | 9374.4082
2022-10-22 | 10 | 9433.7314
2022-10-22 | 11 | 9573.388
2022-10-22 | 12 | 9597.0739
2022-10-22 | 13 | 9632.9223
2022-10-22 | 14 | 9609.7647
2022-10-22 | 15 | 9514.5756
2022-10-22 | 16 | 9492.8267
2022-10-22 | 17 | 9521.9573
2022-10-22 | 18 | 9565.2583
2022-10-22 | 19 | 9728.508
2022-10-22 | 20 | 9818.0473
2022-10-22 | 21 | 9733.4562
2022-10-22 | 22 | 9657.6281
2022-10-22 | 23 | 9463.2379
2022-10-22 | 24 | 9225.4745
2022-10-23 | 1 | 8998.8597
2022-10-23 | 2 | 8864.2813
2022-10-23 | 3 | 8753.6327
2022-10-23 | 4 | 8709.7777
2022-10-23 | 5 | 8720.8618
2022-10-23 | 6 | 8769.0925
2022-10-23 | 7 | 8915.2896
2022-10-23 | 8 | 9106.4043
2022-10-23 | 9 | 9269.7312
2022-10-23 | 10 | 9263.0329
2022-10-23 | 11 | 9352.7625
2022-10-23 | 12 | 9387.6765
2022-10-23 | 13 | 9405.0125
2022-10-23 | 14 | 9408.4301
2022-10-23 | 15 | 9392.1627
2022-10-23 | 16 | 9401.5777
2022-10-23 | 17 | 9515.8938
2022-10-23 | 18 | 9630.1694
2022-10-23 | 19 | 9833.7031
2022-10-23 | 20 | 9879.9147
2022-10-23 | 21 | 9817.3316
2022-10-23 | 22 | 9699.1638
2022-10-23 | 23 | 9478.9703
2022-10-23 | 24 | 9182.1263
2022-10-24 | 1 | 8938.5147
2022-10-24 | 2 | 8854.3176
2022-10-24 | 3 | 8776.7427
2022-10-24 | 4 | 8739.981
2022-10-24 | 5 | 8776.3735
2022-10-24 | 6 | 8933.4723
2022-10-24 | 7 | 9339.8907
2022-10-24 | 8 | 9821.7139
2022-10-24 | 9 | 10051.4811
2022-10-24 | 10 | 10015.6455
2022-10-24 | 11 | 10027.3738
2022-10-24 | 12 | 10087.1548
2022-10-24 | 13 | 10062.5823
2022-10-24 | 14 | 10051.4892
2022-10-24 | 15 | 10030.4791
2022-10-24 | 16 | 10041.3439
2022-10-24 | 17 | 10107.9363
2022-10-24 | 18 | 10091.1302
2022-10-24 | 19 | 10189.2133
2022-10-24 | 20 | 10190.3518
2022-10-24 | 21 | 10120.6092
2022-10-24 | 22 | 9975.3033
2022-10-24 | 23 | 9676.3177
2022-10-24 | 24 | 9328.7412
2022-10-25 | 1 | 9054.7208
2022-10-25 | 2 | 8849.738
2022-10-25 | 3 | 8764.34
2022-10-25 | 4 | 8728.098
2022-10-25 | 5 | 8754.3307
2022-10-25 | 6 | 8905.3281
2022-10-25 | 7 | 9265.5489
2022-10-25 | 8 | 9695.1893
2022-10-25 | 9 | 9949.0009
2022-10-25 | 10 | 9942.4893
2022-10-25 | 11 | 9979.863
2022-10-25 | 12 | 10007.26
2022-10-25 | 13 | 9948.2781
2022-10-25 | 14 | 10023.6668
2022-10-25 | 15 | 10010.5539
2022-10-25 | 16 | 9980.8713
2022-10-25 | 17 | 10031.7382
2022-10-25 | 18 | 10000.8398
2022-10-25 | 19 | 10082.6067
2022-10-25 | 20 | 10049.2025
2022-10-25 | 21 | 9964.5894
2022-10-25 | 22 | 9815.9433
2022-10-25 | 23 | 9509.5538
2022-10-25 | 24 | 9172.2082
2022-10-26 | 1 | 8912.3702
2022-10-26 | 2 | 8739.8178
2022-10-26 | 3 | 8687.3013
2022-10-26 | 4 | 8668.6928
2022-10-26 | 5 | 8711.0708
2022-10-26 | 6 | 8898.1841
2022-10-26 | 7 | 9302.3224
2022-10-26 | 8 | 9808.0437
2022-10-26 | 9 | 10045.8435
2022-10-26 | 10 | 9989.8226
2022-10-26 | 11 | 10039.5737
2022-10-26 | 12 | 10037.4025
2022-10-26 | 13 | 10008.7951
2022-10-26 | 14 | 10085.0044
2022-10-26 | 15 | 10106.886
2022-10-26 | 16 | 10105.0419
2022-10-26 | 17 | 10131.2375
2022-10-26 | 18 | 10139.6967
2022-10-26 | 19 | 10217.0757
2022-10-26 | 20 | 10166.1148
2022-10-26 | 21 | 10121.8797
2022-10-26 | 22 | 9985.4038
2022-10-26 | 23 | 9699.8902
2022-10-26 | 24 | 9354.1555
2022-10-27 | 1 | 9082.101
2022-10-27 | 2 | 8944.5294
2022-10-27 | 3 | 8824.3542
2022-10-27 | 4 | 8819.7837
2022-10-27 | 5 | 8849.5698
2022-10-27 | 6 | 8989.1537
2022-10-27 | 7 | 9337.4596
2022-10-27 | 8 | 9742.9265
2022-10-27 | 9 | 9988.667
2022-10-27 | 10 | 10025.4911
2022-10-27 | 11 | 10126.7468
2022-10-27 | 12 | 10159.1925
2022-10-27 | 13 | 10194.3424
2022-10-27 | 14 | 10205.5338
2022-10-27 | 15 | 10212.683
2022-10-27 | 16 | 10180.7417
2022-10-27 | 17 | 10216.2236
2022-10-27 | 18 | 10201.6036
2022-10-27 | 19 | 10323.8268
2022-10-27 | 20 | 10278.7256
2022-10-27 | 21 | 10161.1672
2022-10-27 | 22 | 10006.9747
2022-10-27 | 23 | 9736.1928
2022-10-27 | 24 | 9426.6553
2022-10-28 | 1 | 9172.8041
2022-10-28 | 2 | 8985.2494
2022-10-28 | 3 | 8932.1824
2022-10-28 | 4 | 8839.0068
2022-10-28 | 5 | 8897.2992
2022-10-28 | 6 | 9078.6505
2022-10-28 | 7 | 9390.89
2022-10-28 | 8 | 9826.3157
2022-10-28 | 9 | 10083.9872
2022-10-28 | 10 | 10119.4744
2022-10-28 | 11 | 10163.7515
2022-10-28 | 12 | 10166.0698
2022-10-28 | 13 | 10149.1637
2022-10-28 | 14 | 10137.6062
2022-10-28 | 15 | 10116.3587
2022-10-28 | 16 | 10119.7252
2022-10-28 | 17 | 10142.7264
2022-10-28 | 18 | 10193.4985
2022-10-28 | 19 | 10376.5375
2022-10-28 | 20 | 10390.4244
2022-10-28 | 21 | 10335.9694
2022-10-28 | 22 | 10205.7061
2022-10-28 | 23 | 9922.8763
2022-10-28 | 24 | 9637.5172
2022-10-29 | 1 | 9354.5147
2022-10-29 | 2 | 9186.0655
2022-10-29 | 3 | 9111.0765
2022-10-29 | 4 | 9055.2811
2022-10-29 | 5 | 9060.5758
2022-10-29 | 6 | 9068.2239
2022-10-29 | 7 | 9190.9542
2022-10-29 | 8 | 9398.228
2022-10-29 | 9 | 9575.4967
2022-10-29 | 10 | 9671.3621
2022-10-29 | 11 | 9696.9047
2022-10-29 | 12 | 9681.3044
2022-10-29 | 13 | 9682.9133
2022-10-29 | 14 | 9646.5763
2022-10-29 | 15 | 9516.5403
2022-10-29 | 16 | 9575.0149
2022-10-29 | 17 | 9607.7268
2022-10-29 | 18 | 9655.7945
2022-10-29 | 19 | 9875.0677
2022-10-29 | 20 | 9876.4171
2022-10-29 | 21 | 9826.4749
2022-10-29 | 22 | 9763.4241
2022-10-29 | 23 | 9556.9339
2022-10-29 | 24 | 9295.6091
2022-10-30 | 1 | 9054.9446
2022-10-30 | 2 | 8914.3204
2022-10-30 | 3 | 8804.4207
2022-10-30 | 4 | 8748.5029
2022-10-30 | 5 | 8731.2712
2022-10-30 | 6 | 8764.3178
2022-10-30 | 7 | 8849.8014
2022-10-30 | 8 | 9008.1214
2022-10-30 | 9 | 9154.2514
2022-10-30 | 10 | 9250.7581
2022-10-30 | 11 | 9345.8574
2022-10-30 | 12 | 9401.9803
2022-10-30 | 13 | 9432.763
2022-10-30 | 14 | 9446.2843
2022-10-30 | 15 | 9433.8974
2022-10-30 | 16 | 9445.2561
2022-10-30 | 17 | 9570.496
2022-10-30 | 18 | 9633.17
2022-10-30 | 19 | 9873.0725
2022-10-30 | 20 | 9839.3021
2022-10-30 | 21 | 9778.975
2022-10-30 | 22 | 9673.2694
2022-10-30 | 23 | 9453.0287
2022-10-30 | 24 | 9157.5374
2022-10-31 | 1 | 8940.5466
2022-10-31 | 2 | 8846.3268
2022-10-31 | 3 | 8781.4544
2022-10-31 | 4 | 8748.6089
2022-10-31 | 5 | 8773.8716
2022-10-31 | 6 | 8927.7995
2022-10-31 | 7 | 9297.8577
2022-10-31 | 8 | 9713.5015
2022-10-31 | 9 | 9905.9104
2022-10-31 | 10 | 9941.0006
2022-10-31 | 11 | 9985.7311
2022-10-31 | 12 | 10000.4749
2022-10-31 | 13 | 10026.3081
2022-10-31 | 14 | 10039.143
2022-10-31 | 15 | 10021.7643
2022-10-31 | 16 | 10034.0319
2022-10-31 | 17 | 10090.8061
2022-10-31 | 18 | 10165.8862
2022-10-31 | 19 | 10342.4865
2022-10-31 | 20 | 10299.8097
2022-10-31 | 21 | 10204.5161
2022-10-31 | 22 | 10044.6403
2022-10-31 | 23 | 9773.4178
2022-10-31 | 24 | 9436.8917
2022-11-01 | 1 | 9179.0572
2022-11-01 | 2 | 9019.0891
2022-11-01 | 3 | 8932.9416
2022-11-01 | 4 | 8896.2068
2022-11-01 | 5 | 8950.4555
2022-11-01 | 6 | 9121.0995
2022-11-01 | 7 | 9490.8045
2022-11-01 | 8 | 9978.3027
2022-11-01 | 9 | 10199.4984
2022-11-01 | 10 | 10257.203
2022-11-01 | 11 | 10326.6381
2022-11-01 | 12 | 10373.5287
2022-11-01 | 13 | 10434.3979
2022-11-01 | 14 | 10433.3365
2022-11-01 | 15 | 10429.8563
2022-11-01 | 16 | 10434.1667
2022-11-01 | 17 | 10402.412
2022-11-01 | 18 | 10481.7894
2022-11-01 | 19 | 10632.205
2022-11-01 | 20 | 10580.2795
2022-11-01 | 21 | 10484.1015
2022-11-01 | 22 | 10337.9032
2022-11-01 | 23 | 10023.0424
2022-11-01 | 24 | 9670.6408
2022-11-02 | 1 | 9397.7337
2022-11-02 | 2 | 9206.2583
2022-11-02 | 3 | 9121.9781
2022-11-02 | 4 | 9087.5496
2022-11-02 | 5 | 9111.0037
2022-11-02 | 6 | 9261.503
2022-11-02 | 7 | 9608.8223
2022-11-02 | 8 | 10094.7596
2022-11-02 | 9 | 10315.0631
2022-11-02 | 10 | 10381.2905
2022-11-02 | 11 | 10443.4752
2022-11-02 | 12 | 10491.3596
2022-11-02 | 13 | 10483.2555
2022-11-02 | 14 | 10450.2573
2022-11-02 | 15 | 10461.6659
2022-11-02 | 16 | 10505.7305
2022-11-02 | 17 | 10594.7895
2022-11-02 | 18 | 10708.2048
2022-11-02 | 19 | 10924.0643
2022-11-02 | 20 | 10856.0593
2022-11-02 | 21 | 10765.2225
2022-11-02 | 22 | 10602.5698
2022-11-02 | 23 | 10308.0127
2022-11-02 | 24 | 9955.0732
2022-11-03 | 1 | 9670.3944
2022-11-03 | 2 | 9520.9412
2022-11-03 | 3 | 9424.5013
2022-11-03 | 4 | 9375.9136
2022-11-03 | 5 | 9391.2767
2022-11-03 | 6 | 9515.7933
2022-11-03 | 7 | 9810.9758
2022-11-03 | 8 | 10274.2199
2022-11-03 | 9 | 10520.7076
2022-11-03 | 10 | 10626.3898
2022-11-03 | 11 | 10718.929
2022-11-03 | 12 | 10718.8828
2022-11-03 | 13 | 10745.3956
2022-11-03 | 14 | 10677.7083
2022-11-03 | 15 | 10697.5124
2022-11-03 | 16 | 10666.5702
2022-11-03 | 17 | 10733.3902
2022-11-03 | 18 | 10822.5041
2022-11-03 | 19 | 11101.052
2022-11-03 | 20 | 11040.404
2022-11-03 | 21 | 10939.8511
2022-11-03 | 22 | 10797.0208
2022-11-03 | 23 | 10544.2015
2022-11-03 | 24 | 10236.3029
2022-11-04 | 1 | 9944.6786
2022-11-04 | 2 | 9756.0632
2022-11-04 | 3 | 9635.6105
2022-11-04 | 4 | 9583.0814
2022-11-04 | 5 | 9598.9924
2022-11-04 | 6 | 9712.1638
2022-11-04 | 7 | 10026.2165
2022-11-04 | 8 | 10485.575
2022-11-04 | 9 | 10707.8041
2022-11-04 | 10 | 10821.9626
2022-11-04 | 11 | 10856.0145
2022-11-04 | 12 | 10817.6307
2022-11-04 | 13 | 10766.9269
2022-11-04 | 14 | 10721.1042
2022-11-04 | 15 | 10694.5887
2022-11-04 | 16 | 10662.1134
2022-11-04 | 17 | 10678.5089
2022-11-04 | 18 | 10802.9517
2022-11-04 | 19 | 11086.6781
2022-11-04 | 20 | 11042.0709
2022-11-04 | 21 | 10963.9863
2022-11-04 | 22 | 10800.6285
2022-11-04 | 23 | 10547.8436
2022-11-04 | 24 | 10244.9837
2022-11-05 | 1 | 9951.2341
2022-11-05 | 2 | 9638.2854
2022-11-05 | 3 | 9507.8766
2022-11-05 | 4 | 9419.0118
2022-11-05 | 5 | 9378.3931
2022-11-05 | 6 | 9356.5808
2022-11-05 | 7 | 9363.6771
2022-11-05 | 8 | 9541.5769
2022-11-05 | 9 | 9770.0693
2022-11-05 | 10 | 9989.5465
2022-11-05 | 11 | 10125.7468
2022-11-05 | 12 | 10135.3955
2022-11-05 | 13 | 10069.7804
2022-11-05 | 14 | 10011.7854
2022-11-05 | 15 | 9938.8827
2022-11-05 | 16 | 9905.7232
2022-11-05 | 17 | 9961.8082
2022-11-05 | 18 | 10104.808
2022-11-05 | 19 | 10410.8177
2022-11-05 | 20 | 10388.5893
2022-11-05 | 21 | 10308.2517
2022-11-05 | 22 | 10174.1448
2022-11-05 | 23 | 9967.7545
2022-11-05 | 24 | 9697.5819
2022-11-06 | 1 | 9446.8385
2022-11-06 | 2 | 9254.353
2022-11-06 | 02X | 9257.3314
2022-11-06 | 3 | 9191.9454
2022-11-06 | 4 | 9166.7845
2022-11-06 | 5 | 9196.2833
2022-11-06 | 6 | 9285.6373
2022-11-06 | 7 | 9442.0028
2022-11-06 | 8 | 9546.1794
2022-11-06 | 9 | 9682.5941
2022-11-06 | 10 | 9803.4185
2022-11-06 | 11 | 9860.8488
2022-11-06 | 12 | 9895.4351
2022-11-06 | 13 | 9900.5969
2022-11-06 | 14 | 9870.353
2022-11-06 | 15 | 9877.5665
2022-11-06 | 16 | 9979.967
2022-11-06 | 17 | 10165.4976
2022-11-06 | 18 | 10432.5961
2022-11-06 | 19 | 10394.7058
2022-11-06 | 20 | 10329.4184
2022-11-06 | 21 | 10200.202
2022-11-06 | 22 | 9959.0272
2022-11-06 | 23 | 9641.6718
2022-11-06 | 24 | 9388.0256
2022-11-07 | 1 | 9275.3474
2022-11-07 | 2 | 9199.3832
2022-11-07 | 3 | 9159.3282
2022-11-07 | 4 | 9180.894
2022-11-07 | 5 | 9339.0473
2022-11-07 | 6 | 9681.1779
2022-11-07 | 7 | 10163.8582
2022-11-07 | 8 | 10326.7608
2022-11-07 | 9 | 10384.0476
2022-11-07 | 10 | 10417.3705
2022-11-07 | 11 | 10386.4632
2022-11-07 | 12 | 10374.7908
2022-11-07 | 13 | 10355.7205
2022-11-07 | 14 | 10343.3263
2022-11-07 | 15 | 10348.6144
2022-11-07 | 16 | 10417.9311
2022-11-07 | 17 | 10569.3724
2022-11-07 | 18 | 10778.6867
2022-11-07 | 19 | 10723.166
2022-11-07 | 20 | 10648.5773
2022-11-07 | 21 | 10498.6644
2022-11-07 | 22 | 10197.0194
2022-11-07 | 23 | 9847.1243
2022-11-07 | 24 | 9575.2614
2022-11-08 | 1 | 9379.8536
2022-11-08 | 2 | 9300.8594
2022-11-08 | 3 | 9278.9483
2022-11-08 | 4 | 9302.4562
2022-11-08 | 5 | 9447.4843
2022-11-08 | 6 | 9809.2782
2022-11-08 | 7 | 10308.0181
2022-11-08 | 8 | 10476.702
2022-11-08 | 9 | 10566.3607
2022-11-08 | 10 | 10619.3807
2022-11-08 | 11 | 10658.7532
2022-11-08 | 12 | 10640.9786
2022-11-08 | 13 | 10656.0088
2022-11-08 | 14 | 10699.4809
2022-11-08 | 15 | 10665.6028
2022-11-08 | 16 | 10743.1465
2022-11-08 | 17 | 10952.8711
2022-11-08 | 18 | 11147.7013
2022-11-08 | 19 | 11060.1764
2022-11-08 | 20 | 10974.2067
2022-11-08 | 21 | 10822.9833
2022-11-08 | 22 | 10540.4101
2022-11-08 | 23 | 10189.0816
2022-11-08 | 24 | 9908.7289
2022-11-09 | 1 | 9711.0885
2022-11-09 | 2 | 9623.8456
2022-11-09 | 3 | 9586.7597
2022-11-09 | 4 | 9603.8493
2022-11-09 | 5 | 9736.8319
2022-11-09 | 6 | 10023.4715
2022-11-09 | 7 | 10470.4408
2022-11-09 | 8 | 10665.7622
2022-11-09 | 9 | 10782.433
2022-11-09 | 10 | 10814.3347
2022-11-09 | 11 | 10850.0938
2022-11-09 | 12 | 10787.6911
2022-11-09 | 13 | 10739.7042
2022-11-09 | 14 | 10635.074
2022-11-09 | 15 | 10600.501
2022-11-09 | 16 | 10682.8455
2022-11-09 | 17 | 10846.2392
2022-11-09 | 18 | 11079.1153
2022-11-09 | 19 | 11015.9358
2022-11-09 | 20 | 10953.5953
2022-11-09 | 21 | 10832.1034
2022-11-09 | 22 | 10551.2684
2022-11-09 | 23 | 10207.0448
2022-11-09 | 24 | 9915.1065
2022-11-10 | 1 | 9752.6229
2022-11-10 | 2 | 9655.8086
2022-11-10 | 3 | 9606.4913
2022-11-10 | 4 | 9591.6026
2022-11-10 | 5 | 9706.9347
2022-11-10 | 6 | 9978.8743
2022-11-10 | 7 | 10446.976
2022-11-10 | 8 | 10620.1616
2022-11-10 | 9 | 10758.912
2022-11-10 | 10 | 10795.2808
2022-11-10 | 11 | 10789.2016
2022-11-10 | 12 | 10734.0099
2022-11-10 | 13 | 10711.5232
2022-11-10 | 14 | 10719.1755
2022-11-10 | 15 | 10704.884
2022-11-10 | 16 | 10708.8777
2022-11-10 | 17 | 10809.9846
2022-11-10 | 18 | 10997.9232
2022-11-10 | 19 | 10938.53
2022-11-10 | 20 | 10873.1341
2022-11-10 | 21 | 10718.3147
2022-11-10 | 22 | 10462.8749
2022-11-10 | 23 | 10148.7033
2022-11-10 | 24 | 9876.6618
2022-11-11 | 1 | 9650.5497
2022-11-11 | 2 | 9529.2625
2022-11-11 | 3 | 9454.3532
2022-11-11 | 4 | 9429.5751
2022-11-11 | 5 | 9460.5981
2022-11-11 | 6 | 9529.7022
2022-11-11 | 7 | 9750.1173
2022-11-11 | 8 | 9867.6843
2022-11-11 | 9 | 10084.0908
2022-11-11 | 10 | 10173.8909
2022-11-11 | 11 | 10202.3668
2022-11-11 | 12 | 10208.4177
2022-11-11 | 13 | 10178.5542
2022-11-11 | 14 | 10146.4823
2022-11-11 | 15 | 10092.6424
2022-11-11 | 16 | 10178.3222
2022-11-11 | 17 | 10362.3926
2022-11-11 | 18 | 10593.5104
2022-11-11 | 19 | 10528.6399
2022-11-11 | 20 | 10455.1843
2022-11-11 | 21 | 10331.3089
2022-11-11 | 22 | 10134.8317
2022-11-11 | 23 | 9865.6928
2022-11-11 | 24 | 9620.8694
2022-11-12 | 1 | 9488.1685
2022-11-12 | 2 | 9369.5207
2022-11-12 | 3 | 9304.9577
2022-11-12 | 4 | 9302.4157
2022-11-12 | 5 | 9330.4818
2022-11-12 | 6 | 9439.1053
2022-11-12 | 7 | 9654.9854
2022-11-12 | 8 | 9812.6257
2022-11-12 | 9 | 10036.4496
2022-11-12 | 10 | 10127.9401
2022-11-12 | 11 | 10193.8011
2022-11-12 | 12 | 10139.6098
2022-11-12 | 13 | 10082.3723
2022-11-12 | 14 | 10056.7055
2022-11-12 | 15 | 10029.9843
2022-11-12 | 16 | 10121.9931
2022-11-12 | 17 | 10327.1829
2022-11-12 | 18 | 10555.28
2022-11-12 | 19 | 10490.2454
2022-11-12 | 20 | 10406.1595
2022-11-12 | 21 | 10281.289
2022-11-12 | 22 | 10111.1595
2022-11-12 | 23 | 9868.8628
2022-11-12 | 24 | 9623.0091
2022-11-13 | 1 | 9451.2706
2022-11-13 | 2 | 9348.6743
2022-11-13 | 3 | 9292.9931
2022-11-13 | 4 | 9288.65
2022-11-13 | 5 | 9322.2888
2022-11-13 | 6 | 9430.4116
2022-11-13 | 7 | 9639.7823
2022-11-13 | 8 | 9720.4122
2022-11-13 | 9 | 9931.1152
2022-11-13 | 10 | 10050.7851
2022-11-13 | 11 | 10024.4183
2022-11-13 | 12 | 10110.3279
2022-11-13 | 13 | 10118.7114
2022-11-13 | 14 | 10088.3872
2022-11-13 | 15 | 10091.4923
2022-11-13 | 16 | 10174.8065
2022-11-13 | 17 | 10400.6129
2022-11-13 | 18 | 10643.5849
2022-11-13 | 19 | 10580.5695
2022-11-13 | 20 | 10511.124
2022-11-13 | 21 | 10386.5653
2022-11-13 | 22 | 10155.8161
2022-11-13 | 23 | 9835.6536
2022-11-13 | 24 | 9571.8052
2022-11-14 | 1 | 9450.0134
2022-11-14 | 2 | 9352.219
2022-11-14 | 3 | 9288.3863
2022-11-14 | 4 | 9298.3572
2022-11-14 | 5 | 9424.4094
2022-11-14 | 6 | 9737.6946
2022-11-14 | 7 | 10165.5868
2022-11-14 | 8 | 10376.282
2022-11-14 | 9 | 10507.9277
2022-11-14 | 10 | 10492.9387
2022-11-14 | 11 | 10471.8523
2022-11-14 | 12 | 10410.5056
2022-11-14 | 13 | 10467.5508
2022-11-14 | 14 | 10356.6884
2022-11-14 | 15 | 10440.5724
2022-11-14 | 16 | 10492.3611
2022-11-14 | 17 | 10623.9812
2022-11-14 | 18 | 10725.7334
2022-11-14 | 19 | 10627.2252
2022-11-14 | 20 | 10546.6566
2022-11-14 | 21 | 10382.332
2022-11-14 | 22 | 10079.8083
2022-11-14 | 23 | 9721.9353
2022-11-14 | 24 | 9438.4696
2022-11-15 | 1 | 9247.1777
2022-11-15 | 2 | 9158.8319
2022-11-15 | 3 | 9124.227
2022-11-15 | 4 | 9147.4663
2022-11-15 | 5 | 9302.3576
2022-11-15 | 6 | 9655.8362
2022-11-15 | 7 | 10140.9343
2022-11-15 | 8 | 10381.3187
2022-11-15 | 9 | 10504.3119
2022-11-15 | 10 | 10413.0315
2022-11-15 | 11 | 10422.9998
2022-11-15 | 12 | 10429.9554
2022-11-15 | 13 | 10421.3353
2022-11-15 | 14 | 10423.494
2022-11-15 | 15 | 10492.7827
2022-11-15 | 16 | 10582.3412
2022-11-15 | 17 | 10743.0516
2022-11-15 | 18 | 10857.1349
2022-11-15 | 19 | 10754.4501
2022-11-15 | 20 | 10664.2493
2022-11-15 | 21 | 10491.2483
2022-11-15 | 22 | 10185.3525
2022-11-15 | 23 | 9835.8438
2022-11-15 | 24 | 9562.6431
2022-11-16 | 1 | 9363.6477
2022-11-16 | 2 | 9273.5934
2022-11-16 | 3 | 9235.8581
2022-11-16 | 4 | 9248.2822
2022-11-16 | 5 | 9385.7644
2022-11-16 | 6 | 9734.2422
2022-11-16 | 7 | 10212.2844
2022-11-16 | 8 | 10473.7902
2022-11-16 | 9 | 10621.048
2022-11-16 | 10 | 10587.9253
2022-11-16 | 11 | 10572.3309
2022-11-16 | 12 | 10561.4868
2022-11-16 | 13 | 10522.2053
2022-11-16 | 14 | 10532.6594
2022-11-16 | 15 | 10618.2957
2022-11-16 | 16 | 10680.5983
2022-11-16 | 17 | 10857.6678
2022-11-16 | 18 | 10973.9537
2022-11-16 | 19 | 10870.5396
2022-11-16 | 20 | 10815.7623
2022-11-16 | 21 | 10612.0392
2022-11-16 | 22 | 10306.5826
2022-11-16 | 23 | 9948.2508
2022-11-16 | 24 | 9660.1108
2022-11-17 | 1 | 9502.3603
2022-11-17 | 2 | 9405.0228
2022-11-17 | 3 | 9359.253
2022-11-17 | 4 | 9370.0834
2022-11-17 | 5 | 9481.7877
2022-11-17 | 6 | 9782.2088
2022-11-17 | 7 | 10234.4236
2022-11-17 | 8 | 10503.3977
2022-11-17 | 9 | 10659.1726
2022-11-17 | 10 | 10590.0218
2022-11-17 | 11 | 10638.2791
2022-11-17 | 12 | 10572.8338
2022-11-17 | 13 | 10559.6276
2022-11-17 | 14 | 10524.6877
2022-11-17 | 15 | 10511.5318
2022-11-17 | 16 | 10554.628
2022-11-17 | 17 | 10754.1122
2022-11-17 | 18 | 10875.4043
2022-11-17 | 19 | 10816.3023
2022-11-17 | 20 | 10715.4564
2022-11-17 | 21 | 10556.0932
2022-11-17 | 22 | 10272.4762
2022-11-17 | 23 | 9946.7696
2022-11-17 | 24 | 9671.9282
2022-11-18 | 1 | 9482.4469
2022-11-18 | 2 | 9376.288
2022-11-18 | 3 | 9330.8205
2022-11-18 | 4 | 9355.8573
2022-11-18 | 5 | 9510.8879
2022-11-18 | 6 | 9829.836
2022-11-18 | 7 | 10299.5299
2022-11-18 | 8 | 10564.2108
2022-11-18 | 9 | 10720.971
2022-11-18 | 10 | 10664.6714
2022-11-18 | 11 | 10709.8959
2022-11-18 | 12 | 10692.9938
2022-11-18 | 13 | 10692.8553
2022-11-18 | 14 | 10729.9505
2022-11-18 | 15 | 10750.3074
2022-11-18 | 16 | 10786.5928
2022-11-18 | 17 | 10963.3443
2022-11-18 | 18 | 11102.452
2022-11-18 | 19 | 11003.6387
2022-11-18 | 20 | 10906.2172
2022-11-18 | 21 | 10754.4067
2022-11-18 | 22 | 10489.8703
2022-11-18 | 23 | 10174.7589
2022-11-18 | 24 | 9903.2429
2022-11-19 | 1 | 9717.2407
2022-11-19 | 2 | 9613.3881
2022-11-19 | 3 | 9541.7186
2022-11-19 | 4 | 9525.7443
2022-11-19 | 5 | 9557.2501
2022-11-19 | 6 | 9641.2626
2022-11-19 | 7 | 9843.7888
2022-11-19 | 8 | 10148.9576
2022-11-19 | 9 | 10399.0412
2022-11-19 | 10 | 10298.5225
2022-11-19 | 11 | 10337.1979
2022-11-19 | 12 | 10362.9736
2022-11-19 | 13 | 10346.2423
2022-11-19 | 14 | 10313.2699
2022-11-19 | 15 | 10310.8318
2022-11-19 | 16 | 10397.0735
2022-11-19 | 17 | 10694.7468
2022-11-19 | 18 | 10922.7017
2022-11-19 | 19 | 10872.2044
2022-11-19 | 20 | 10802.2992
2022-11-19 | 21 | 10675.5329
2022-11-19 | 22 | 10494.9983
2022-11-19 | 23 | 10205.1573
2022-11-19 | 24 | 9948.5787
2022-11-20 | 1 | 9745.685
2022-11-20 | 2 | 9612.1749
2022-11-20 | 3 | 9524.9387
2022-11-20 | 4 | 9489.8591
2022-11-20 | 5 | 9479.5719
2022-11-20 | 6 | 9511.9891
2022-11-20 | 7 | 9664.621
2022-11-20 | 8 | 9964.9473
2022-11-20 | 9 | 10196.8828
2022-11-20 | 10 | 10107.0144
2022-11-20 | 11 | 10190.2315
2022-11-20 | 12 | 10204.2012
2022-11-20 | 13 | 10228.5799
2022-11-20 | 14 | 10176.339
2022-11-20 | 15 | 10215.6847
2022-11-20 | 16 | 10313.529
2022-11-20 | 17 | 10668.0843
2022-11-20 | 18 | 10911.5412
2022-11-20 | 19 | 10843.7173
2022-11-20 | 20 | 10757.9628
2022-11-20 | 21 | 10628.484
2022-11-20 | 22 | 10397.2323
2022-11-20 | 23 | 10078.7007
2022-11-20 | 24 | 9813.3699
2022-11-21 | 1 | 9700.1017
2022-11-21 | 2 | 9605.9668
2022-11-21 | 3 | 9540.6859
2022-11-21 | 4 | 9550.184
2022-11-21 | 5 | 9647.7536
2022-11-21 | 6 | 9933.1316
2022-11-21 | 7 | 10393.1615
2022-11-21 | 8 | 10762.51
2022-11-21 | 9 | 10916.1522
2022-11-21 | 10 | 10788.6929
2022-11-21 | 11 | 10785.4866
2022-11-21 | 12 | 10820.6617
2022-11-21 | 13 | 10806.1722
2022-11-21 | 14 | 10765.4452
2022-11-21 | 15 | 10790.999
2022-11-21 | 16 | 10874.6902
2022-11-21 | 17 | 11074.741
2022-11-21 | 18 | 11245.0907
2022-11-21 | 19 | 11166.4864
2022-11-21 | 20 | 11083.7298
2022-11-21 | 21 | 10921.168
2022-11-21 | 22 | 10630.3252
2022-11-21 | 23 | 10277.5002
2022-11-21 | 24 | 9990.5872
2022-11-22 | 1 | 9779.6688
2022-11-22 | 2 | 9691.6203
2022-11-22 | 3 | 9654.6111
2022-11-22 | 4 | 9666.2516
2022-11-22 | 5 | 9786.5133
2022-11-22 | 6 | 10088.0694
2022-11-22 | 7 | 10553.3491
2022-11-22 | 8 | 10906.0181
2022-11-22 | 9 | 11040.411
2022-11-22 | 10 | 10928.5654
2022-11-22 | 11 | 10972.891
2022-11-22 | 12 | 10965.583
2022-11-22 | 13 | 10998.8816
2022-11-22 | 14 | 10973.1754
2022-11-22 | 15 | 11035.8231
2022-11-22 | 16 | 11082.9056
2022-11-22 | 17 | 11332.2249
2022-11-22 | 18 | 11547.8623
2022-11-22 | 19 | 11448.456
2022-11-22 | 20 | 11352.1268
2022-11-22 | 21 | 11208.7569
2022-11-22 | 22 | 10961.7545
2022-11-22 | 23 | 10615.4516
2022-11-22 | 24 | 10292.2068
2022-11-23 | 1 | 10042.2553
2022-11-23 | 2 | 9937.5035
2022-11-23 | 3 | 9885.7458
2022-11-23 | 4 | 9874.9588
2022-11-23 | 5 | 9956.3645
2022-11-23 | 6 | 10165.6689
2022-11-23 | 7 | 10585.9038
2022-11-23 | 8 | 10991.4041
2022-11-23 | 9 | 11143.6997
2022-11-23 | 10 | 11083.9679
2022-11-23 | 11 | 11110.3747
2022-11-23 | 12 | 11109.0594
2022-11-23 | 13 | 11065.3463
2022-11-23 | 14 | 11030.2278
2022-11-23 | 15 | 11038.29
2022-11-23 | 16 | 11089.6797
2022-11-23 | 17 | 11333.3526
2022-11-23 | 18 | 11548.9638
2022-11-23 | 19 | 11477.3537
2022-11-23 | 20 | 11372.0806
2022-11-23 | 21 | 11234.5113
2022-11-23 | 22 | 11029.7446
2022-11-23 | 23 | 10653.0466
2022-11-23 | 24 | 10325.7748
2022-11-24 | 1 | 10136.6512
2022-11-24 | 2 | 10028.3436
2022-11-24 | 3 | 9948.4655
2022-11-24 | 4 | 9935.9278
2022-11-24 | 5 | 9990.3388
2022-11-24 | 6 | 10153.3608
2022-11-24 | 7 | 10561.0399
2022-11-24 | 8 | 11013.5472
2022-11-24 | 9 | 11191.7384
2022-11-24 | 10 | 11117.9446
2022-11-24 | 11 | 11126.1738
2022-11-24 | 12 | 11082.1121
2022-11-24 | 13 | 11032.2903
2022-11-24 | 14 | 11042.6153
2022-11-24 | 15 | 10964.6247
2022-11-24 | 16 | 11029.0461
2022-11-24 | 17 | 11291.3028
2022-11-24 | 18 | 11473.4659
2022-11-24 | 19 | 11388.0483
2022-11-24 | 20 | 11242.4393
2022-11-24 | 21 | 11106.9184
2022-11-24 | 22 | 10844.0755
2022-11-24 | 23 | 10513.334
2022-11-24 | 24 | 10203.0711
2022-11-25 | 1 | 9982.2791
2022-11-25 | 2 | 9861.6126
2022-11-25 | 3 | 9798.5267
2022-11-25 | 4 | 9788.4722
2022-11-25 | 5 | 9863.6506
2022-11-25 | 6 | 10056.4173
2022-11-25 | 7 | 10503.0672
2022-11-25 | 8 | 10905.3754
2022-11-25 | 9 | 11062.804
2022-11-25 | 10 | 10965.9447
2022-11-25 | 11 | 10887.7684
2022-11-25 | 12 | 10854.182
2022-11-25 | 13 | 10812.0659
2022-11-25 | 14 | 10787.8541
2022-11-25 | 15 | 10764.7749
2022-11-25 | 16 | 10792.2524
2022-11-25 | 17 | 11014.7399
2022-11-25 | 18 | 11145.0901
2022-11-25 | 19 | 11059.3769
2022-11-25 | 20 | 10981.7154
2022-11-25 | 21 | 10862.3416
2022-11-25 | 22 | 10614.7377
2022-11-25 | 23 | 10292.8788
2022-11-25 | 24 | 10017.1566
2022-11-26 | 1 | 9793.9857
2022-11-26 | 2 | 9656.2363
2022-11-26 | 3 | 9592.9418
2022-11-26 | 4 | 9544.4481
2022-11-26 | 5 | 9520.8612
2022-11-26 | 6 | 9555.7082
2022-11-26 | 7 | 9738.8259
2022-11-26 | 8 | 10084.116
2022-11-26 | 9 | 10307.117
2022-11-26 | 10 | 10275.052
2022-11-26 | 11 | 10254.9872
2022-11-26 | 12 | 10236.7918
2022-11-26 | 13 | 10169.8586
2022-11-26 | 14 | 10148.5426
2022-11-26 | 15 | 10154.974
2022-11-26 | 16 | 10183.2481
2022-11-26 | 17 | 10512.4801
2022-11-26 | 18 | 10670.3093
2022-11-26 | 19 | 10595.1883
2022-11-26 | 20 | 10522.8736
2022-11-26 | 21 | 10402.7708
2022-11-26 | 22 | 10203.979
2022-11-26 | 23 | 9934.1184
2022-11-26 | 24 | 9677.5579
2022-11-27 | 1 | 9502.2467
2022-11-27 | 2 | 9370.0126
2022-11-27 | 3 | 9304.737
2022-11-27 | 4 | 9275.5095
2022-11-27 | 5 | 9280.5829
2022-11-27 | 6 | 9383.3809
2022-11-27 | 7 | 9555.977
2022-11-27 | 8 | 9815.4092
2022-11-27 | 9 | 9974.4293
2022-11-27 | 10 | 9989.5451
2022-11-27 | 11 | 10096.7765
2022-11-27 | 12 | 10031.4716
2022-11-27 | 13 | 10032.8233
2022-11-27 | 14 | 10028.5547
2022-11-27 | 15 | 10123.5019
2022-11-27 | 16 | 10177.2613
2022-11-27 | 17 | 10475.5789
2022-11-27 | 18 | 10624.132
2022-11-27 | 19 | 10567.1972
2022-11-27 | 20 | 10502.5926
2022-11-27 | 21 | 10368.6463
2022-11-27 | 22 | 10128.3195
2022-11-27 | 23 | 9816.2666
2022-11-27 | 24 | 9562.4447
2022-11-28 | 1 | 9471.1211
2022-11-28 | 2 | 9391.5347
2022-11-28 | 3 | 9350.5706
2022-11-28 | 4 | 9357.5504
2022-11-28 | 5 | 9497.1335
2022-11-28 | 6 | 9848.2921
2022-11-28 | 7 | 10310.875
2022-11-28 | 8 | 10687.5574
2022-11-28 | 9 | 10803.435
2022-11-28 | 10 | 10720.7326
2022-11-28 | 11 | 10733.6959
2022-11-28 | 12 | 10634.0731
2022-11-28 | 13 | 10656.7644
2022-11-28 | 14 | 10657.5352
2022-11-28 | 15 | 10681.625
2022-11-28 | 16 | 10727.8533
2022-11-28 | 17 | 10946.3954
2022-11-28 | 18 | 11045.6342
2022-11-28 | 19 | 10971.3473
2022-11-28 | 20 | 10912.4278
2022-11-28 | 21 | 10702.2671
2022-11-28 | 22 | 10411.0986
2022-11-28 | 23 | 10038.4608
2022-11-28 | 24 | 9747.1243
2022-11-29 | 1 | 9548.707
2022-11-29 | 2 | 9456.8258
2022-11-29 | 3 | 9410.1941
2022-11-29 | 4 | 9422.1686
2022-11-29 | 5 | 9544.8326
2022-11-29 | 6 | 9857.9627
2022-11-29 | 7 | 10306.3069
2022-11-29 | 8 | 10696.7208
2022-11-29 | 9 | 10773.2637
2022-11-29 | 10 | 10631.2926
2022-11-29 | 11 | 10674.6467
2022-11-29 | 12 | 10673.0015
2022-11-29 | 13 | 10652.8646
2022-11-29 | 14 | 10555.878
2022-11-29 | 15 | 10570.6236
2022-11-29 | 16 | 10656.8462
2022-11-29 | 17 | 10907.5533
2022-11-29 | 18 | 10992.1512
2022-11-29 | 19 | 10915.3069
2022-11-29 | 20 | 10844.0493
2022-11-29 | 21 | 10680.0008
2022-11-29 | 22 | 10382.3249
2022-11-29 | 23 | 10021.9855
2022-11-29 | 24 | 9733.2667
2022-11-30 | 1 | 9527.1965
2022-11-30 | 2 | 9439.1773
2022-11-30 | 3 | 9394.5356
2022-11-30 | 4 | 9428.955
2022-11-30 | 5 | 9582.1266
2022-11-30 | 6 | 9908.3517
2022-11-30 | 7 | 10360.7272
2022-11-30 | 8 | 10704.1121
2022-11-30 | 9 | 10775.5725
2022-11-30 | 10 | 10719.8133
2022-11-30 | 11 | 10648.158
2022-11-30 | 12 | 10719.1735
2022-11-30 | 13 | 10688.8171
2022-11-30 | 14 | 10671.4245
2022-11-30 | 15 | 10676.9788
2022-11-30 | 16 | 10738.2311
2022-11-30 | 17 | 10930.6776
2022-11-30 | 18 | 10974.3564
2022-11-30 | 19 | 10920.1799
2022-11-30 | 20 | 10860.7543
2022-11-30 | 21 | 10681.7509
2022-11-30 | 22 | 10380.3576
2022-11-30 | 23 | 10016.4668
2022-11-30 | 24 | 9717.7865
2022-12-01 | 1 | 9721.7397
2022-12-01 | 2 | 9605.744
2022-12-01 | 3 | 9535.3241
2022-12-01 | 4 | 9529.4939
2022-12-01 | 5 | 9641.0182
2022-12-01 | 6 | 9929.0571
2022-12-01 | 7 | 10373.9709
2022-12-01 | 8 | 10737.2389
2022-12-01 | 9 | 10795.0073
2022-12-01 | 10 | 10642.7696
2022-12-01 | 11 | 10610.4626
2022-12-01 | 12 | 10572.1011
2022-12-01 | 13 | 10600.8872
2022-12-01 | 14 | 10502.2582
2022-12-01 | 15 | 10517.5045
2022-12-01 | 16 | 10599.6279
2022-12-01 | 17 | 10841.1981
2022-12-01 | 18 | 10919.0122
2022-12-01 | 19 | 10841.5734
2022-12-01 | 20 | 10785.2312
2022-12-01 | 21 | 10604.9911
2022-12-01 | 22 | 10339.6928
2022-12-01 | 23 | 10026.8561
2022-12-01 | 24 | 9767.6468
2022-12-02 | 1 | 9595.9678
2022-12-02 | 2 | 9505.848
2022-12-02 | 3 | 9470.6065
2022-12-02 | 4 | 9498.698
2022-12-02 | 5 | 9659.6994
2022-12-02 | 6 | 10032.5934
2022-12-02 | 7 | 10542.3327
2022-12-02 | 8 | 10845.6156
2022-12-02 | 9 | 10920.4906
2022-12-02 | 10 | 10875.9239
2022-12-02 | 11 | 10917.4576
2022-12-02 | 12 | 10893.9974
2022-12-02 | 13 | 10855.455
2022-12-02 | 14 | 10870.8684
2022-12-02 | 15 | 10887.1617
2022-12-02 | 16 | 10909.2296
2022-12-02 | 17 | 11122.3453
2022-12-02 | 18 | 11206.0382
2022-12-02 | 19 | 11106.0574
2022-12-02 | 20 | 11010.19
2022-12-02 | 21 | 10857.2924
2022-12-02 | 22 | 10589.7986
2022-12-02 | 23 | 10270.1045
2022-12-02 | 24 | 9985.0711
2022-12-03 | 1 | 9766.4624
2022-12-03 | 2 | 9633.9236
2022-12-03 | 3 | 9565.9748
2022-12-03 | 4 | 9525.4224
2022-12-03 | 5 | 9534.6581
2022-12-03 | 6 | 9617.5558
2022-12-03 | 7 | 9809.5269
2022-12-03 | 8 | 10123.2628
2022-12-03 | 9 | 10289.6027
2022-12-03 | 10 | 10317.4735
2022-12-03 | 11 | 10369.7243
2022-12-03 | 12 | 10350.622
2022-12-03 | 13 | 10338.5069
2022-12-03 | 14 | 10299.3666
2022-12-03 | 15 | 10243.1791
2022-12-03 | 16 | 10360.8245
2022-12-03 | 17 | 10672.0822
2022-12-03 | 18 | 10803.5552
2022-12-03 | 19 | 10709.8392
2022-12-03 | 20 | 10616.008
2022-12-03 | 21 | 10495.7779
2022-12-03 | 22 | 10296.5163
2022-12-03 | 23 | 10045.1814
2022-12-03 | 24 | 9794.7256
2022-12-04 | 1 | 9634.018
2022-12-04 | 2 | 9513.3992
2022-12-04 | 3 | 9450.0729
2022-12-04 | 4 | 9446.6839
2022-12-04 | 5 | 9487.8865
2022-12-04 | 6 | 9598.2494
2022-12-04 | 7 | 9789.3361
2022-12-04 | 8 | 10047.1646
2022-12-04 | 9 | 10192.2331
2022-12-04 | 10 | 10193.3875
2022-12-04 | 11 | 10378.5456
2022-12-04 | 12 | 10450.0758
2022-12-04 | 13 | 10469.4821
2022-12-04 | 14 | 10476.4162
2022-12-04 | 15 | 10487.4045
2022-12-04 | 16 | 10599.8635
2022-12-04 | 17 | 10887.87
2022-12-04 | 18 | 11057.4949
2022-12-04 | 19 | 10984.9824
2022-12-04 | 20 | 10912.0614
2022-12-04 | 21 | 10790.7897
2022-12-04 | 22 | 10557.0981
2022-12-04 | 23 | 10228.7442
2022-12-04 | 24 | 9963.453
2022-12-05 | 1 | 9848.5938
2022-12-05 | 2 | 9759.5251
2022-12-05 | 3 | 9723.4103
2022-12-05 | 4 | 9735.4152
2022-12-05 | 5 | 9847.2867
2022-12-05 | 6 | 10147.3058
2022-12-05 | 7 | 10583.1641
2022-12-05 | 8 | 10958.9495
2022-12-05 | 9 | 11014.3174
2022-12-05 | 10 | 10911.3088
2022-12-05 | 11 | 10890.6432
2022-12-05 | 12 | 10839.8856
2022-12-05 | 13 | 10806.7649
2022-12-05 | 14 | 10777.8029
2022-12-05 | 15 | 10824.4971
2022-12-05 | 16 | 10888.7145
2022-12-05 | 17 | 11078.2554
2022-12-05 | 18 | 11107.0424
2022-12-05 | 19 | 11011.1278
2022-12-05 | 20 | 10959.1736
2022-12-05 | 21 | 10810.1999
2022-12-05 | 22 | 10512.8353
2022-12-05 | 23 | 10145.8853
2022-12-05 | 24 | 9848.3164
2022-12-06 | 1 | 9641.102
2022-12-06 | 2 | 9548.796
2022-12-06 | 3 | 9496.3878
2022-12-06 | 4 | 9507.3079
2022-12-06 | 5 | 9634.3043
2022-12-06 | 6 | 9964.5447
2022-12-06 | 7 | 10431.0371
2022-12-06 | 8 | 10804.2575
2022-12-06 | 9 | 10834.7408
2022-12-06 | 10 | 10810.552
2022-12-06 | 11 | 10858.3618
2022-12-06 | 12 | 10835.1433
2022-12-06 | 13 | 10826.1426
2022-12-06 | 14 | 10862.8252
2022-12-06 | 15 | 10870.222
2022-12-06 | 16 | 10944.4261
2022-12-06 | 17 | 11185.0026
2022-12-06 | 18 | 11277.2774
2022-12-06 | 19 | 11187.8306
2022-12-06 | 20 | 11078.6823
2022-12-06 | 21 | 10915.0327
2022-12-06 | 22 | 10614.9694
2022-12-06 | 23 | 10268.7844
2022-12-06 | 24 | 9994.5837
2022-12-07 | 1 | 9800.1374
2022-12-07 | 2 | 9720.0889
2022-12-07 | 3 | 9692.7785
2022-12-07 | 4 | 9711.8012
2022-12-07 | 5 | 9841.4989
2022-12-07 | 6 | 10150.0919
2022-12-07 | 7 | 10587.5165
2022-12-07 | 8 | 10965.0628
2022-12-07 | 9 | 11019.339
2022-12-07 | 10 | 10995.1798
2022-12-07 | 11 | 10997.9567
2022-12-07 | 12 | 10987.1669
2022-12-07 | 13 | 10939.4109
2022-12-07 | 14 | 10969.1992
2022-12-07 | 15 | 10922.3474
2022-12-07 | 16 | 11028.2622
2022-12-07 | 17 | 11256.9999
2022-12-07 | 18 | 11346.1734
2022-12-07 | 19 | 11264.7445
2022-12-07 | 20 | 11187.9777
2022-12-07 | 21 | 11024.4496
2022-12-07 | 22 | 10734.7058
2022-12-07 | 23 | 10375.3471
2022-12-07 | 24 | 10087.1222
2022-12-08 | 1 | 9929.9759
2022-12-08 | 2 | 9819.3423
2022-12-08 | 3 | 9771.6277
2022-12-08 | 4 | 9782.7275
2022-12-08 | 5 | 9895.8957
2022-12-08 | 6 | 10179.1584
2022-12-08 | 7 | 10644.2973
2022-12-08 | 8 | 11019.0919
2022-12-08 | 9 | 11066.1374
2022-12-08 | 10 | 10990.0649
2022-12-08 | 11 | 11057.9162
2022-12-08 | 12 | 10992.992
2022-12-08 | 13 | 10993.7472
2022-12-08 | 14 | 11000.5962
2022-12-08 | 15 | 11008.5031
2022-12-08 | 16 | 11085.1864
2022-12-08 | 17 | 11365.3801
2022-12-08 | 18 | 11493.571
2022-12-08 | 19 | 11387.4298
2022-12-08 | 20 | 11280.2038
2022-12-08 | 21 | 11125.2474
2022-12-08 | 22 | 10882.3856
2022-12-08 | 23 | 10556.4302
2022-12-08 | 24 | 10241.6792
2022-12-09 | 1 | 10019.2546
2022-12-09 | 2 | 9899.1875
2022-12-09 | 3 | 9843.1286
2022-12-09 | 4 | 9842.1369
2022-12-09 | 5 | 9921.1315
2022-12-09 | 6 | 10166.0759
2022-12-09 | 7 | 10602.7242
2022-12-09 | 8 | 11019.1092
2022-12-09 | 9 | 11082.1987
2022-12-09 | 10 | 10995.1461
2022-12-09 | 11 | 10938.4592
2022-12-09 | 12 | 10932.6742
2022-12-09 | 13 | 10925.1649
2022-12-09 | 14 | 10873.3846
2022-12-09 | 15 | 10812.1009
2022-12-09 | 16 | 10854.9381
2022-12-09 | 17 | 11103.4139
2022-12-09 | 18 | 11127.0445
2022-12-09 | 19 | 11047.7554
2022-12-09 | 20 | 10972.7614
2022-12-09 | 21 | 10824.1309
2022-12-09 | 22 | 10545.1971
2022-12-09 | 23 | 10211.8661
2022-12-09 | 24 | 9918.7952
2022-12-10 | 1 | 9699.0362
2022-12-10 | 2 | 9568.235
2022-12-10 | 3 | 9476.4894
2022-12-10 | 4 | 9453.9643
2022-12-10 | 5 | 9472.025
2022-12-10 | 6 | 9580.924
2022-12-10 | 7 | 9767.9954
2022-12-10 | 8 | 10096.8634
2022-12-10 | 9 | 10215.4911
2022-12-10 | 10 | 10269.2277
2022-12-10 | 11 | 10316.3207
2022-12-10 | 12 | 10364.6889
2022-12-10 | 13 | 10324.995
2022-12-10 | 14 | 10355.8635
2022-12-10 | 15 | 10373.5272
2022-12-10 | 16 | 10459.3776
2022-12-10 | 17 | 10701.7564
2022-12-10 | 18 | 10839.1814
2022-12-10 | 19 | 10734.466
2022-12-10 | 20 | 10628.8461
2022-12-10 | 21 | 10498.6127
2022-12-10 | 22 | 10294.9323
2022-12-10 | 23 | 10065.9368
2022-12-10 | 24 | 9833.7676
2022-12-11 | 1 | 9668.4989
2022-12-11 | 2 | 9552.1445
2022-12-11 | 3 | 9508.8657
2022-12-11 | 4 | 9517.5531
2022-12-11 | 5 | 9568.0385
2022-12-11 | 6 | 9671.9137
2022-12-11 | 7 | 9850.5384
2022-12-11 | 8 | 10113.8208
2022-12-11 | 9 | 10220.0702
2022-12-11 | 10 | 10264.9424
2022-12-11 | 11 | 10357.7911
2022-12-11 | 12 | 10423.0609
2022-12-11 | 13 | 10445.6439
2022-12-11 | 14 | 10460.3065
2022-12-11 | 15 | 10496.9296
2022-12-11 | 16 | 10651.914
2022-12-11 | 17 | 11021.5171
2022-12-11 | 18 | 11223.8739
2022-12-11 | 19 | 11152.3927
2022-12-11 | 20 | 11063.0757
2022-12-11 | 21 | 10926.3678
2022-12-11 | 22 | 10709.8405
2022-12-11 | 23 | 10399.1005
2022-12-11 | 24 | 10134.1087
2022-12-12 | 1 | 10016.5412
2022-12-12 | 2 | 9935.6309
2022-12-12 | 3 | 9902.2383
2022-12-12 | 4 | 9914.4701
2022-12-12 | 5 | 10043.8294
2022-12-12 | 6 | 10348.447
2022-12-12 | 7 | 10797.9184
2022-12-12 | 8 | 11175.6999
2022-12-12 | 9 | 11221.9923
2022-12-12 | 10 | 11185.5676
2022-12-12 | 11 | 11190.7643
2022-12-12 | 12 | 11175.8299
2022-12-12 | 13 | 11148.3567
2022-12-12 | 14 | 11204.67
2022-12-12 | 15 | 11228.685
2022-12-12 | 16 | 11265.9262
2022-12-12 | 17 | 11530.4402
2022-12-12 | 18 | 11661.6793
2022-12-12 | 19 | 11570.1435
2022-12-12 | 20 | 11457.7602
2022-12-12 | 21 | 11301.657
2022-12-12 | 22 | 11028.6445
2022-12-12 | 23 | 10674.4599
2022-12-12 | 24 | 10368.2673
2022-12-13 | 1 | 10134.2604
2022-12-13 | 2 | 10014.3552
2022-12-13 | 3 | 9949.2772
2022-12-13 | 4 | 9936.9794
2022-12-13 | 5 | 10005.1614
2022-12-13 | 6 | 10213.7226
2022-12-13 | 7 | 10646.4546
2022-12-13 | 8 | 11072.8828
2022-12-13 | 9 | 11107.1233
2022-12-13 | 10 | 11081.9193
2022-12-13 | 11 | 11096.9136
2022-12-13 | 12 | 11045.7051
2022-12-13 | 13 | 11024.8372
2022-12-13 | 14 | 10973.0956
2022-12-13 | 15 | 10908.2675
2022-12-13 | 16 | 10939.3075
2022-12-13 | 17 | 11156.8587
2022-12-13 | 18 | 11209.8401
2022-12-13 | 19 | 11155.0824
2022-12-13 | 20 | 11094.6947
2022-12-13 | 21 | 10943.3095
2022-12-13 | 22 | 10642.1394
2022-12-13 | 23 | 10266.9935
2022-12-13 | 24 | 9968.3383
2022-12-14 | 1 | 9770.7883
2022-12-14 | 2 | 9654.7256
2022-12-14 | 3 | 9609.2782
2022-12-14 | 4 | 9633.907
2022-12-14 | 5 | 9761.4463
2022-12-14 | 6 | 10085.4366
2022-12-14 | 7 | 10534.2074
2022-12-14 | 8 | 10908.6172
2022-12-14 | 9 | 10920.741
2022-12-14 | 10 | 10916.255
2022-12-14 | 11 | 10940.7258
2022-12-14 | 12 | 10922.8618
2022-12-14 | 13 | 10903.2134
2022-12-14 | 14 | 10853.1483
2022-12-14 | 15 | 10777.2273
2022-12-14 | 16 | 10888.0432
2022-12-14 | 17 | 11176.5413
2022-12-14 | 18 | 11231.6913
2022-12-14 | 19 | 11118.5181
2022-12-14 | 20 | 11041.771
2022-12-14 | 21 | 10888.8124
2022-12-14 | 22 | 10597.118
2022-12-14 | 23 | 10243.8666
2022-12-14 | 24 | 9968.1105
2022-12-15 | 1 | 9817.0843
2022-12-15 | 2 | 9721.3444
2022-12-15 | 3 | 9667.9729
2022-12-15 | 4 | 9685.4662
2022-12-15 | 5 | 9806.5083
2022-12-15 | 6 | 10125.2361
2022-12-15 | 7 | 10594.0243
2022-12-15 | 8 | 10954.5161
2022-12-15 | 9 | 10966.2559
2022-12-15 | 10 | 10988.4266
2022-12-15 | 11 | 11002.2374
2022-12-15 | 12 | 10994.4672
2022-12-15 | 13 | 10915.8228
2022-12-15 | 14 | 10915.9338
2022-12-15 | 15 | 10933.8932
2022-12-15 | 16 | 11029.3931
2022-12-15 | 17 | 11249.6993
2022-12-15 | 18 | 11344.6399
2022-12-15 | 19 | 11253.0675
2022-12-15 | 20 | 11149.5848
2022-12-15 | 21 | 10994.1314
2022-12-15 | 22 | 10733.5683
2022-12-15 | 23 | 10419.6117
2022-12-15 | 24 | 10130.6897
2022-12-16 | 1 | 9917.6598
2022-12-16 | 2 | 9808.7622
2022-12-16 | 3 | 9759.8801
2022-12-16 | 4 | 9767.769
2022-12-16 | 5 | 9884.3275
2022-12-16 | 6 | 10156.5684
2022-12-16 | 7 | 10628.3922
2022-12-16 | 8 | 11019.2816
2022-12-16 | 9 | 11053.621
2022-12-16 | 10 | 11086.9199
2022-12-16 | 11 | 11128.4351
2022-12-16 | 12 | 11134.2284
2022-12-16 | 13 | 11117.387
2022-12-16 | 14 | 11097.8233
2022-12-16 | 15 | 11061.578
2022-12-16 | 16 | 11086.4903
2022-12-16 | 17 | 11317.8252
2022-12-16 | 18 | 11436.944
2022-12-16 | 19 | 11345.5906
2022-12-16 | 20 | 11239.2966
2022-12-16 | 21 | 11073.1527
2022-12-16 | 22 | 10815.1894
2022-12-16 | 23 | 10499.0558
2022-12-16 | 24 | 10209.6401
2022-12-17 | 1 | 9997.096
2022-12-17 | 2 | 9862.8317
2022-12-17 | 3 | 9796.6026
2022-12-17 | 4 | 9764.8903
2022-12-17 | 5 | 9776.0828
2022-12-17 | 6 | 9841.7082
2022-12-17 | 7 | 10046.084
2022-12-17 | 8 | 10410.8171
2022-12-17 | 9 | 10536.8384
2022-12-17 | 10 | 10598.8677
2022-12-17 | 11 | 10689.407
2022-12-17 | 12 | 10686.5141
2022-12-17 | 13 | 10613.6144
2022-12-17 | 14 | 10523.6004
2022-12-17 | 15 | 10510.1445
2022-12-17 | 16 | 10577.6223
2022-12-17 | 17 | 10858.2442
2022-12-17 | 18 | 11015.8992
2022-12-17 | 19 | 10929.5544
2022-12-17 | 20 | 10863.4869
2022-12-17 | 21 | 10730.2808
2022-12-17 | 22 | 10541.7756
2022-12-17 | 23 | 10260.7271
2022-12-17 | 24 | 9999.3127
2022-12-18 | 1 | 9810.039
2022-12-18 | 2 | 9684.1002
2022-12-18 | 3 | 9617.0478
2022-12-18 | 4 | 9585.9641
2022-12-18 | 5 | 9600.1215
2022-12-18 | 6 | 9657.3405
2022-12-18 | 7 | 9833.4455
2022-12-18 | 8 | 10114.105
2022-12-18 | 9 | 10203.3589
2022-12-18 | 10 | 10312.9028
2022-12-18 | 11 | 10402.6989
2022-12-18 | 12 | 10481.6323
2022-12-18 | 13 | 10469.5823
2022-12-18 | 14 | 10458.8068
2022-12-18 | 15 | 10442.2522
2022-12-18 | 16 | 10576.3798
2022-12-18 | 17 | 10934.7984
2022-12-18 | 18 | 11112.1151
2022-12-18 | 19 | 11053.4334
2022-12-18 | 20 | 10958.7374
2022-12-18 | 21 | 10822.2235
2022-12-18 | 22 | 10593.7077
2022-12-18 | 23 | 10301.4747
2022-12-18 | 24 | 10035.2069
2022-12-19 | 1 | 9915.1852
2022-12-19 | 2 | 9826.8704
2022-12-19 | 3 | 9783.1734
2022-12-19 | 4 | 9794.1891
2022-12-19 | 5 | 9914.459
2022-12-19 | 6 | 10208.0936
2022-12-19 | 7 | 10652.0512
2022-12-19 | 8 | 11026.5526
2022-12-19 | 9 | 11086.0046
2022-12-19 | 10 | 11054.3826
2022-12-19 | 11 | 11007.963
2022-12-19 | 12 | 10989.9411
2022-12-19 | 13 | 11020.017
2022-12-19 | 14 | 10984.6334
2022-12-19 | 15 | 10999.6401
2022-12-19 | 16 | 11096.7536
2022-12-19 | 17 | 11385.103
2022-12-19 | 18 | 11491.7451
2022-12-19 | 19 | 11414.3153
2022-12-19 | 20 | 11323.513
2022-12-19 | 21 | 11163.3784
2022-12-19 | 22 | 10889.8751
2022-12-19 | 23 | 10526.7877
2022-12-19 | 24 | 10227.5123
2022-12-20 | 1 | 10006.6171
2022-12-20 | 2 | 9905.192
2022-12-20 | 3 | 9845.5115
2022-12-20 | 4 | 9843.7326
2022-12-20 | 5 | 9915.5883
2022-12-20 | 6 | 10145.0863
2022-12-20 | 7 | 10564.7142
2022-12-20 | 8 | 10992.2946
2022-12-20 | 9 | 11043.9224
2022-12-20 | 10 | 10982.5318
2022-12-20 | 11 | 10900.3372
2022-12-20 | 12 | 10870.3277
2022-12-20 | 13 | 10836.69
2022-12-20 | 14 | 10822.708
2022-12-20 | 15 | 10826.5458
2022-12-20 | 16 | 10898.2316
2022-12-20 | 17 | 11169.4083
2022-12-20 | 18 | 11236.3437
2022-12-20 | 19 | 11146.199
2022-12-20 | 20 | 11088.985
2022-12-20 | 21 | 10908.3476
2022-12-20 | 22 | 10611.9216
2022-12-20 | 23 | 10248.3746
2022-12-20 | 24 | 9961.4356
2022-12-21 | 1 | 9744.8477
2022-12-21 | 2 | 9649.1925
2022-12-21 | 3 | 9606.9063
2022-12-21 | 4 | 9612.8275
2022-12-21 | 5 | 9735.5426
2022-12-21 | 6 | 10041.5617
2022-12-21 | 7 | 10479.1798
2022-12-21 | 8 | 10840.159
2022-12-21 | 9 | 10888.2185
2022-12-21 | 10 | 10849.1881
2022-12-21 | 11 | 10871.9807
2022-12-21 | 12 | 10776.9104
2022-12-21 | 13 | 10810.7022
2022-12-21 | 14 | 10822.9829
2022-12-21 | 15 | 10823.1622
2022-12-21 | 16 | 10805.7111
2022-12-21 | 17 | 11039.2667
2022-12-21 | 18 | 11066.2755
2022-12-21 | 19 | 10987.3405
2022-12-21 | 20 | 10911.1432
2022-12-21 | 21 | 10739.0146
2022-12-21 | 22 | 10437.4168
2022-12-21 | 23 | 10074.9565
2022-12-21 | 24 | 9793.5269
2022-12-22 | 1 | 9631.8988
2022-12-22 | 2 | 9538.0916
2022-12-22 | 3 | 9497.9369
2022-12-22 | 4 | 9515.9807
2022-12-22 | 5 | 9651.6084
2022-12-22 | 6 | 9974.7499
2022-12-22 | 7 | 10449.8483
2022-12-22 | 8 | 10832.2499
2022-12-22 | 9 | 10908.3139
2022-12-22 | 10 | 10864.6796
2022-12-22 | 11 | 10833.7758
2022-12-22 | 12 | 10834.5464
2022-12-22 | 13 | 10867.8825
2022-12-22 | 14 | 10826.3388
2022-12-22 | 15 | 10838.3382
2022-12-22 | 16 | 10907.708
2022-12-22 | 17 | 11178.9604
2022-12-22 | 18 | 11255.3221
2022-12-22 | 19 | 11165.6296
2022-12-22 | 20 | 11053.2676
2022-12-22 | 21 | 10895.6987
2022-12-22 | 22 | 10626.9358
2022-12-22 | 23 | 10307.8619
2022-12-22 | 24 | 10042.6946
2022-12-23 | 1 | 9869.6091
2022-12-23 | 2 | 9775.9472
2022-12-23 | 3 | 9746.2883
2022-12-23 | 4 | 9753.2961
2022-12-23 | 5 | 9883.7386
2022-12-23 | 6 | 10177.5827
2022-12-23 | 7 | 10586.9207
2022-12-23 | 8 | 10981.2591
2022-12-23 | 9 | 11029.4711
2022-12-23 | 10 | 11022.2786
2022-12-23 | 11 | 10980.7414
2022-12-23 | 12 | 10944.1393
2022-12-23 | 13 | 10886.957
2022-12-23 | 14 | 10868.5768
2022-12-23 | 15 | 10853.7137
2022-12-23 | 16 | 10881.3221
2022-12-23 | 17 | 11054.5483
2022-12-23 | 18 | 11094.6513
2022-12-23 | 19 | 11012.5628
2022-12-23 | 20 | 10930.765
2022-12-23 | 21 | 10793.0466
2022-12-23 | 22 | 10534.8065
2022-12-23 | 23 | 10205.8713
2022-12-23 | 24 | 9907.9188
2022-12-24 | 1 | 9646.2315
2022-12-24 | 2 | 9513.1956
2022-12-24 | 3 | 9434.4728
2022-12-24 | 4 | 9414.6558
2022-12-24 | 5 | 9419.7891
2022-12-24 | 6 | 9482.9924
2022-12-24 | 7 | 9632.0693
2022-12-24 | 8 | 9901.2861
2022-12-24 | 9 | 10024.7
2022-12-24 | 10 | 10104.8769
2022-12-24 | 11 | 10149.7192
2022-12-24 | 12 | 10217.2374
2022-12-24 | 13 | 10155.352
2022-12-24 | 14 | 10189.0442
2022-12-24 | 15 | 10192.058
2022-12-24 | 16 | 10345.9818
2022-12-24 | 17 | 10678.2486
2022-12-24 | 18 | 10837.7938
2022-12-24 | 19 | 10777.6046
2022-12-24 | 20 | 10693.6546
2022-12-24 | 21 | 10539.2467
2022-12-24 | 22 | 10289.6396
2022-12-24 | 23 | 9985.8866
2022-12-24 | 24 | 9739.9299
2022-12-25 | 1 | 9647.6022
2022-12-25 | 2 | 9535.2833
2022-12-25 | 3 | 9487.3462
2022-12-25 | 4 | 9477.1173
2022-12-25 | 5 | 9522.2234
2022-12-25 | 6 | 9620.2814
2022-12-25 | 7 | 9815.365
2022-12-25 | 8 | 10081.2969
2022-12-25 | 9 | 10202.5557
2022-12-25 | 10 | 10281.5832
2022-12-25 | 11 | 10319.0048
2022-12-25 | 12 | 10407.8047
2022-12-25 | 13 | 10406.5528
2022-12-25 | 14 | 10395.2904
2022-12-25 | 15 | 10455.0193
2022-12-25 | 16 | 10560.9072
2022-12-25 | 17 | 10879.8874
2022-12-25 | 18 | 11102.1392
2022-12-25 | 19 | 11050.1186
2022-12-25 | 20 | 10948.6276
2022-12-25 | 21 | 10802.0138
2022-12-25 | 22 | 10597.0946
2022-12-25 | 23 | 10282.6335
2022-12-25 | 24 | 10004.9874
2022-12-26 | 1 | 9874.8816
2022-12-26 | 2 | 9745.6587
2022-12-26 | 3 | 9675.8058
2022-12-26 | 4 | 9649.6441
2022-12-26 | 5 | 9620.6267
2022-12-26 | 6 | 9625.6689
2022-12-26 | 7 | 9777.1009
2022-12-26 | 8 | 10099.1839
2022-12-26 | 9 | 10234.4192
2022-12-26 | 10 | 10287.2214
2022-12-26 | 11 | 10274.4809
2022-12-26 | 12 | 10295.2323
2022-12-26 | 13 | 10339.1906
2022-12-26 | 14 | 10310.7818
2022-12-26 | 15 | 10361.035
2022-12-26 | 16 | 10387.846
2022-12-26 | 17 | 10734.1815
2022-12-26 | 18 | 10920.1305
2022-12-26 | 19 | 10865.8461
2022-12-26 | 20 | 10792.9256
2022-12-26 | 21 | 10650.8763
2022-12-26 | 22 | 10409.6653
2022-12-26 | 23 | 10083.5195
2022-12-26 | 24 | 9817.9995
2022-12-27 | 1 | 9759.306
2022-12-27 | 2 | 9634.5601
2022-12-27 | 3 | 9561.6956
2022-12-27 | 4 | 9539.8449
2022-12-27 | 5 | 9568.9991
2022-12-27 | 6 | 9660.0833
2022-12-27 | 7 | 9878.0727
2022-12-27 | 8 | 10162.5392
2022-12-27 | 9 | 10305.1885
2022-12-27 | 10 | 10365.5677
2022-12-27 | 11 | 10310.3781
2022-12-27 | 12 | 10272.0844
2022-12-27 | 13 | 10228.7696
2022-12-27 | 14 | 10193.9825
2022-12-27 | 15 | 10193.5641
2022-12-27 | 16 | 10291.3742
2022-12-27 | 17 | 10582.0405
2022-12-27 | 18 | 10716.4265
2022-12-27 | 19 | 10639.2777
2022-12-27 | 20 | 10562.9059
2022-12-27 | 21 | 10432.877
2022-12-27 | 22 | 10248.158
2022-12-27 | 23 | 9982.7469
2022-12-27 | 24 | 9737.6626
2022-12-28 | 1 | 9561.7639
2022-12-28 | 2 | 9467.3864
2022-12-28 | 3 | 9420.9458
2022-12-28 | 4 | 9424.344
2022-12-28 | 5 | 9532.5354
2022-12-28 | 6 | 9862.6497
2022-12-28 | 7 | 10314.3715
2022-12-28 | 8 | 10670.6081
2022-12-28 | 9 | 10702.864
2022-12-28 | 10 | 10706.1971
2022-12-28 | 11 | 10679.7417
2022-12-28 | 12 | 10637.4583
2022-12-28 | 13 | 10587.3312
2022-12-28 | 14 | 10574.1847
2022-12-28 | 15 | 10578.9952
2022-12-28 | 16 | 10666.7703
2022-12-28 | 17 | 10922.8131
2022-12-28 | 18 | 10997.5937
2022-12-28 | 19 | 10926.8568
2022-12-28 | 20 | 10845.0417
2022-12-28 | 21 | 10665.5021
2022-12-28 | 22 | 10348.9738
2022-12-28 | 23 | 9991.1893
2022-12-28 | 24 | 9740.8092
2022-12-29 | 1 | 9579.1245
2022-12-29 | 2 | 9479.6061
2022-12-29 | 3 | 9427.3092
2022-12-29 | 4 | 9437.0883
2022-12-29 | 5 | 9571.8565
2022-12-29 | 6 | 9900.7572
2022-12-29 | 7 | 10367.1233
2022-12-29 | 8 | 10726.9737
2022-12-29 | 9 | 10768.503
2022-12-29 | 10 | 10738.2356
2022-12-29 | 11 | 10714.3282
2022-12-29 | 12 | 10637.6237
2022-12-29 | 13 | 10610.8608
2022-12-29 | 14 | 10575.0848
2022-12-29 | 15 | 10588.1543
2022-12-29 | 16 | 10634.9777
2022-12-29 | 17 | 10882.9548
2022-12-29 | 18 | 10939.3501
2022-12-29 | 19 | 10854.297
2022-12-29 | 20 | 10790.2533
2022-12-29 | 21 | 10601.4055
2022-12-29 | 22 | 10335.4726
2022-12-29 | 23 | 10017.7357
2022-12-29 | 24 | 9752.9458
2022-12-30 | 1 | 9573.0381
2022-12-30 | 2 | 9485.5902
2022-12-30 | 3 | 9447.5886
2022-12-30 | 4 | 9463.7091
2022-12-30 | 5 | 9596.1667
2022-12-30 | 6 | 9931.524
2022-12-30 | 7 | 10412.8044
2022-12-30 | 8 | 10755.8143
2022-12-30 | 9 | 10793.0845
2022-12-30 | 10 | 10771.8261
2022-12-30 | 11 | 10719.3728
2022-12-30 | 12 | 10710.384
2022-12-30 | 13 | 10691.9094
2022-12-30 | 14 | 10687.5545
2022-12-30 | 15 | 10686.5365
2022-12-30 | 16 | 10762.8728
2022-12-30 | 17 | 11014.5172
2022-12-30 | 18 | 11124.8128
2022-12-30 | 19 | 11046.8846
2022-12-30 | 20 | 10939.6353
2022-12-30 | 21 | 10774.2556
2022-12-30 | 22 | 10483.774
2022-12-30 | 23 | 10160.9608
2022-12-30 | 24 | 9876.7038
2022-12-31 | 1 | 9629.2636
2022-12-31 | 2 | 9521.9657
2022-12-31 | 3 | 9455.8235
2022-12-31 | 4 | 9432.5633
2022-12-31 | 5 | 9451.3759
2022-12-31 | 6 | 9518.2192
2022-12-31 | 7 | 9684.7743
2022-12-31 | 8 | 9980.2142
2022-12-31 | 9 | 10109.3312
2022-12-31 | 10 | 10223.5178
2022-12-31 | 11 | 10264.9426
2022-12-31 | 12 | 10297.675
2022-12-31 | 13 | 10270.2906
2022-12-31 | 14 | 10241.4653
2022-12-31 | 15 | 10252.812
2022-12-31 | 16 | 10329.1163
2022-12-31 | 17 | 10582.9697
2022-12-31 | 18 | 10757.0341
2022-12-31 | 19 | 10705.5394
2022-12-31 | 20 | 10649.2411
2022-12-31 | 21 | 10517.2048
2022-12-31 | 22 | 10280.7951
2022-12-31 | 23 | 9979.9568
2022-12-31 | 24 | 9731.0556
2023-01-01 | 1 | 9649.2064
2023-01-01 | 2 | 9526.7764
2023-01-01 | 3 | 9457.1093
2023-01-01 | 4 | 9431.3057
2023-01-01 | 5 | 9464.0746
2023-01-01 | 6 | 9542.2943
2023-01-01 | 7 | 9708.517
2023-01-01 | 8 | 9978.4251
2023-01-01 | 9 | 10090.1063
2023-01-01 | 10 | 10189.8368
2023-01-01 | 11 | 10226.5407
2023-01-01 | 12 | 10189.4789
2023-01-01 | 13 | 10179.9534
2023-01-01 | 14 | 10275.9103
2023-01-01 | 15 | 10301.8667
2023-01-01 | 16 | 10379.6312
2023-01-01 | 17 | 10636.5123
2023-01-01 | 18 | 10803.6239
2023-01-01 | 19 | 10750.601
2023-01-01 | 20 | 10692.9287
2023-01-01 | 21 | 10558.4619
2023-01-01 | 22 | 10316.3075
2023-01-01 | 23 | 10004.7194
2023-01-01 | 24 | 9752.8064
2023-01-02 | 1 | 9684.5758
2023-01-02 | 2 | 9582.0658
2023-01-02 | 3 | 9521.5694
2023-01-02 | 4 | 9498.7109
2023-01-02 | 5 | 9547.0355
2023-01-02 | 6 | 9655.0851
2023-01-02 | 7 | 9903.6848
2023-01-02 | 8 | 10191.1044
2023-01-02 | 9 | 10326.2338
2023-01-02 | 10 | 10421.6613
2023-01-02 | 11 | 10468.7447
2023-01-02 | 12 | 10318.8155
2023-01-02 | 13 | 10294.1966
2023-01-02 | 14 | 10389.8381
2023-01-02 | 15 | 10370.6308
2023-01-02 | 16 | 10435.7847
2023-01-02 | 17 | 10657.014
2023-01-02 | 18 | 10840.8879
2023-01-02 | 19 | 10826.9391
2023-01-02 | 20 | 10723.2774
2023-01-02 | 21 | 10592.0432
2023-01-02 | 22 | 10394.0358
2023-01-02 | 23 | 10133.7909
2023-01-02 | 24 | 9863.8583
2023-01-03 | 1 | 9669.5562
2023-01-03 | 2 | 9574.6778
2023-01-03 | 3 | 9533.2928
2023-01-03 | 4 | 9537.1389
2023-01-03 | 5 | 9657.4227
2023-01-03 | 6 | 9979.1503
2023-01-03 | 7 | 10405.3466
2023-01-03 | 8 | 10787.9387
2023-01-03 | 9 | 10807.651
2023-01-03 | 10 | 10765.8994
2023-01-03 | 11 | 10701.0784
2023-01-03 | 12 | 10667.9905
2023-01-03 | 13 | 10779.3468
2023-01-03 | 14 | 10753.4448
2023-01-03 | 15 | 10642.7106
2023-01-03 | 16 | 10728.177
2023-01-03 | 17 | 10980.2705
2023-01-03 | 18 | 11070.8572
2023-01-03 | 19 | 10983.0919
2023-01-03 | 20 | 10877.7267
2023-01-03 | 21 | 10729.8329
2023-01-03 | 22 | 10414.8544
2023-01-03 | 23 | 10054.3526
2023-01-03 | 24 | 9764.6637
2023-01-04 | 1 | 9757.4872
2023-01-04 | 2 | 9679.921
2023-01-04 | 3 | 9660.4432
2023-01-04 | 4 | 9712.5317
2023-01-04 | 5 | 9886.4861
2023-01-04 | 6 | 10305.4308
2023-01-04 | 7 | 10748.9834
2023-01-04 | 8 | 11041.3864
2023-01-04 | 9 | 11068.3103
2023-01-04 | 10 | 11119.1503
2023-01-04 | 11 | 11113.3674
2023-01-04 | 12 | 11113.5911
2023-01-04 | 13 | 11086.9752
2023-01-04 | 14 | 11039.2619
2023-01-04 | 15 | 11067.5183
2023-01-04 | 16 | 11104.516
2023-01-04 | 17 | 11320.0896
2023-01-04 | 18 | 11453.9232
2023-01-04 | 19 | 11373.8601
2023-01-04 | 20 | 11276.6886
2023-01-04 | 21 | 11123.2587
2023-01-04 | 22 | 10843.849
2023-01-04 | 23 | 10498.3462
2023-01-04 | 24 | 10218.7377
2023-01-05 | 1 | 10061.4095
2023-01-05 | 2 | 9925.4377
2023-01-05 | 3 | 9859.4312
2023-01-05 | 4 | 9849.9905
2023-01-05 | 5 | 9928.2696
2023-01-05 | 6 | 10152.0404
2023-01-05 | 7 | 10586.7136
2023-01-05 | 8 | 11012.7238
2023-01-05 | 9 | 11086.9234
2023-01-05 | 10 | 11081.5739
2023-01-05 | 11 | 11057.2989
2023-01-05 | 12 | 11080.3809
2023-01-05 | 13 | 11063.2739
2023-01-05 | 14 | 11058.1178
2023-01-05 | 15 | 11037.5518
2023-01-05 | 16 | 11067.6787
2023-01-05 | 17 | 11248.6475
2023-01-05 | 18 | 11407.6524
2023-01-05 | 19 | 11314.3887
2023-01-05 | 20 | 11218.0067
2023-01-05 | 21 | 11064.6055
2023-01-05 | 22 | 10799.9461
2023-01-05 | 23 | 10464.0523
2023-01-05 | 24 | 10168.8014
2023-01-06 | 1 | 9959.6549
2023-01-06 | 2 | 9857.9358
2023-01-06 | 3 | 9809.3798
2023-01-06 | 4 | 9842.0338
2023-01-06 | 5 | 9947.0409
2023-01-06 | 6 | 10239.6406
2023-01-06 | 7 | 10716.8099
2023-01-06 | 8 | 11072.2562
2023-01-06 | 9 | 11141.2357
2023-01-06 | 10 | 11172.8695
2023-01-06 | 11 | 11147.2543
2023-01-06 | 12 | 11139.8982
2023-01-06 | 13 | 10982.7929
2023-01-06 | 14 | 11082.0734
2023-01-06 | 15 | 11022.4174
2023-01-06 | 16 | 11074.5954
2023-01-06 | 17 | 11250.3212
2023-01-06 | 18 | 11394.4968
2023-01-06 | 19 | 11298.9394
2023-01-06 | 20 | 11224.5205
2023-01-06 | 21 | 11081.5187
2023-01-06 | 22 | 10813.3048
2023-01-06 | 23 | 10496.253
2023-01-06 | 24 | 10213.4197
2023-01-07 | 1 | 9998.5582
2023-01-07 | 2 | 9874.0157
2023-01-07 | 3 | 9786.1405
2023-01-07 | 4 | 9764.5316
2023-01-07 | 5 | 9768.3406
2023-01-07 | 6 | 9799.4541
2023-01-07 | 7 | 10007.5439
2023-01-07 | 8 | 10330.6938
2023-01-07 | 9 | 10438.3598
2023-01-07 | 10 | 10526.4563
2023-01-07 | 11 | 10582.0955
2023-01-07 | 12 | 10575.2645
2023-01-07 | 13 | 10562.8909
2023-01-07 | 14 | 10514.9822
2023-01-07 | 15 | 10492.473
2023-01-07 | 16 | 10535.9159
2023-01-07 | 17 | 10730.973
2023-01-07 | 18 | 10921.2467
2023-01-07 | 19 | 10856.229
2023-01-07 | 20 | 10768.2507
2023-01-07 | 21 | 10640.7186
2023-01-07 | 22 | 10435.0843
2023-01-07 | 23 | 10171.2312
2023-01-07 | 24 | 9917.6983
2023-01-08 | 1 | 9727.4243
2023-01-08 | 2 | 9593.1315
2023-01-08 | 3 | 9515.4537
2023-01-08 | 4 | 9498.4889
2023-01-08 | 5 | 9519.9389
2023-01-08 | 6 | 9556.3884
2023-01-08 | 7 | 9722.7693
2023-01-08 | 8 | 10021.8946
2023-01-08 | 9 | 10103.9829
2023-01-08 | 10 | 10191.9966
2023-01-08 | 11 | 10219.9435
2023-01-08 | 12 | 10303.3317
2023-01-08 | 13 | 10340.8273
2023-01-08 | 14 | 10305.6085
2023-01-08 | 15 | 10333.4894
2023-01-08 | 16 | 10401.2853
2023-01-08 | 17 | 10629.0135
2023-01-08 | 18 | 10808.5184
2023-01-08 | 19 | 10765.3424
2023-01-08 | 20 | 10702.102
2023-01-08 | 21 | 10566.0872
2023-01-08 | 22 | 10319.3924
2023-01-08 | 23 | 10020.9153
2023-01-08 | 24 | 9747.5594
2023-01-09 | 1 | 9621.737
2023-01-09 | 2 | 9514.0485
2023-01-09 | 3 | 9471.0022
2023-01-09 | 4 | 9483.6722
2023-01-09 | 5 | 9601.6148
2023-01-09 | 6 | 9908.8584
2023-01-09 | 7 | 10314.4953
2023-01-09 | 8 | 10709.6797
2023-01-09 | 9 | 10707.8718
2023-01-09 | 10 | 10702.5348
2023-01-09 | 11 | 10742.406
2023-01-09 | 12 | 10782.0499
2023-01-09 | 13 | 10743.9318
2023-01-09 | 14 | 10760.0118
2023-01-09 | 15 | 10774.8626
2023-01-09 | 16 | 10833.4495
2023-01-09 | 17 | 10993.2295
2023-01-09 | 18 | 11148.145
2023-01-09 | 19 | 11049.1516
2023-01-09 | 20 | 10950.5952
2023-01-09 | 21 | 10781.2792
2023-01-09 | 22 | 10472.9864
2023-01-09 | 23 | 10116.4617
2023-01-09 | 24 | 9827.5185
2023-01-10 | 1 | 9633.4669
2023-01-10 | 2 | 9555.9517
2023-01-10 | 3 | 9525.0924
2023-01-10 | 4 | 9543.7491
2023-01-10 | 5 | 9686.2648
2023-01-10 | 6 | 10030.0496
2023-01-10 | 7 | 10503.4055
2023-01-10 | 8 | 10865.1064
2023-01-10 | 9 | 10869.9278
2023-01-10 | 10 | 10877.3323
2023-01-10 | 11 | 10879.6502
2023-01-10 | 12 | 10891.0376
2023-01-10 | 13 | 10791.7824
2023-01-10 | 14 | 10792.5289
2023-01-10 | 15 | 10908.0712
2023-01-10 | 16 | 10943.2833
2023-01-10 | 17 | 11101.9144
2023-01-10 | 18 | 11267.2029
2023-01-10 | 19 | 11176.4389
2023-01-10 | 20 | 11083.0731
2023-01-10 | 21 | 10920.0821
2023-01-10 | 22 | 10638.0727
2023-01-10 | 23 | 10281.8796
2023-01-10 | 24 | 9986.3831
2023-01-11 | 1 | 9771.944
2023-01-11 | 2 | 9673.7956
2023-01-11 | 3 | 9633.9021
2023-01-11 | 4 | 9647.735
2023-01-11 | 5 | 9786.1463
2023-01-11 | 6 | 10086.1852
2023-01-11 | 7 | 10561.8368
2023-01-11 | 8 | 10926.3974
2023-01-11 | 9 | 10946.6505
2023-01-11 | 10 | 10892.008
2023-01-11 | 11 | 10907.3225
2023-01-11 | 12 | 10917.6592
2023-01-11 | 13 | 10935.5402
2023-01-11 | 14 | 10946.5281
2023-01-11 | 15 | 10954.6017
2023-01-11 | 16 | 11049.2651
2023-01-11 | 17 | 11302.3541
2023-01-11 | 18 | 11502.737
2023-01-11 | 19 | 11404.0538
2023-01-11 | 20 | 11296.3995
2023-01-11 | 21 | 11141.6089
2023-01-11 | 22 | 10875.4634
2023-01-11 | 23 | 10525.0426
2023-01-11 | 24 | 10233.3802
2023-01-12 | 1 | 10071.7294
2023-01-12 | 2 | 9971.4591
2023-01-12 | 3 | 9933.6979
2023-01-12 | 4 | 9939.7732
2023-01-12 | 5 | 10044.9392
2023-01-12 | 6 | 10323.1223
2023-01-12 | 7 | 10751.8885
2023-01-12 | 8 | 11154.0861
2023-01-12 | 9 | 11197.276
2023-01-12 | 10 | 11217.5126
2023-01-12 | 11 | 11214.378
2023-01-12 | 12 | 11273.8063
2023-01-12 | 13 | 11261.9001
2023-01-12 | 14 | 11141.7267
2023-01-12 | 15 | 11130.7545
2023-01-12 | 16 | 11265.2079
2023-01-12 | 17 | 11392.9925
2023-01-12 | 18 | 11654.4774
2023-01-12 | 19 | 11555.3636
2023-01-12 | 20 | 11439.026
2023-01-12 | 21 | 11304.346
2023-01-12 | 22 | 11094.6207
2023-01-12 | 23 | 10789.1923
2023-01-12 | 24 | 10495.5477
2023-01-13 | 1 | 10271.3319
2023-01-13 | 2 | 10142.0623
2023-01-13 | 3 | 10078.8453
2023-01-13 | 4 | 10066.8908
2023-01-13 | 5 | 10144.2843
2023-01-13 | 6 | 10351.8583
2023-01-13 | 7 | 10753.9521
2023-01-13 | 8 | 11187.9719
2023-01-13 | 9 | 11255.7124
2023-01-13 | 10 | 11262.2772
2023-01-13 | 11 | 11224.8257
2023-01-13 | 12 | 11209.6075
2023-01-13 | 13 | 11298.0478
2023-01-13 | 14 | 11171.0959
2023-01-13 | 15 | 11167.4802
2023-01-13 | 16 | 11306.1497
2023-01-13 | 17 | 11432.507
2023-01-13 | 18 | 11744.4019
2023-01-13 | 19 | 11672.5153
2023-01-13 | 20 | 11550.4125
2023-01-13 | 21 | 11437.8473
2023-01-13 | 22 | 11238.8034
2023-01-13 | 23 | 10927.3941
2023-01-13 | 24 | 10622.8439
2023-01-14 | 1 | 10387.884
2023-01-14 | 2 | 10264.1988
2023-01-14 | 3 | 10186.7278
2023-01-14 | 4 | 10147.3279
2023-01-14 | 5 | 10148.3086
2023-01-14 | 6 | 10142.5946
2023-01-14 | 7 | 10317.9117
2023-01-14 | 8 | 10651.3717
2023-01-14 | 9 | 10834.3943
2023-01-14 | 10 | 10946.396
2023-01-14 | 11 | 10993.9302
2023-01-14 | 12 | 11002.3269
2023-01-14 | 13 | 10928.5277
2023-01-14 | 14 | 10902.4257
2023-01-14 | 15 | 10846.8477
2023-01-14 | 16 | 10891.6232
2023-01-14 | 17 | 11111.6526
2023-01-14 | 18 | 11446.1346
2023-01-14 | 19 | 11383.8403
2023-01-14 | 20 | 11262.4162
2023-01-14 | 21 | 11191.943
2023-01-14 | 22 | 11064.8989
2023-01-14 | 23 | 10827.6985
2023-01-14 | 24 | 10564.4504
2023-01-15 | 1 | 10359.5894
2023-01-15 | 2 | 10214.913
2023-01-15 | 3 | 10124.3566
2023-01-15 | 4 | 10081.3134
2023-01-15 | 5 | 10028.5226
2023-01-15 | 6 | 9968.0073
2023-01-15 | 7 | 10081.6952
2023-01-15 | 8 | 10425.6749
2023-01-15 | 9 | 10583.6515
2023-01-15 | 10 | 10702.8
2023-01-15 | 11 | 10818.0384
2023-01-15 | 12 | 10841.9293
2023-01-15 | 13 | 10741.0235
2023-01-15 | 14 | 10724.9819
2023-01-15 | 15 | 10717.4695
2023-01-15 | 16 | 10892.4455
2023-01-15 | 17 | 11135.8905
2023-01-15 | 18 | 11516.0026
2023-01-15 | 19 | 11450.2911
2023-01-15 | 20 | 11356.5859
2023-01-15 | 21 | 11272.8342
2023-01-15 | 22 | 11119.2059
2023-01-15 | 23 | 10826.6856
2023-01-15 | 24 | 10531.4665
2023-01-16 | 1 | 10359.162
2023-01-16 | 2 | 10241.2995
2023-01-16 | 3 | 10178.4884
2023-01-16 | 4 | 10173.2614
2023-01-16 | 5 | 10230.0467
2023-01-16 | 6 | 10399.2885
2023-01-16 | 7 | 10770.6021
2023-01-16 | 8 | 11220.9115
2023-01-16 | 9 | 11298.4532
2023-01-16 | 10 | 11320.3044
2023-01-16 | 11 | 11370.4292
2023-01-16 | 12 | 11308.4593
2023-01-16 | 13 | 11351.5056
2023-01-16 | 14 | 11372.3291
2023-01-16 | 15 | 11355.7563
2023-01-16 | 16 | 11391.1285
2023-01-16 | 17 | 11546.6939
2023-01-16 | 18 | 11863.5069
2023-01-16 | 19 | 11772.5164
2023-01-16 | 20 | 11665.514
2023-01-16 | 21 | 11546.3315
2023-01-16 | 22 | 11350.0368
2023-01-16 | 23 | 11011.7784
2023-01-16 | 24 | 10690.67
2023-01-17 | 1 | 10431.4215
2023-01-17 | 2 | 10308.7946
2023-01-17 | 3 | 10239.6397
2023-01-17 | 4 | 10227.9153
2023-01-17 | 5 | 10288.4848
2023-01-17 | 6 | 10457.5639
2023-01-17 | 7 | 10823.6758
2023-01-17 | 8 | 11259.7312
2023-01-17 | 9 | 11355.4026
2023-01-17 | 10 | 11380.9594
2023-01-17 | 11 | 11418.7946
2023-01-17 | 12 | 11448.3219
2023-01-17 | 13 | 11436.1701
2023-01-17 | 14 | 11303.6639
2023-01-17 | 15 | 11290.1036
2023-01-17 | 16 | 11431.1679
2023-01-17 | 17 | 11598.5869
2023-01-17 | 18 | 11900.7055
2023-01-17 | 19 | 11794.7091
2023-01-17 | 20 | 11687.6747
2023-01-17 | 21 | 11622.0364
2023-01-17 | 22 | 11438.5376
2023-01-17 | 23 | 11108.2127
2023-01-17 | 24 | 10770.4999
2023-01-18 | 1 | 10499.1354
2023-01-18 | 2 | 10372.1804
2023-01-18 | 3 | 10292.447
2023-01-18 | 4 | 10275.1329
2023-01-18 | 5 | 10321.1334
2023-01-18 | 6 | 10465.4539
2023-01-18 | 7 | 10819.9744
2023-01-18 | 8 | 11247.0981
2023-01-18 | 9 | 11355.9894
2023-01-18 | 10 | 11303.6486
2023-01-18 | 11 | 11331.6283
2023-01-18 | 12 | 11328.1152
2023-01-18 | 13 | 11309.5406
2023-01-18 | 14 | 11289.5562
2023-01-18 | 15 | 11266.0321
2023-01-18 | 16 | 11417.0213
2023-01-18 | 17 | 11571.6078
2023-01-18 | 18 | 11892.1104
2023-01-18 | 19 | 11799.5293
2023-01-18 | 20 | 11684.8355
2023-01-18 | 21 | 11578.4259
2023-01-18 | 22 | 11382.0895
2023-01-18 | 23 | 11051.9808
2023-01-18 | 24 | 10693.0655
2023-01-19 | 1 | 10476.8235
2023-01-19 | 2 | 10319.8152
2023-01-19 | 3 | 10221.1931
2023-01-19 | 4 | 10181.4496
2023-01-19 | 5 | 10199.1198
2023-01-19 | 6 | 10293.2126
2023-01-19 | 7 | 10673.4988
2023-01-19 | 8 | 11177.697
2023-01-19 | 9 | 11311.2277
2023-01-19 | 10 | 11321.2575
2023-01-19 | 11 | 11380.7436
2023-01-19 | 12 | 11308.0811
2023-01-19 | 13 | 11308.8034
2023-01-19 | 14 | 11286.1385
2023-01-19 | 15 | 11303.0729
2023-01-19 | 16 | 11379.6702
2023-01-19 | 17 | 11535.096
2023-01-19 | 18 | 11836.3998
2023-01-19 | 19 | 11729.9798
2023-01-19 | 20 | 11611.9932
2023-01-19 | 21 | 11515.6449
2023-01-19 | 22 | 11341.1234
2023-01-19 | 23 | 11022.9175
2023-01-19 | 24 | 10698.9329
2023-01-20 | 1 | 10453.4756
2023-01-20 | 2 | 10325.8238
2023-01-20 | 3 | 10254.4544
2023-01-20 | 4 | 10240.4287
2023-01-20 | 5 | 10303.3739
2023-01-20 | 6 | 10498.5575
2023-01-20 | 7 | 10871.3866
2023-01-20 | 8 | 11294.2966
2023-01-20 | 9 | 11400.5668
2023-01-20 | 10 | 11410.5468
2023-01-20 | 11 | 11427.9548
2023-01-20 | 12 | 11402.8578
2023-01-20 | 13 | 11388.0145
2023-01-20 | 14 | 11362.1243
2023-01-20 | 15 | 11311.3624
2023-01-20 | 16 | 11300.7039
2023-01-20 | 17 | 11419.9814
2023-01-20 | 18 | 11749.2289
2023-01-20 | 19 | 11654.2683
2023-01-20 | 20 | 11532.3964
2023-01-20 | 21 | 11410.5621
2023-01-20 | 22 | 11210.7635
2023-01-20 | 23 | 10927.6718
2023-01-20 | 24 | 10597.3128
2023-01-21 | 1 | 10347.8972
2023-01-21 | 2 | 10204.8588
2023-01-21 | 3 | 10099.0499
2023-01-21 | 4 | 10028.4545
2023-01-21 | 5 | 9959.988
2023-01-21 | 6 | 9867.8617
2023-01-21 | 7 | 10030.6849
2023-01-21 | 8 | 10443.7689
2023-01-21 | 9 | 10651.9789
2023-01-21 | 10 | 10694.8252
2023-01-21 | 11 | 10756.6228
2023-01-21 | 12 | 10776.4212
2023-01-21 | 13 | 10755.7845
2023-01-21 | 14 | 10721.6597
2023-01-21 | 15 | 10702.5308
2023-01-21 | 16 | 10746.745
2023-01-21 | 17 | 10898.1668
2023-01-21 | 18 | 11265.3269
2023-01-21 | 19 | 11270.0996
2023-01-21 | 20 | 11162.2236
2023-01-21 | 21 | 11054.9594
2023-01-21 | 22 | 10912.0081
2023-01-21 | 23 | 10676.8003
2023-01-21 | 24 | 10397.0985
2023-01-22 | 1 | 10179.996
2023-01-22 | 2 | 10015.1349
2023-01-22 | 3 | 9920.6283
2023-01-22 | 4 | 9881.6576
2023-01-22 | 5 | 9836.825
2023-01-22 | 6 | 9792.7657
2023-01-22 | 7 | 9952.4111
2023-01-22 | 8 | 10270.6819
2023-01-22 | 9 | 10440.9223
2023-01-22 | 10 | 10449.9056
2023-01-22 | 11 | 10500.668
2023-01-22 | 12 | 10546.25
2023-01-22 | 13 | 10551.3443
2023-01-22 | 14 | 10621.992
2023-01-22 | 15 | 10596.8987
2023-01-22 | 16 | 10724.866
2023-01-22 | 17 | 10951.076
2023-01-22 | 18 | 11354.485
2023-01-22 | 19 | 11342.8715
2023-01-22 | 20 | 11235.1794
2023-01-22 | 21 | 11103.5334
2023-01-22 | 22 | 10896.2534
2023-01-22 | 23 | 10587.4732
2023-01-22 | 24 | 10312.6407
2023-01-23 | 1 | 10168.7896
2023-01-23 | 2 | 10062.6223
2023-01-23 | 3 | 10004.5107
2023-01-23 | 4 | 9986.17
2023-01-23 | 5 | 10057.933
2023-01-23 | 6 | 10262.1447
2023-01-23 | 7 | 10646.9272
2023-01-23 | 8 | 11072.8732
2023-01-23 | 9 | 11150.5604
2023-01-23 | 10 | 11035.1908
2023-01-23 | 11 | 10997.5508
2023-01-23 | 12 | 10977.1593
2023-01-23 | 13 | 11036.3939
2023-01-23 | 14 | 11027.9965
2023-01-23 | 15 | 10880.5885
2023-01-23 | 16 | 10964.8068
2023-01-23 | 17 | 11111.4359
2023-01-23 | 18 | 11350.7566
2023-01-23 | 19 | 11294.6296
2023-01-23 | 20 | 11219.7205
2023-01-23 | 21 | 11065.9466
2023-01-23 | 22 | 10776.9088
2023-01-23 | 23 | 10404.3562
2023-01-23 | 24 | 10098.7658
2023-01-24 | 1 | 9878.2303
2023-01-24 | 2 | 9759.3491
2023-01-24 | 3 | 9696.3109
2023-01-24 | 4 | 9683.2684
2023-01-24 | 5 | 9788.891
2023-01-24 | 6 | 10061.6945
2023-01-24 | 7 | 10516.7014
2023-01-24 | 8 | 10914.0841
2023-01-24 | 9 | 10981.4453
2023-01-24 | 10 | 10933.0512
2023-01-24 | 11 | 10962.1979
2023-01-24 | 12 | 10972.6305
2023-01-24 | 13 | 10936.4211
2023-01-24 | 14 | 10945.2046
2023-01-24 | 15 | 10933.8108
2023-01-24 | 16 | 10988.7544
2023-01-24 | 17 | 11102.9179
2023-01-24 | 18 | 11287.5598
2023-01-24 | 19 | 11197.1806
2023-01-24 | 20 | 11094.9991
2023-01-24 | 21 | 10929.2187
2023-01-24 | 22 | 10631.6677
2023-01-24 | 23 | 10275.9117
2023-01-24 | 24 | 9993.0754
2023-01-25 | 1 | 9780.9623
2023-01-25 | 2 | 9684.8133
2023-01-25 | 3 | 9633.0959
2023-01-25 | 4 | 9630.6602
2023-01-25 | 5 | 9748.122
2023-01-25 | 6 | 10031.0446
2023-01-25 | 7 | 10496.2032
2023-01-25 | 8 | 10884.9641
2023-01-25 | 9 | 10954.8669
2023-01-25 | 10 | 10901.8633
2023-01-25 | 11 | 10822.3149
2023-01-25 | 12 | 10769.4096
2023-01-25 | 13 | 10752.7195
2023-01-25 | 14 | 10731.194
2023-01-25 | 15 | 10712.1798
2023-01-25 | 16 | 10784.0695
2023-01-25 | 17 | 10903.2305
2023-01-25 | 18 | 11137.9888
2023-01-25 | 19 | 11069.3259
2023-01-25 | 20 | 10996.4132
2023-01-25 | 21 | 10818.9437
2023-01-25 | 22 | 10513.549
2023-01-25 | 23 | 10154.9731
2023-01-25 | 24 | 9859.4936
2023-01-26 | 1 | 9689.0683
2023-01-26 | 2 | 9555.0367
2023-01-26 | 3 | 9495.0905
2023-01-26 | 4 | 9495.6545
2023-01-26 | 5 | 9595.06
2023-01-26 | 6 | 9887.3885
2023-01-26 | 7 | 10324.5267
2023-01-26 | 8 | 10711.3677
2023-01-26 | 9 | 10784.541
2023-01-26 | 10 | 10721.5869
2023-01-26 | 11 | 10671.1787
2023-01-26 | 12 | 10631.0804
2023-01-26 | 13 | 10632.6617
2023-01-26 | 14 | 10689.2094
2023-01-26 | 15 | 10671.216
2023-01-26 | 16 | 10745.0853
2023-01-26 | 17 | 10800.0415
2023-01-26 | 18 | 11020.227
2023-01-26 | 19 | 11014.8367
2023-01-26 | 20 | 10917.3757
2023-01-26 | 21 | 10722.9751
2023-01-26 | 22 | 10456.8741
2023-01-26 | 23 | 10159.2963
2023-01-26 | 24 | 9893.6013
2023-01-27 | 1 | 9710.0642
2023-01-27 | 2 | 9625.5078
2023-01-27 | 3 | 9608.1054
2023-01-27 | 4 | 9605.3889
2023-01-27 | 5 | 9752.4318
2023-01-27 | 6 | 10071.3869
2023-01-27 | 7 | 10534.4054
2023-01-27 | 8 | 10884.8812
2023-01-27 | 9 | 10964.7278
2023-01-27 | 10 | 10862.938
2023-01-27 | 11 | 10810.966
2023-01-27 | 12 | 10770.1529
2023-01-27 | 13 | 10730.8033
2023-01-27 | 14 | 10735.5689
2023-01-27 | 15 | 10750.6823
2023-01-27 | 16 | 10792.1177
2023-01-27 | 17 | 10824.3457
2023-01-27 | 18 | 11007.5824
2023-01-27 | 19 | 10977.2561
2023-01-27 | 20 | 10910.2421
2023-01-27 | 21 | 10760.8292
2023-01-27 | 22 | 10499.964
2023-01-27 | 23 | 10196.2113
2023-01-27 | 24 | 9921.1284
2023-01-28 | 1 | 9717.4252
2023-01-28 | 2 | 9618.5136
2023-01-28 | 3 | 9546.3299
2023-01-28 | 4 | 9523.7281
2023-01-28 | 5 | 9572.0387
2023-01-28 | 6 | 9672.7544
2023-01-28 | 7 | 9914.0707
2023-01-28 | 8 | 10197.0045
2023-01-28 | 9 | 10384.6308
2023-01-28 | 10 | 10374.3639
2023-01-28 | 11 | 10438.5559
2023-01-28 | 12 | 10451.7022
2023-01-28 | 13 | 10374.871
2023-01-28 | 14 | 10346.7177
2023-01-28 | 15 | 10326.7485
2023-01-28 | 16 | 10390.3133
2023-01-28 | 17 | 10505.2944
2023-01-28 | 18 | 10746.4599
2023-01-28 | 19 | 10727.6598
2023-01-28 | 20 | 10656.4728
2023-01-28 | 21 | 10498.2918
2023-01-28 | 22 | 10314.0502
2023-01-28 | 23 | 10061.2441
2023-01-28 | 24 | 9825.8309
2023-01-29 | 1 | 9646.0711
2023-01-29 | 2 | 9506.7035
2023-01-29 | 3 | 9435.7831
2023-01-29 | 4 | 9417.119
2023-01-29 | 5 | 9421.83
2023-01-29 | 6 | 9485.1931
2023-01-29 | 7 | 9616.2189
2023-01-29 | 8 | 9900.5403
2023-01-29 | 9 | 10056.4546
2023-01-29 | 10 | 10045.3546
2023-01-29 | 11 | 10108.2308
2023-01-29 | 12 | 10216.0299
2023-01-29 | 13 | 10203.8234
2023-01-29 | 14 | 10183.739
2023-01-29 | 15 | 10174.9906
2023-01-29 | 16 | 10227.8051
2023-01-29 | 17 | 10384.6754
2023-01-29 | 18 | 10600.3941
2023-01-29 | 19 | 10578.886
2023-01-29 | 20 | 10517.2857
2023-01-29 | 21 | 10373.8704
2023-01-29 | 22 | 10131.9842
2023-01-29 | 23 | 9827.9321
2023-01-29 | 24 | 9571.4766
2023-01-30 | 1 | 9462.3348
2023-01-30 | 2 | 9362.183
2023-01-30 | 3 | 9319.5291
2023-01-30 | 4 | 9329.2893
2023-01-30 | 5 | 9466.317
2023-01-30 | 6 | 9801.6947
2023-01-30 | 7 | 10270.6725
2023-01-30 | 8 | 10623.4285
2023-01-30 | 9 | 10701.2363
2023-01-30 | 10 | 10621.0688
2023-01-30 | 11 | 10671.3591
2023-01-30 | 12 | 10560.7395
2023-01-30 | 13 | 10544.6508
2023-01-30 | 14 | 10479.0652
2023-01-30 | 15 | 10459.1903
2023-01-30 | 16 | 10528.951
2023-01-30 | 17 | 10629.0058
2023-01-30 | 18 | 10780.5801
2023-01-30 | 19 | 10770.4555
2023-01-30 | 20 | 10690.4628
2023-01-30 | 21 | 10533.1999
2023-01-30 | 22 | 10243.3293
2023-01-30 | 23 | 9897.5156
2023-01-30 | 24 | 9633.2421
2023-01-31 | 1 | 9450.8342
2023-01-31 | 2 | 9371.7569
2023-01-31 | 3 | 9341.8329
2023-01-31 | 4 | 9373.2848
2023-01-31 | 5 | 9547.3206
2023-01-31 | 6 | 9900.7943
2023-01-31 | 7 | 10406.4942
2023-01-31 | 8 | 10750.1018
2023-01-31 | 9 | 10842.7059
2023-01-31 | 10 | 10724.66
2023-01-31 | 11 | 10726.0414
2023-01-31 | 12 | 10766.8469
2023-01-31 | 13 | 10786.2191
2023-01-31 | 14 | 10803.9478
2023-01-31 | 15 | 10825.9622
2023-01-31 | 16 | 10912.5761
2023-01-31 | 17 | 11051.7785
2023-01-31 | 18 | 11313.3819
2023-01-31 | 19 | 11280.4054
2023-01-31 | 20 | 11187.6465
2023-01-31 | 21 | 11030.2731
2023-01-31 | 22 | 10766.9036
2023-01-31 | 23 | 10414.2166
2023-01-31 | 24 | 10135.7016
2023-02-01 | 1 | 9871.2349
2023-02-01 | 2 | 9800.8202
2023-02-01 | 3 | 9772.276
2023-02-01 | 4 | 9790.4091
2023-02-01 | 5 | 9923.3525
2023-02-01 | 6 | 10248.8189
2023-02-01 | 7 | 10711.4275
2023-02-01 | 8 | 11078.8795
2023-02-01 | 9 | 11211.0936
2023-02-01 | 10 | 11115.8453
2023-02-01 | 11 | 11090.3515
2023-02-01 | 12 | 11094.6222
2023-02-01 | 13 | 11083.5112
2023-02-01 | 14 | 11093.4315
2023-02-01 | 15 | 11086.1422
2023-02-01 | 16 | 11157.0054
2023-02-01 | 17 | 11347.6771
2023-02-01 | 18 | 11694.4016
2023-02-01 | 19 | 11679.6962
2023-02-01 | 20 | 11553.7635
2023-02-01 | 21 | 11439.5119
2023-02-01 | 22 | 11222.4081
2023-02-01 | 23 | 10882.027
2023-02-01 | 24 | 10561.0902
2023-02-02 | 1 | 10381.5838
2023-02-02 | 2 | 10285.7462
2023-02-02 | 3 | 10230.1052
2023-02-02 | 4 | 10242.4969
2023-02-02 | 5 | 10307.7852
2023-02-02 | 6 | 10548.1186
2023-02-02 | 7 | 10923.7567
2023-02-02 | 8 | 11344.1227
2023-02-02 | 9 | 11538.6693
2023-02-02 | 10 | 11480.5875
2023-02-02 | 11 | 11494.5349
2023-02-02 | 12 | 11359.4151
2023-02-02 | 13 | 11482.6587
2023-02-02 | 14 | 11410.4394
2023-02-02 | 15 | 11242.2492
2023-02-02 | 16 | 11273.4662
2023-02-02 | 17 | 11423.1761
2023-02-02 | 18 | 11838.6541
2023-02-02 | 19 | 11815.5938
2023-02-02 | 20 | 11743.1382
2023-02-02 | 21 | 11693.7403
2023-02-02 | 22 | 11569.8045
2023-02-02 | 23 | 11302.3843
2023-02-02 | 24 | 10982.8053
2023-02-03 | 1 | 10721.1829
2023-02-03 | 2 | 10613.4077
2023-02-03 | 3 | 10549.5979
2023-02-03 | 4 | 10542.1328
2023-02-03 | 5 | 10600.2368
2023-02-03 | 6 | 10806.1692
2023-02-03 | 7 | 11102.1966
2023-02-03 | 8 | 11516.8857
2023-02-03 | 9 | 11729.1938
2023-02-03 | 10 | 11673.8624
2023-02-03 | 11 | 11675.3692
2023-02-03 | 12 | 11622.4218
2023-02-03 | 13 | 11529.0218
2023-02-03 | 14 | 11479.1611
2023-02-03 | 15 | 11425.4492
2023-02-03 | 16 | 11372.708
2023-02-03 | 17 | 11453.0389
2023-02-03 | 18 | 11728.296
2023-02-03 | 19 | 11796.182
2023-02-03 | 20 | 11708.3873
2023-02-03 | 21 | 11672.8203
2023-02-03 | 22 | 11539.3186
2023-02-03 | 23 | 11276.8927
2023-02-03 | 24 | 10955.4706
2023-02-04 | 1 | 10679.2387
2023-02-04 | 2 | 10523.7319
2023-02-04 | 3 | 10425.4718
2023-02-04 | 4 | 10356.5407
2023-02-04 | 5 | 10291.4098
2023-02-04 | 6 | 10178.1113
2023-02-04 | 7 | 10314.4134
2023-02-04 | 8 | 10723.5173
2023-02-04 | 9 | 10997.7407
2023-02-04 | 10 | 10964.0374
2023-02-04 | 11 | 10859.2715
2023-02-04 | 12 | 10804.4789
2023-02-04 | 13 | 10645.8614
2023-02-04 | 14 | 10556.8887
2023-02-04 | 15 | 10614.381
2023-02-04 | 16 | 10624.322
2023-02-04 | 17 | 10737.0328
2023-02-04 | 18 | 11023.2946
2023-02-04 | 19 | 11089.9578
2023-02-04 | 20 | 11021.4209
2023-02-04 | 21 | 10950.2785
2023-02-04 | 22 | 10764.05
2023-02-04 | 23 | 10501.3466
2023-02-04 | 24 | 10269.93
2023-02-05 | 1 | 10040.1824
2023-02-05 | 2 | 9873.4965
2023-02-05 | 3 | 9754.9103
2023-02-05 | 4 | 9687.921
2023-02-05 | 5 | 9628.4813
2023-02-05 | 6 | 9552.1507
2023-02-05 | 7 | 9671.803
2023-02-05 | 8 | 10014.968
2023-02-05 | 9 | 10243.0186
2023-02-05 | 10 | 10187.8019
2023-02-05 | 11 | 10193.4147
2023-02-05 | 12 | 10192.8515
2023-02-05 | 13 | 10159.4922
2023-02-05 | 14 | 10161.4245
2023-02-05 | 15 | 10139.6834
2023-02-05 | 16 | 10198.3195
2023-02-05 | 17 | 10339.0429
2023-02-05 | 18 | 10579.9124
2023-02-05 | 19 | 10648.1069
2023-02-05 | 20 | 10593.3187
2023-02-05 | 21 | 10450.9661
2023-02-05 | 22 | 10242.5135
2023-02-05 | 23 | 9900.66
2023-02-05 | 24 | 9648.2356
2023-02-06 | 1 | 9528.9004
2023-02-06 | 2 | 9434.4031
2023-02-06 | 3 | 9356.9574
2023-02-06 | 4 | 9357.0254
2023-02-06 | 5 | 9477.5027
2023-02-06 | 6 | 9763.6077
2023-02-06 | 7 | 10214.8025
2023-02-06 | 8 | 10577.0124
2023-02-06 | 9 | 10704.7264
2023-02-06 | 10 | 10576.7254
2023-02-06 | 11 | 10568.9709
2023-02-06 | 12 | 10513.5761
2023-02-06 | 13 | 10463.1598
2023-02-06 | 14 | 10527.3424
2023-02-06 | 15 | 10522.9281
2023-02-06 | 16 | 10530.8041
2023-02-06 | 17 | 10607.4225
2023-02-06 | 18 | 10695.8063
2023-02-06 | 19 | 10713.2295
2023-02-06 | 20 | 10638.7252
2023-02-06 | 21 | 10492.663
2023-02-06 | 22 | 10190.4629
2023-02-06 | 23 | 9835.6222
2023-02-06 | 24 | 9565.3805
2023-02-07 | 1 | 9355.3321
2023-02-07 | 2 | 9264.7741
2023-02-07 | 3 | 9213.3664
2023-02-07 | 4 | 9250.9675
2023-02-07 | 5 | 9379.8834
2023-02-07 | 6 | 9707.8119
2023-02-07 | 7 | 10153.6071
2023-02-07 | 8 | 10495.8121
2023-02-07 | 9 | 10637.4402
2023-02-07 | 10 | 10519.99
2023-02-07 | 11 | 10530.0411
2023-02-07 | 12 | 10426.3609
2023-02-07 | 13 | 10502.2146
2023-02-07 | 14 | 10490.4057
2023-02-07 | 15 | 10498.585
2023-02-07 | 16 | 10533.0879
2023-02-07 | 17 | 10591.4401
2023-02-07 | 18 | 10684.7494
2023-02-07 | 19 | 10738.2063
2023-02-07 | 20 | 10643.141
2023-02-07 | 21 | 10494.4794
2023-02-07 | 22 | 10197.8962
2023-02-07 | 23 | 9855.2286
2023-02-07 | 24 | 9572.4068
2023-02-08 | 1 | 9389.5966
2023-02-08 | 2 | 9310.3432
2023-02-08 | 3 | 9277.6388
2023-02-08 | 4 | 9299.7973
2023-02-08 | 5 | 9455.9531
2023-02-08 | 6 | 9792.9434
2023-02-08 | 7 | 10270.3663
2023-02-08 | 8 | 10610.1991
2023-02-08 | 9 | 10723.6131
2023-02-08 | 10 | 10565.6309
2023-02-08 | 11 | 10585.1565
2023-02-08 | 12 | 10611.8658
2023-02-08 | 13 | 10631.8425
2023-02-08 | 14 | 10660.7093
2023-02-08 | 15 | 10678.4234
2023-02-08 | 16 | 10760.6948
2023-02-08 | 17 | 10880.5776
2023-02-08 | 18 | 11111.027
2023-02-08 | 19 | 11137.1927
2023-02-08 | 20 | 11029.431
2023-02-08 | 21 | 10867.1703
2023-02-08 | 22 | 10579.4195
2023-02-08 | 23 | 10239.3906
2023-02-08 | 24 | 9985.3269
2023-02-09 | 1 | 9847.0129
2023-02-09 | 2 | 9776.7476
2023-02-09 | 3 | 9741.7391
2023-02-09 | 4 | 9764.1566
2023-02-09 | 5 | 9919.7878
2023-02-09 | 6 | 10238.8159
2023-02-09 | 7 | 10699.4092
2023-02-09 | 8 | 11029.7641
2023-02-09 | 9 | 11218.2408
2023-02-09 | 10 | 11090.4508
2023-02-09 | 11 | 11134.233
2023-02-09 | 12 | 11141.4234
2023-02-09 | 13 | 10994.387
2023-02-09 | 14 | 10991.0388
2023-02-09 | 15 | 11038.4503
2023-02-09 | 16 | 11065.929
2023-02-09 | 17 | 11114.166
2023-02-09 | 18 | 11372.3092
2023-02-09 | 19 | 11435.2286
2023-02-09 | 20 | 11325.1462
2023-02-09 | 21 | 11189.5623
2023-02-09 | 22 | 10976.7442
2023-02-09 | 23 | 10680.1832
2023-02-09 | 24 | 10380.4506
2023-02-10 | 1 | 10169.6014
2023-02-10 | 2 | 10073.0038
2023-02-10 | 3 | 10008.7431
2023-02-10 | 4 | 10006.7203
2023-02-10 | 5 | 10108.881
2023-02-10 | 6 | 10358.6448
2023-02-10 | 7 | 10778.0585
2023-02-10 | 8 | 11085.3565
2023-02-10 | 9 | 11296.4295
2023-02-10 | 10 | 11264.5401
2023-02-10 | 11 | 11276.0483
2023-02-10 | 12 | 11272.5566
2023-02-10 | 13 | 11196.1161
2023-02-10 | 14 | 11134.806
2023-02-10 | 15 | 11147.5463
2023-02-10 | 16 | 11123.2638
2023-02-10 | 17 | 11242.5418
2023-02-10 | 18 | 11432.1675
2023-02-10 | 19 | 11492.8862
2023-02-10 | 20 | 11406.9905
2023-02-10 | 21 | 11300.3756
2023-02-10 | 22 | 11108.6752
2023-02-10 | 23 | 10801.3483
2023-02-10 | 24 | 10510.4828
2023-02-11 | 1 | 10291.2748
2023-02-11 | 2 | 10161.3089
2023-02-11 | 3 | 10093.7809
2023-02-11 | 4 | 10089.6026
2023-02-11 | 5 | 10108.966
2023-02-11 | 6 | 10156.9573
2023-02-11 | 7 | 10257.4626
2023-02-11 | 8 | 10510.4071
2023-02-11 | 9 | 10804.5147
2023-02-11 | 10 | 10835.7392
2023-02-11 | 11 | 10825.3357
2023-02-11 | 12 | 10837.8774
2023-02-11 | 13 | 10765.2079
2023-02-11 | 14 | 10707.9091
2023-02-11 | 15 | 10686.9651
2023-02-11 | 16 | 10700.7722
2023-02-11 | 17 | 10833.0166
2023-02-11 | 18 | 11125.9744
2023-02-11 | 19 | 11254.32
2023-02-11 | 20 | 11195.6659
2023-02-11 | 21 | 11087.6467
2023-02-11 | 22 | 10983.7685
2023-02-11 | 23 | 10743.8309
2023-02-11 | 24 | 10472.9131
2023-02-12 | 1 | 10259.6596
2023-02-12 | 2 | 10115.5929
2023-02-12 | 3 | 10028.829
2023-02-12 | 4 | 9948.0278
2023-02-12 | 5 | 9846.8926
2023-02-12 | 6 | 9794.9884
2023-02-12 | 7 | 9928.3201
2023-02-12 | 8 | 10163.6784
2023-02-12 | 9 | 10431.7142
2023-02-12 | 10 | 10454.0749
2023-02-12 | 11 | 10550.2967
2023-02-12 | 12 | 10506.841
2023-02-12 | 13 | 10495.5982
2023-02-12 | 14 | 10392.5341
2023-02-12 | 15 | 10426.3368
2023-02-12 | 16 | 10525.8423
2023-02-12 | 17 | 10643.1164
2023-02-12 | 18 | 10857.8959
2023-02-12 | 19 | 10954.1006
2023-02-12 | 20 | 10875.8728
2023-02-12 | 21 | 10762.3171
2023-02-12 | 22 | 10539.0364
2023-02-12 | 23 | 10211.7191
2023-02-12 | 24 | 9942.2251
2023-02-13 | 1 | 9804.6772
2023-02-13 | 2 | 9673.3163
2023-02-13 | 3 | 9621.6229
2023-02-13 | 4 | 9615.7585
2023-02-13 | 5 | 9716.1498
2023-02-13 | 6 | 9948.0023
2023-02-13 | 7 | 10367.3875
2023-02-13 | 8 | 10585.9047
2023-02-13 | 9 | 10720.0198
2023-02-13 | 10 | 10713.283
2023-02-13 | 11 | 10684.5182
2023-02-13 | 12 | 10656.3289
2023-02-13 | 13 | 10612.4778
2023-02-13 | 14 | 10585.0623
2023-02-13 | 15 | 10560.7292
2023-02-13 | 16 | 10607.7048
2023-02-13 | 17 | 10696.0183
2023-02-13 | 18 | 10805.177
2023-02-13 | 19 | 10890.2271
2023-02-13 | 20 | 10811.4581
2023-02-13 | 21 | 10647.4023
2023-02-13 | 22 | 10364.5727
2023-02-13 | 23 | 9990.6319
2023-02-13 | 24 | 9717.6154
2023-02-14 | 1 | 9530.4798
2023-02-14 | 2 | 9426.7516
2023-02-14 | 3 | 9392.8401
2023-02-14 | 4 | 9416.4566
2023-02-14 | 5 | 9539.2959
2023-02-14 | 6 | 9846.8754
2023-02-14 | 7 | 10289.8014
2023-02-14 | 8 | 10450.8144
2023-02-14 | 9 | 10621.2669
2023-02-14 | 10 | 10681.4297
2023-02-14 | 11 | 10625.0336
2023-02-14 | 12 | 10659.8599
2023-02-14 | 13 | 10600.1534
2023-02-14 | 14 | 10658.0067
2023-02-14 | 15 | 10628.5131
2023-02-14 | 16 | 10670.3331
2023-02-14 | 17 | 10718.6453
2023-02-14 | 18 | 10788.058
2023-02-14 | 19 | 10830.8135
2023-02-14 | 20 | 10745.2607
2023-02-14 | 21 | 10575.7932
2023-02-14 | 22 | 10262.4073
2023-02-14 | 23 | 9898.7786
2023-02-14 | 24 | 9613.4228
2023-02-15 | 1 | 9418.4691
2023-02-15 | 2 | 9329.582
2023-02-15 | 3 | 9316.7935
2023-02-15 | 4 | 9357.0058
2023-02-15 | 5 | 9513.4173
2023-02-15 | 6 | 9843.0192
2023-02-15 | 7 | 10301.674
2023-02-15 | 8 | 10472.8407
2023-02-15 | 9 | 10581.6496
2023-02-15 | 10 | 10598.2985
2023-02-15 | 11 | 10595.3874
2023-02-15 | 12 | 10552.1409
2023-02-15 | 13 | 10496.2538
2023-02-15 | 14 | 10453.7776
2023-02-15 | 15 | 10474.3669
2023-02-15 | 16 | 10536.9471
2023-02-15 | 17 | 10605.1189
2023-02-15 | 18 | 10750.2627
2023-02-15 | 19 | 10853.9027
2023-02-15 | 20 | 10778.7153
2023-02-15 | 21 | 10588.1173
2023-02-15 | 22 | 10291.5131
2023-02-15 | 23 | 9947.9087
2023-02-15 | 24 | 9690.3984
2023-02-16 | 1 | 9549.8838
2023-02-16 | 2 | 9459.8026
2023-02-16 | 3 | 9403.1034
2023-02-16 | 4 | 9405.9842
2023-02-16 | 5 | 9525.5353
2023-02-16 | 6 | 9850.7625
2023-02-16 | 7 | 10323.5392
2023-02-16 | 8 | 10506.1536
2023-02-16 | 9 | 10656.3122
2023-02-16 | 10 | 10704.8308
2023-02-16 | 11 | 10716.1384
2023-02-16 | 12 | 10698.4553
2023-02-16 | 13 | 10673.7155
2023-02-16 | 14 | 10643.4209
2023-02-16 | 15 | 10647.204
2023-02-16 | 16 | 10654.5209
2023-02-16 | 17 | 10667.6313
2023-02-16 | 18 | 10693.7164
2023-02-16 | 19 | 10824.9008
2023-02-16 | 20 | 10760.1569
2023-02-16 | 21 | 10586.3842
2023-02-16 | 22 | 10323.6408
2023-02-16 | 23 | 10033.262
2023-02-16 | 24 | 9757.5463
2023-02-17 | 1 | 9583.9715
2023-02-17 | 2 | 9505.9758
2023-02-17 | 3 | 9467.4957
2023-02-17 | 4 | 9492.2697
2023-02-17 | 5 | 9611.4897
2023-02-17 | 6 | 9923.6786
2023-02-17 | 7 | 10402.5847
2023-02-17 | 8 | 10583.796
2023-02-17 | 9 | 10694.0107
2023-02-17 | 10 | 10719.6839
2023-02-17 | 11 | 10683.7312
2023-02-17 | 12 | 10599.4509
2023-02-17 | 13 | 10529.5935
2023-02-17 | 14 | 10445.2728
2023-02-17 | 15 | 10504.4111
2023-02-17 | 16 | 10575.9949
2023-02-17 | 17 | 10687.5946
2023-02-17 | 18 | 10759.0978
2023-02-17 | 19 | 10904.9802
2023-02-17 | 20 | 10832.3476
2023-02-17 | 21 | 10674.3264
2023-02-17 | 22 | 10433.2458
2023-02-17 | 23 | 10101.573
2023-02-17 | 24 | 9849.1591
2023-02-18 | 1 | 9637.1514
2023-02-18 | 2 | 9533.9631
2023-02-18 | 3 | 9472.8458
2023-02-18 | 4 | 9439.787
2023-02-18 | 5 | 9471.8985
2023-02-18 | 6 | 9577.0204
2023-02-18 | 7 | 9820.3414
2023-02-18 | 8 | 9954.2665
2023-02-18 | 9 | 10159.3491
2023-02-18 | 10 | 10263.032
2023-02-18 | 11 | 10314.3201
2023-02-18 | 12 | 10351.1467
2023-02-18 | 13 | 10341.512
2023-02-18 | 14 | 10324.7057
2023-02-18 | 15 | 10317.5133
2023-02-18 | 16 | 10385.7492
2023-02-18 | 17 | 10535.9083
2023-02-18 | 18 | 10749.6069
2023-02-18 | 19 | 10923.128
2023-02-18 | 20 | 10838.7204
2023-02-18 | 21 | 10716.3149
2023-02-18 | 22 | 10545.6612
2023-02-18 | 23 | 10328.6431
2023-02-18 | 24 | 10083.7451
2023-02-19 | 1 | 9888.3582
2023-02-19 | 2 | 9790.6001
2023-02-19 | 3 | 9730.6893
2023-02-19 | 4 | 9711.7869
2023-02-19 | 5 | 9759.8833
2023-02-19 | 6 | 9849.9619
2023-02-19 | 7 | 10036.4323
2023-02-19 | 8 | 10139.4393
2023-02-19 | 9 | 10302.715
2023-02-19 | 10 | 10456.6065
2023-02-19 | 11 | 10560.8456
2023-02-19 | 12 | 10633.8557
2023-02-19 | 13 | 10646.8474
2023-02-19 | 14 | 10649.917
2023-02-19 | 15 | 10653.0777
2023-02-19 | 16 | 10760.1764
2023-02-19 | 17 | 10981.3221
2023-02-19 | 18 | 11270.6061
2023-02-19 | 19 | 11445.6239
2023-02-19 | 20 | 11323.4299
2023-02-19 | 21 | 11221.1393
2023-02-19 | 22 | 11058.1713
2023-02-19 | 23 | 10741.706
2023-02-19 | 24 | 10470.7597
2023-02-20 | 1 | 10332.0015
2023-02-20 | 2 | 10193.0668
2023-02-20 | 3 | 10124.3478
2023-02-20 | 4 | 10090.991
2023-02-20 | 5 | 10089.1902
2023-02-20 | 6 | 10064.5367
2023-02-20 | 7 | 10180.0269
2023-02-20 | 8 | 10337.1443
2023-02-20 | 9 | 10514.338
2023-02-20 | 10 | 10652.5329
2023-02-20 | 11 | 10730.8216
2023-02-20 | 12 | 10775.6698
2023-02-20 | 13 | 10763.6251
2023-02-20 | 14 | 10741.7491
2023-02-20 | 15 | 10731.4513
2023-02-20 | 16 | 10800.4942
2023-02-20 | 17 | 11024.5704
2023-02-20 | 18 | 11349.7023
2023-02-20 | 19 | 11496.8926
2023-02-20 | 20 | 11408.3245
2023-02-20 | 21 | 11324.2133
2023-02-20 | 22 | 11147.0187
2023-02-20 | 23 | 10842.265
2023-02-20 | 24 | 10536.4112
2023-02-21 | 1 | 10378.048
2023-02-21 | 2 | 10250.1784
2023-02-21 | 3 | 10181.472
2023-02-21 | 4 | 10179.8033
2023-02-21 | 5 | 10244.2987
2023-02-21 | 6 | 10465.9409
2023-02-21 | 7 | 10849.4475
2023-02-21 | 8 | 11120.3883
2023-02-21 | 9 | 11224.3929
2023-02-21 | 10 | 11284.2284
2023-02-21 | 11 | 11303.8299
2023-02-21 | 12 | 11367.1781
2023-02-21 | 13 | 11319.0742
2023-02-21 | 14 | 11288.0337
2023-02-21 | 15 | 11297.4992
2023-02-21 | 16 | 11335.0899
2023-02-21 | 17 | 11479.4387
2023-02-21 | 18 | 11626.2972
2023-02-21 | 19 | 11802.4562
2023-02-21 | 20 | 11738.0347
2023-02-21 | 21 | 11631.7314
2023-02-21 | 22 | 11440.5487
2023-02-21 | 23 | 11106.8722
2023-02-21 | 24 | 10800.6729
2023-02-22 | 1 | 10540.7997
2023-02-22 | 2 | 10426.3257
2023-02-22 | 3 | 10361.2732
2023-02-22 | 4 | 10356.5996
2023-02-22 | 5 | 10444.42
2023-02-22 | 6 | 10684.9371
2023-02-22 | 7 | 11037.3066
2023-02-22 | 8 | 11274.0516
2023-02-22 | 9 | 11412.8281
2023-02-22 | 10 | 11483.0404
2023-02-22 | 11 | 11398.7405
2023-02-22 | 12 | 11374.2763
2023-02-22 | 13 | 11311.2276
2023-02-22 | 14 | 11233.2951
2023-02-22 | 15 | 11238.1552
2023-02-22 | 16 | 11250.643
2023-02-22 | 17 | 11379.3641
2023-02-22 | 18 | 11506.0652
2023-02-22 | 19 | 11688.9595
2023-02-22 | 20 | 11643.319
2023-02-22 | 21 | 11522.5595
2023-02-22 | 22 | 11330.1061
2023-02-22 | 23 | 11006.654
2023-02-22 | 24 | 10692.0127
2023-02-23 | 1 | 10484.9356
2023-02-23 | 2 | 10369.3916
2023-02-23 | 3 | 10286.6513
2023-02-23 | 4 | 10242.2958
2023-02-23 | 5 | 10281.0955
2023-02-23 | 6 | 10457.7097
2023-02-23 | 7 | 10852.3039
2023-02-23 | 8 | 11158.9971
2023-02-23 | 9 | 11237.7814
2023-02-23 | 10 | 11284.6623
2023-02-23 | 11 | 11235.4272
2023-02-23 | 12 | 11196.3326
2023-02-23 | 13 | 11085.3369
2023-02-23 | 14 | 11070.8071
2023-02-23 | 15 | 11009.0722
2023-02-23 | 16 | 10993.0378
2023-02-23 | 17 | 11146.0433
2023-02-23 | 18 | 11240.5049
2023-02-23 | 19 | 11419.6676
2023-02-23 | 20 | 11359.0815
2023-02-23 | 21 | 11256.9675
2023-02-23 | 22 | 11002.1305
2023-02-23 | 23 | 10712.6887
2023-02-23 | 24 | 10414.083
2023-02-24 | 1 | 10191.69
2023-02-24 | 2 | 10069.2014
2023-02-24 | 3 | 9990.9923
2023-02-24 | 4 | 9934.6745
2023-02-24 | 5 | 9994.8007
2023-02-24 | 6 | 10179.7189
2023-02-24 | 7 | 10595.5377
2023-02-24 | 8 | 10899.833
2023-02-24 | 9 | 10966.0759
2023-02-24 | 10 | 10987.3416
2023-02-24 | 11 | 10936.6412
2023-02-24 | 12 | 10890.8086
2023-02-24 | 13 | 10820.9049
2023-02-24 | 14 | 10782.9004
2023-02-24 | 15 | 10722.6101
2023-02-24 | 16 | 10721.7013
2023-02-24 | 17 | 10820.275
2023-02-24 | 18 | 10896.1215
2023-02-24 | 19 | 11080.019
2023-02-24 | 20 | 11023.7179
2023-02-24 | 21 | 10900.2307
2023-02-24 | 22 | 10647.0036
2023-02-24 | 23 | 10349.3996
2023-02-24 | 24 | 10065.1638
2023-02-25 | 1 | 9845.4353
2023-02-25 | 2 | 9737.2933
2023-02-25 | 3 | 9649.6239
2023-02-25 | 4 | 9633.7574
2023-02-25 | 5 | 9665.2689
2023-02-25 | 6 | 9747.7113
2023-02-25 | 7 | 9974.3626
2023-02-25 | 8 | 10183.738
2023-02-25 | 9 | 10298.7717
2023-02-25 | 10 | 10424.0007
2023-02-25 | 11 | 10481.8803
2023-02-25 | 12 | 10526.0676
2023-02-25 | 13 | 10511.3915
2023-02-25 | 14 | 10504.4647
2023-02-25 | 15 | 10492.7089
2023-02-25 | 16 | 10558.4219
2023-02-25 | 17 | 10726.1968
2023-02-25 | 18 | 10930.6505
2023-02-25 | 19 | 11096.1007
2023-02-25 | 20 | 11015.5022
2023-02-25 | 21 | 10881.8132
2023-02-25 | 22 | 10723.2705
2023-02-25 | 23 | 10470.969
2023-02-25 | 24 | 10234.7519
2023-02-26 | 1 | 10050.7169
2023-02-26 | 2 | 9932.44
2023-02-26 | 3 | 9888.9305
2023-02-26 | 4 | 9864.066
2023-02-26 | 5 | 9887.8995
2023-02-26 | 6 | 9924.3809
2023-02-26 | 7 | 10045.3914
2023-02-26 | 8 | 10233.2549
2023-02-26 | 9 | 10383.6284
2023-02-26 | 10 | 10582.3174
2023-02-26 | 11 | 10606.0212
2023-02-26 | 12 | 10709.2404
2023-02-26 | 13 | 10748.3156
2023-02-26 | 14 | 10724.0997
2023-02-26 | 15 | 10732.7776
2023-02-26 | 16 | 10788.8909
2023-02-26 | 17 | 10989.511
2023-02-26 | 18 | 11194.2658
2023-02-26 | 19 | 11336.8658
2023-02-26 | 20 | 11281.6151
2023-02-26 | 21 | 11216.6609
2023-02-26 | 22 | 11030.3003
2023-02-26 | 23 | 10731.485
2023-02-26 | 24 | 10457.4724
2023-02-27 | 1 | 10307.459
2023-02-27 | 2 | 10205.8237
2023-02-27 | 3 | 10156.0001
2023-02-27 | 4 | 10165.8436
2023-02-27 | 5 | 10253.4833
2023-02-27 | 6 | 10521.6869
2023-02-27 | 7 | 10924.3635
2023-02-27 | 8 | 11225.0848
2023-02-27 | 9 | 11322.0925
2023-02-27 | 10 | 11332.7003
2023-02-27 | 11 | 11352.0391
2023-02-27 | 12 | 11365.6744
2023-02-27 | 13 | 11403.6237
2023-02-27 | 14 | 11280.2553
2023-02-27 | 15 | 11274.7072
2023-02-27 | 16 | 11329.4716
2023-02-27 | 17 | 11435.0498
2023-02-27 | 18 | 11595.6273
2023-02-27 | 19 | 11744.724
2023-02-27 | 20 | 11745.3713
2023-02-27 | 21 | 11631.7399
2023-02-27 | 22 | 11433.7974
2023-02-27 | 23 | 11114.8846
2023-02-27 | 24 | 10808.1477
2023-02-28 | 1 | 10564.7416
2023-02-28 | 2 | 10442.6562
2023-02-28 | 3 | 10385.3464
2023-02-28 | 4 | 10381.3562
2023-02-28 | 5 | 10455.8269
2023-02-28 | 6 | 10643.8744
2023-02-28 | 7 | 11003.7253
2023-02-28 | 8 | 11296.4915
2023-02-28 | 9 | 11402.7049
2023-02-28 | 10 | 11462.2475
2023-02-28 | 11 | 11396.8821
2023-02-28 | 12 | 11398.0112
2023-02-28 | 13 | 11295.0334
2023-02-28 | 14 | 11231.6458
2023-02-28 | 15 | 11181.867
2023-02-28 | 16 | 11182.7375
2023-02-28 | 17 | 11251.1295
2023-02-28 | 18 | 11316.3905
2023-02-28 | 19 | 11476.1858
2023-02-28 | 20 | 11463.6041
2023-02-28 | 21 | 11372.3098
2023-02-28 | 22 | 11114.3236
2023-02-28 | 23 | 10745.503
2023-02-28 | 24 | 10423.7838
2023-03-01 | 1 | 10095.2542
2023-03-01 | 2 | 9941.6794
2023-03-01 | 3 | 9834.343
2023-03-01 | 4 | 9806.3426
2023-03-01 | 5 | 9850.0854
2023-03-01 | 6 | 9964.104
2023-03-01 | 7 | 10344.5942
2023-03-01 | 8 | 10743.0017
2023-03-01 | 9 | 10795.2121
2023-03-01 | 10 | 10832.6884
2023-03-01 | 11 | 10832.3009
2023-03-01 | 12 | 10782.1877
2023-03-01 | 13 | 10792.7482
2023-03-01 | 14 | 10776.6657
2023-03-01 | 15 | 10763.957
2023-03-01 | 16 | 10824.2016
2023-03-01 | 17 | 10822.71
2023-03-01 | 18 | 10905.8453
2023-03-01 | 19 | 11098.4784
2023-03-01 | 20 | 11048.282
2023-03-01 | 21 | 10905.9175
2023-03-01 | 22 | 10631.8851
2023-03-01 | 23 | 10270.195
2023-03-01 | 24 | 9999.4628
2023-03-02 | 1 | 9848.2516
2023-03-02 | 2 | 9759.3159
2023-03-02 | 3 | 9716.9932
2023-03-02 | 4 | 9740.3001
2023-03-02 | 5 | 9876.8861
2023-03-02 | 6 | 10184.2515
2023-03-02 | 7 | 10651.6163
2023-03-02 | 8 | 10989.5454
2023-03-02 | 9 | 10957.4534
2023-03-02 | 10 | 10927.1673
2023-03-02 | 11 | 10981.2556
2023-03-02 | 12 | 10925.4764
2023-03-02 | 13 | 10898.618
2023-03-02 | 14 | 10968.7554
2023-03-02 | 15 | 11013.2198
2023-03-02 | 16 | 11028.4665
2023-03-02 | 17 | 11177.848
2023-03-02 | 18 | 11280.8813
2023-03-02 | 19 | 11340.6506
2023-03-02 | 20 | 11267.9544
2023-03-02 | 21 | 11143.2948
2023-03-02 | 22 | 10947.1247
2023-03-02 | 23 | 10616.3445
2023-03-02 | 24 | 10347.5506
2023-03-03 | 1 | 10197.6118
2023-03-03 | 2 | 10133.1316
2023-03-03 | 3 | 10063.6036
2023-03-03 | 4 | 10074.1613
2023-03-03 | 5 | 10254.8183
2023-03-03 | 6 | 10548.8291
2023-03-03 | 7 | 10950.2398
2023-03-03 | 8 | 11261.1199
2023-03-03 | 9 | 11281.3523
2023-03-03 | 10 | 11351.4961
2023-03-03 | 11 | 11445.0356
2023-03-03 | 12 | 11337.9916
2023-03-03 | 13 | 11301.5422
2023-03-03 | 14 | 11292.6011
2023-03-03 | 15 | 11263.0952
2023-03-03 | 16 | 11287.9812
2023-03-03 | 17 | 11435.8923
2023-03-03 | 18 | 11612.0429
2023-03-03 | 19 | 11729.3002
2023-03-03 | 20 | 11693.7479
2023-03-03 | 21 | 11581.806
2023-03-03 | 22 | 11468.1705
2023-03-03 | 23 | 11162.8693
2023-03-03 | 24 | 10904.5471
2023-03-04 | 1 | 10654.4354
2023-03-04 | 2 | 10535.0217
2023-03-04 | 3 | 10456.7821
2023-03-04 | 4 | 10423.0485
2023-03-04 | 5 | 10425.4521
2023-03-04 | 6 | 10400.2152
2023-03-04 | 7 | 10464.3473
2023-03-04 | 8 | 10809.3327
2023-03-04 | 9 | 10919.275
2023-03-04 | 10 | 11079.5626
2023-03-04 | 11 | 11076.7172
2023-03-04 | 12 | 11047.8556
2023-03-04 | 13 | 10908.1632
2023-03-04 | 14 | 10941.6462
2023-03-04 | 15 | 10899.6711
2023-03-04 | 16 | 10889.4904
2023-03-04 | 17 | 11079.7852
2023-03-04 | 18 | 11264.5997
2023-03-04 | 19 | 11378.7658
2023-03-04 | 20 | 11364.9361
2023-03-04 | 21 | 11399.7264
2023-03-04 | 22 | 11254.4305
2023-03-04 | 23 | 11054.6318
2023-03-04 | 24 | 10770.0691
2023-03-05 | 1 | 10580.7955
2023-03-05 | 2 | 10405.6918
2023-03-05 | 3 | 10299.1704
2023-03-05 | 4 | 10241.0995
2023-03-05 | 5 | 10185.6457
2023-03-05 | 6 | 10115.0331
2023-03-05 | 7 | 10194.6917
2023-03-05 | 8 | 10497.9275
2023-03-05 | 9 | 10544.7159
2023-03-05 | 10 | 10646.9792
2023-03-05 | 11 | 10815.263
2023-03-05 | 12 | 10723.0331
2023-03-05 | 13 | 10670.6353
2023-03-05 | 14 | 10616.4061
2023-03-05 | 15 | 10609.063
2023-03-05 | 16 | 10649.0079
2023-03-05 | 17 | 10867.1375
2023-03-05 | 18 | 11105.5488
2023-03-05 | 19 | 11245.1432
2023-03-05 | 20 | 11256.2303
2023-03-05 | 21 | 11180.7818
2023-03-05 | 22 | 11031.7996
2023-03-05 | 23 | 10743.9118
2023-03-05 | 24 | 10452.6993
2023-03-06 | 1 | 10299.2435
2023-03-06 | 2 | 10127.7488
2023-03-06 | 3 | 10131.2478
2023-03-06 | 4 | 10115.6255
2023-03-06 | 5 | 10181.7243
2023-03-06 | 6 | 10360.0046
2023-03-06 | 7 | 10767.5029
2023-03-06 | 8 | 11178.8244
2023-03-06 | 9 | 11145.2601
2023-03-06 | 10 | 11174.4968
2023-03-06 | 11 | 11188.527
2023-03-06 | 12 | 11157.7657
2023-03-06 | 13 | 11112.4971
2023-03-06 | 14 | 11073.6808
2023-03-06 | 15 | 11037.066
2023-03-06 | 16 | 11090.7085
2023-03-06 | 17 | 11198.9948
2023-03-06 | 18 | 11357.9971
2023-03-06 | 19 | 11452.7809
2023-03-06 | 20 | 11445.4601
2023-03-06 | 21 | 11341.2413
2023-03-06 | 22 | 11136.6312
2023-03-06 | 23 | 10858.3142
2023-03-06 | 24 | 10531.8653
2023-03-07 | 1 | 10271.439
2023-03-07 | 2 | 10147.1494
2023-03-07 | 3 | 10137.5045
2023-03-07 | 4 | 10098.789
2023-03-07 | 5 | 10219.0952
2023-03-07 | 6 | 10446.2219
2023-03-07 | 7 | 10860.4756
2023-03-07 | 8 | 11242.3935
2023-03-07 | 9 | 11200.1294
2023-03-07 | 10 | 11196.94
2023-03-07 | 11 | 11160.8995
2023-03-07 | 12 | 11171.6784
2023-03-07 | 13 | 11101.3008
2023-03-07 | 14 | 11093.2181
2023-03-07 | 15 | 11097.0205
2023-03-07 | 16 | 11124.1175
2023-03-07 | 17 | 11284.6281
2023-03-07 | 18 | 11396.9689
2023-03-07 | 19 | 11486.0601
2023-03-07 | 20 | 11562.8968
2023-03-07 | 21 | 11434.7122
2023-03-07 | 22 | 11244.7327
2023-03-07 | 23 | 10893.5464
2023-03-07 | 24 | 10574.9018
2023-03-08 | 1 | 10345.4427
2023-03-08 | 2 | 10222.2854
2023-03-08 | 3 | 10131.6661
2023-03-08 | 4 | 10127.3467
2023-03-08 | 5 | 10215.2987
2023-03-08 | 6 | 10403.7167
2023-03-08 | 7 | 10747.7422
2023-03-08 | 8 | 11181.7925
2023-03-08 | 9 | 11225.9415
2023-03-08 | 10 | 11293.0284
2023-03-08 | 11 | 11278.6141
2023-03-08 | 12 | 11260.0156
2023-03-08 | 13 | 11212.1709
2023-03-08 | 14 | 11142.2986
2023-03-08 | 15 | 11109.5601
2023-03-08 | 16 | 11082.5091
2023-03-08 | 17 | 11268.5131
2023-03-08 | 18 | 11374.637
2023-03-08 | 19 | 11425.6282
2023-03-08 | 20 | 11415.7037
2023-03-08 | 21 | 11325.3386
2023-03-08 | 22 | 11105.6734
2023-03-08 | 23 | 10776.0438
2023-03-08 | 24 | 10498.7564
2023-03-09 | 1 | 10341.5609
2023-03-09 | 2 | 10228.9584
2023-03-09 | 3 | 10170.994
2023-03-09 | 4 | 10164.0541
2023-03-09 | 5 | 10241.8586
2023-03-09 | 6 | 10512.9931
2023-03-09 | 7 | 10822.3627
2023-03-09 | 8 | 11253.4775
2023-03-09 | 9 | 11294.1179
2023-03-09 | 10 | 11316.7788
2023-03-09 | 11 | 11274.507
2023-03-09 | 12 | 11221.8732
2023-03-09 | 13 | 11153.9944
2023-03-09 | 14 | 11112.471
2023-03-09 | 15 | 11064.6652
2023-03-09 | 16 | 11115.6969
2023-03-09 | 17 | 11198.213
2023-03-09 | 18 | 11279.8415
2023-03-09 | 19 | 11396.0834
2023-03-09 | 20 | 11437.2499
2023-03-09 | 21 | 11374.5235
2023-03-09 | 22 | 11196.5008
2023-03-09 | 23 | 10894.5344
2023-03-09 | 24 | 10604.053
2023-03-10 | 1 | 10366.4133
2023-03-10 | 2 | 10287.0978
2023-03-10 | 3 | 10224.9033
2023-03-10 | 4 | 10203.5893
2023-03-10 | 5 | 10240.6267
2023-03-10 | 6 | 10450.2778
2023-03-10 | 7 | 10683.4272
2023-03-10 | 8 | 11109.4236
2023-03-10 | 9 | 11204.3831
2023-03-10 | 10 | 11201.0727
2023-03-10 | 11 | 11193.2831
2023-03-10 | 12 | 11097.0218
2023-03-10 | 13 | 11007.205
2023-03-10 | 14 | 10947.8113
2023-03-10 | 15 | 10904.5877
2023-03-10 | 16 | 10928.193
2023-03-10 | 17 | 11005.5278
2023-03-10 | 18 | 11112.905
2023-03-10 | 19 | 11251.8154
2023-03-10 | 20 | 11345.7476
2023-03-10 | 21 | 11280.0589
2023-03-10 | 22 | 11060.7849
2023-03-10 | 23 | 10775.3876
2023-03-10 | 24 | 10454.6795
2023-03-11 | 1 | 10229.4449
2023-03-11 | 2 | 10123.2156
2023-03-11 | 3 | 10093.1858
2023-03-11 | 4 | 10027.5805
2023-03-11 | 5 | 10021.7747
2023-03-11 | 6 | 10058.9168
2023-03-11 | 7 | 10031.4626
2023-03-11 | 8 | 10302.877
2023-03-11 | 9 | 10562.8569
2023-03-11 | 10 | 10710.7508
2023-03-11 | 11 | 10631.4418
2023-03-11 | 12 | 10532.7301
2023-03-11 | 13 | 10397.0821
2023-03-11 | 14 | 10346.9367
2023-03-11 | 15 | 10321.8482
2023-03-11 | 16 | 10389.0975
2023-03-11 | 17 | 10548.4871
2023-03-11 | 18 | 10707.0012
2023-03-11 | 19 | 10802.9752
2023-03-11 | 20 | 10895.1636
2023-03-11 | 21 | 10825.198
2023-03-11 | 22 | 10676.9471
2023-03-11 | 23 | 10414.8113
2023-03-11 | 24 | 10102.7758
2023-03-12 | 1 | 9946.2658
2023-03-12 | 3 | 9775.4482
2023-03-12 | 4 | 9524.2913
2023-03-12 | 5 | 9525.7833
2023-03-12 | 6 | 9507.7892
2023-03-12 | 7 | 9498.2112
2023-03-12 | 8 | 9463.7844
2023-03-12 | 9 | 9754.9921
2023-03-12 | 10 | 9992.7441
2023-03-12 | 11 | 10118.5632
2023-03-12 | 12 | 10082.7123
2023-03-12 | 13 | 10049.9882
2023-03-12 | 14 | 9968.5278
2023-03-12 | 15 | 10017.5227
2023-03-12 | 16 | 9866.5267
2023-03-12 | 17 | 9963.0894
2023-03-12 | 18 | 10190.5741
2023-03-12 | 19 | 10342.1443
2023-03-12 | 20 | 10393.7681
2023-03-12 | 21 | 10511.1694
2023-03-12 | 22 | 10424.8917
2023-03-12 | 23 | 10187.9096
2023-03-12 | 24 | 9919.3586
2023-03-13 | 1 | 9670.0631
2023-03-13 | 2 | 9542.1416
2023-03-13 | 3 | 9493.99
2023-03-13 | 4 | 9387.6765
2023-03-13 | 5 | 9406.5951
2023-03-13 | 6 | 9519.6604
2023-03-13 | 7 | 9855.5812
2023-03-13 | 8 | 10136.5708
2023-03-13 | 9 | 10506.6665
2023-03-13 | 10 | 10663.8004
2023-03-13 | 11 | 10729.2276
2023-03-13 | 12 | 10696.8513
2023-03-13 | 13 | 10605.0777
2023-03-13 | 14 | 10561.3393
2023-03-13 | 15 | 10539.3595
2023-03-13 | 16 | 10535.0868
2023-03-13 | 17 | 10548.9349
2023-03-13 | 18 | 10650.8458
2023-03-13 | 19 | 10835.4136
2023-03-13 | 20 | 10923.1955
2023-03-13 | 21 | 11006.778
2023-03-13 | 22 | 10856.4929
2023-03-13 | 23 | 10591.5375
2023-03-13 | 24 | 10243.2458
2023-03-14 | 1 | 10028.5963
2023-03-14 | 2 | 9836.8489
2023-03-14 | 3 | 9755.2881
2023-03-14 | 4 | 9709.4358
2023-03-14 | 5 | 9722.9438
2023-03-14 | 6 | 9861.1058
2023-03-14 | 7 | 10182.7249
2023-03-14 | 8 | 10460.0484
2023-03-14 | 9 | 10762.4322
2023-03-14 | 10 | 10935.899
2023-03-14 | 11 | 11008.7913
2023-03-14 | 12 | 11027.0559
2023-03-14 | 13 | 11031.5079
2023-03-14 | 14 | 10875.628
2023-03-14 | 15 | 10827.85
2023-03-14 | 16 | 10796.4412
2023-03-14 | 17 | 10840.9351
2023-03-14 | 18 | 10927.2851
2023-03-14 | 19 | 11047.9546
2023-03-14 | 20 | 11102.2564
2023-03-14 | 21 | 11197.4381
2023-03-14 | 22 | 11051.1349
2023-03-14 | 23 | 10799.7899
2023-03-14 | 24 | 10427.6685
2023-03-15 | 1 | 10129.3942
2023-03-15 | 2 | 9894.1916
2023-03-15 | 3 | 9790.7288
2023-03-15 | 4 | 9728.9606
2023-03-15 | 5 | 9735.2903
2023-03-15 | 6 | 9830.0928
2023-03-15 | 7 | 10038.6281
2023-03-15 | 8 | 10274.939
2023-03-15 | 9 | 10657.574
2023-03-15 | 10 | 10814.4313
2023-03-15 | 11 | 10786.0986
2023-03-15 | 12 | 10732.4857
2023-03-15 | 13 | 10662.1067
2023-03-15 | 14 | 10514.762
2023-03-15 | 15 | 10515.641
2023-03-15 | 16 | 10482.0355
2023-03-15 | 17 | 10456.6208
2023-03-15 | 18 | 10497.9082
2023-03-15 | 19 | 10554.7281
2023-03-15 | 20 | 10623.0027
2023-03-15 | 21 | 10739.6622
2023-03-15 | 22 | 10609.6081
2023-03-15 | 23 | 10363.4113
2023-03-15 | 24 | 10010.5211
2023-03-16 | 1 | 9726.3391
2023-03-16 | 2 | 9562.0544
2023-03-16 | 3 | 9499.0627
2023-03-16 | 4 | 9456.6809
2023-03-16 | 5 | 9489.5309
2023-03-16 | 6 | 9628.294
2023-03-16 | 7 | 9903.213
2023-03-16 | 8 | 10163.0088
2023-03-16 | 9 | 10484.6487
2023-03-16 | 10 | 10622.7678
2023-03-16 | 11 | 10611.575
2023-03-16 | 12 | 10496.962
2023-03-16 | 13 | 10419.6683
2023-03-16 | 14 | 10347.3088
2023-03-16 | 15 | 10305.3144
2023-03-16 | 16 | 10261.0816
2023-03-16 | 17 | 10286.0248
2023-03-16 | 18 | 10385.4805
2023-03-16 | 19 | 10458.2322
2023-03-16 | 20 | 10534.054
2023-03-16 | 21 | 10596.7015
2023-03-16 | 22 | 10447.1089
2023-03-16 | 23 | 10183.4576
2023-03-16 | 24 | 9858.3127
2023-03-17 | 1 | 9591.5553
2023-03-17 | 2 | 9393.8958
2023-03-17 | 3 | 9296.5696
2023-03-17 | 4 | 9250.0908
2023-03-17 | 5 | 9268.1691
2023-03-17 | 6 | 9387.083
2023-03-17 | 7 | 9678.0848
2023-03-17 | 8 | 9957.5049
2023-03-17 | 9 | 10262.4671
2023-03-17 | 10 | 10424.3575
2023-03-17 | 11 | 10428
2023-03-17 | 12 | 10390.1793
2023-03-17 | 13 | 10338.7103
2023-03-17 | 14 | 10316.3558
2023-03-17 | 15 | 10281.3485
2023-03-17 | 16 | 10271.1792
2023-03-17 | 17 | 10259.6674
2023-03-17 | 18 | 10296.0312
2023-03-17 | 19 | 10355.2654
2023-03-17 | 20 | 10416.6061
2023-03-17 | 21 | 10545.1581
2023-03-17 | 22 | 10396.3679
2023-03-17 | 23 | 10143.0565
2023-03-17 | 24 | 9837.8022
2023-03-18 | 1 | 9591.3863
2023-03-18 | 2 | 9391.0251
2023-03-18 | 3 | 9296.3232
2023-03-18 | 4 | 9238.8659
2023-03-18 | 5 | 9240.6989
2023-03-18 | 6 | 9274.5839
2023-03-18 | 7 | 9448.3592
2023-03-18 | 8 | 9511.9596
2023-03-18 | 9 | 9741.7014
2023-03-18 | 10 | 9971.1992
2023-03-18 | 11 | 10095.3356
2023-03-18 | 12 | 10140.6587
2023-03-18 | 13 | 10045.9723
2023-03-18 | 14 | 9998.2421
2023-03-18 | 15 | 9914.8448
2023-03-18 | 16 | 9871.6236
2023-03-18 | 17 | 9897.7544
2023-03-18 | 18 | 10002.6307
2023-03-18 | 19 | 10125.2844
2023-03-18 | 20 | 10169.7648
2023-03-18 | 21 | 10321.0057
2023-03-18 | 22 | 10232.3105
2023-03-18 | 23 | 10042.249
2023-03-18 | 24 | 9799.9095
2023-03-19 | 1 | 9569.1922
2023-03-19 | 2 | 9418.7608
2023-03-19 | 3 | 9283.3741
2023-03-19 | 4 | 9250.7636
2023-03-19 | 5 | 9261.606
2023-03-19 | 6 | 9287.0473
2023-03-19 | 7 | 9355.0404
2023-03-19 | 8 | 9374.6596
2023-03-19 | 9 | 9551.9761
2023-03-19 | 10 | 9763.9001
2023-03-19 | 11 | 9895.9803
2023-03-19 | 12 | 10017.7474
2023-03-19 | 13 | 10067.9879
2023-03-19 | 14 | 9982.4532
2023-03-19 | 15 | 9961.8549
2023-03-19 | 16 | 9941.6137
2023-03-19 | 17 | 10047.7938
2023-03-19 | 18 | 10162.9186
2023-03-19 | 19 | 10283.8053
2023-03-19 | 20 | 10354.0997
2023-03-19 | 21 | 10490.3008
2023-03-19 | 22 | 10353.6967
2023-03-19 | 23 | 10114.2095
2023-03-19 | 24 | 9804.0976
2023-03-20 | 1 | 9551.098
2023-03-20 | 2 | 9446.7374
2023-03-20 | 3 | 9364.482
2023-03-20 | 4 | 9319.7932
2023-03-20 | 5 | 9337.9495
2023-03-20 | 6 | 9456.7418
2023-03-20 | 7 | 9736.584
2023-03-20 | 8 | 10063.2125
2023-03-20 | 9 | 10326.3943
2023-03-20 | 10 | 10493.8748
2023-03-20 | 11 | 10522.5788
2023-03-20 | 12 | 10513.2814
2023-03-20 | 13 | 10474.6387
2023-03-20 | 14 | 10407.7328
2023-03-20 | 15 | 10353.3227
2023-03-20 | 16 | 10358.7075
2023-03-20 | 17 | 10387.2473
2023-03-20 | 18 | 10460.2894
2023-03-20 | 19 | 10458.9966
2023-03-20 | 20 | 10473.3094
2023-03-20 | 21 | 10631.3005
2023-03-20 | 22 | 10484.7683
2023-03-20 | 23 | 10196.4244
2023-03-20 | 24 | 9847.9791
2023-03-21 | 1 | 9594.1566
2023-03-21 | 2 | 9418.6985
2023-03-21 | 3 | 9334.1709
2023-03-21 | 4 | 9317.0152
2023-03-21 | 5 | 9349.8836
2023-03-21 | 6 | 9524.6499
2023-03-21 | 7 | 9858.7161
2023-03-21 | 8 | 10196.8731
2023-03-21 | 9 | 10392.6801
2023-03-21 | 10 | 10521.1227
2023-03-21 | 11 | 10532.9438
2023-03-21 | 12 | 10518.0472
2023-03-21 | 13 | 10435.605
2023-03-21 | 14 | 10443.3005
2023-03-21 | 15 | 10430.1412
2023-03-21 | 16 | 10380.8854
2023-03-21 | 17 | 10453.8965
2023-03-21 | 18 | 10501.0465
2023-03-21 | 19 | 10472.7143
2023-03-21 | 20 | 10504.9488
2023-03-21 | 21 | 10688.1842
2023-03-21 | 22 | 10545.715
2023-03-21 | 23 | 10252.5608
2023-03-21 | 24 | 9894.9128
2023-03-22 | 1 | 9624.447
2023-03-22 | 2 | 9441.5205
2023-03-22 | 3 | 9368.5013
2023-03-22 | 4 | 9330.7367
2023-03-22 | 5 | 9350.0922
2023-03-22 | 6 | 9506.2485
2023-03-22 | 7 | 9857.5318
2023-03-22 | 8 | 10226.0378
2023-03-22 | 9 | 10444.9953
2023-03-22 | 10 | 10594.2412
2023-03-22 | 11 | 10649.0351
2023-03-22 | 12 | 10616.0552
2023-03-22 | 13 | 10540.1037
2023-03-22 | 14 | 10512.8995
2023-03-22 | 15 | 10483.6079
2023-03-22 | 16 | 10512.9599
2023-03-22 | 17 | 10532.7996
2023-03-22 | 18 | 10653.9187
2023-03-22 | 19 | 10650.4952
2023-03-22 | 20 | 10626.8301
2023-03-22 | 21 | 10764.5019
2023-03-22 | 22 | 10578.7753
2023-03-22 | 23 | 10276.3991
2023-03-22 | 24 | 9918.9507
2023-03-23 | 1 | 9655.3322
2023-03-23 | 2 | 9502.7487
2023-03-23 | 3 | 9405.1593
2023-03-23 | 4 | 9366.8397
2023-03-23 | 5 | 9386.505
2023-03-23 | 6 | 9513.0362
2023-03-23 | 7 | 9809.452
2023-03-23 | 8 | 10160.2071
2023-03-23 | 9 | 10415.4066
2023-03-23 | 10 | 10631.5797
2023-03-23 | 11 | 10668.7716
2023-03-23 | 12 | 10653.3484
2023-03-23 | 13 | 10638.4321
2023-03-23 | 14 | 10591.1038
2023-03-23 | 15 | 10585.0507
2023-03-23 | 16 | 10558.0061
2023-03-23 | 17 | 10585.2489
2023-03-23 | 18 | 10615.2596
2023-03-23 | 19 | 10621.4502
2023-03-23 | 20 | 10595.1592
2023-03-23 | 21 | 10726.8073
2023-03-23 | 22 | 10589.7571
2023-03-23 | 23 | 10321.9714
2023-03-23 | 24 | 10001.6379
2023-03-24 | 1 | 9723.6949
2023-03-24 | 2 | 9544.2637
2023-03-24 | 3 | 9454.6958
2023-03-24 | 4 | 9411.108
2023-03-24 | 5 | 9427.116
2023-03-24 | 6 | 9539.2278
2023-03-24 | 7 | 9849.5456
2023-03-24 | 8 | 10219.9754
2023-03-24 | 9 | 10430.6857
2023-03-24 | 10 | 10611.3169
2023-03-24 | 11 | 10688.0807
2023-03-24 | 12 | 10696.6095
2023-03-24 | 13 | 10658.8873
2023-03-24 | 14 | 10635.7723
2023-03-24 | 15 | 10598.9737
2023-03-24 | 16 | 10583.9656
2023-03-24 | 17 | 10596.3024
2023-03-24 | 18 | 10643.1183
2023-03-24 | 19 | 10632.8519
2023-03-24 | 20 | 10575.9763
2023-03-24 | 21 | 10697.9047
2023-03-24 | 22 | 10551.753
2023-03-24 | 23 | 10285.9924
2023-03-24 | 24 | 9969.6427
2023-03-25 | 1 | 9680.8654
2023-03-25 | 2 | 9486.5879
2023-03-25 | 3 | 9364.9491
2023-03-25 | 4 | 9296.8535
2023-03-25 | 5 | 9286.964
2023-03-25 | 6 | 9313.9298
2023-03-25 | 7 | 9400.1433
2023-03-25 | 8 | 9521.9024
2023-03-25 | 9 | 9697.9426
2023-03-25 | 10 | 9974.0002
2023-03-25 | 11 | 10059.19
2023-03-25 | 12 | 10173.3001
2023-03-25 | 13 | 10184.2868
2023-03-25 | 14 | 10140.7991
2023-03-25 | 15 | 10077.3896
2023-03-25 | 16 | 10081.9686
2023-03-25 | 17 | 10071.7739
2023-03-25 | 18 | 10228.9476
2023-03-25 | 19 | 10287.4516
2023-03-25 | 20 | 10214.3875
2023-03-25 | 21 | 10366.7555
2023-03-25 | 22 | 10248.5693
2023-03-25 | 23 | 10063.8509
2023-03-25 | 24 | 9825.6907
2023-03-26 | 1 | 9574.2539
2023-03-26 | 2 | 9394.1576
2023-03-26 | 3 | 9277.2243
2023-03-26 | 4 | 9207.1027
2023-03-26 | 5 | 9204.056
2023-03-26 | 6 | 9230.982
2023-03-26 | 7 | 9305.3287
2023-03-26 | 8 | 9420.7538
2023-03-26 | 9 | 9530.6524
2023-03-26 | 10 | 9771.741
2023-03-26 | 11 | 9921.9243
2023-03-26 | 12 | 10014.3869
2023-03-26 | 13 | 10061.3698
2023-03-26 | 14 | 10044.0426
2023-03-26 | 15 | 9986.8436
2023-03-26 | 16 | 9971.5414
2023-03-26 | 17 | 10081.8454
2023-03-26 | 18 | 10192.0151
2023-03-26 | 19 | 10261.9012
2023-03-26 | 20 | 10245.9805
2023-03-26 | 21 | 10425.9396
2023-03-26 | 22 | 10292.2945
2023-03-26 | 23 | 10063.7472
2023-03-26 | 24 | 9763.3886
2023-03-27 | 1 | 9516.071
2023-03-27 | 2 | 9402.3295
2023-03-27 | 3 | 9307.4762
2023-03-27 | 4 | 9274.4923
2023-03-27 | 5 | 9292.2571
2023-03-27 | 6 | 9433.5204
2023-03-27 | 7 | 9772.5698
2023-03-27 | 8 | 10180.3973
2023-03-27 | 9 | 10383.2251
2023-03-27 | 10 | 10543.0989
2023-03-27 | 11 | 10596.517
2023-03-27 | 12 | 10589.515
2023-03-27 | 13 | 10536.8432
2023-03-27 | 14 | 10503.0676
2023-03-27 | 15 | 10513.4018
2023-03-27 | 16 | 10494.3661
2023-03-27 | 17 | 10561.7107
2023-03-27 | 18 | 10677.4981
2023-03-27 | 19 | 10651.3451
2023-03-27 | 20 | 10607.7821
2023-03-27 | 21 | 10781.3868
2023-03-27 | 22 | 10618.2695
2023-03-27 | 23 | 10323.829
2023-03-27 | 24 | 9974.7072
2023-03-28 | 1 | 9689.1573
2023-03-28 | 2 | 9491.6754
2023-03-28 | 3 | 9381.3818
2023-03-28 | 4 | 9332.914
2023-03-28 | 5 | 9342.1111
2023-03-28 | 6 | 9454.5227
2023-03-28 | 7 | 9769.4994
2023-03-28 | 8 | 10191.9947
2023-03-28 | 9 | 10389.2828
2023-03-28 | 10 | 10550.0832
2023-03-28 | 11 | 10573.4282
2023-03-28 | 12 | 10615.6087
2023-03-28 | 13 | 10508.4331
2023-03-28 | 14 | 10487.842
2023-03-28 | 15 | 10439.7053
2023-03-28 | 16 | 10432.335
2023-03-28 | 17 | 10486.6752
2023-03-28 | 18 | 10547.6127
2023-03-28 | 19 | 10586.5474
2023-03-28 | 20 | 10565.3706
2023-03-28 | 21 | 10781.2201
2023-03-28 | 22 | 10624.3632
2023-03-28 | 23 | 10326.9483
2023-03-28 | 24 | 9970.7805
2023-03-29 | 1 | 9678.3987
2023-03-29 | 2 | 9463.7311
2023-03-29 | 3 | 9391.1523
2023-03-29 | 4 | 9328.4747
2023-03-29 | 5 | 9358.6687
2023-03-29 | 6 | 9461.1469
2023-03-29 | 7 | 9744.4419
2023-03-29 | 8 | 10166.804
2023-03-29 | 9 | 10363.8784
2023-03-29 | 10 | 10533.6452
2023-03-29 | 11 | 10551.8968
2023-03-29 | 12 | 10478.4988
2023-03-29 | 13 | 10450.1864
2023-03-29 | 14 | 10417.443
2023-03-29 | 15 | 10409.5536
2023-03-29 | 16 | 10353.0484
2023-03-29 | 17 | 10367.7205
2023-03-29 | 18 | 10483.6005
2023-03-29 | 19 | 10476.0399
2023-03-29 | 20 | 10453.5044
2023-03-29 | 21 | 10638.3053
2023-03-29 | 22 | 10522.9076
2023-03-29 | 23 | 10219.7169
2023-03-29 | 24 | 9861.6992
2023-03-30 | 1 | 9564.7028
2023-03-30 | 2 | 9412.4046
2023-03-30 | 3 | 9298.9745
2023-03-30 | 4 | 9242.6819
2023-03-30 | 5 | 9249.8966
2023-03-30 | 6 | 9348.6293
2023-03-30 | 7 | 9606.0679
2023-03-30 | 8 | 10012.0604
2023-03-30 | 9 | 10258.3645
2023-03-30 | 10 | 10448.7601
2023-03-30 | 11 | 10488.8784
2023-03-30 | 12 | 10534.1567
2023-03-30 | 13 | 10430.9888
2023-03-30 | 14 | 10413.3134
2023-03-30 | 15 | 10385.1427
2023-03-30 | 16 | 10375.6372
2023-03-30 | 17 | 10370.9361
2023-03-30 | 18 | 10408.8415
2023-03-30 | 19 | 10438.2053
2023-03-30 | 20 | 10365.9303
2023-03-30 | 21 | 10533.6195
2023-03-30 | 22 | 10441.742
2023-03-30 | 23 | 10174.1782
2023-03-30 | 24 | 9881.0924
2023-03-31 | 1 | 9588.8281
2023-03-31 | 2 | 9379.1736
2023-03-31 | 3 | 9274.559
2023-03-31 | 4 | 9229.278
2023-03-31 | 5 | 9235.3597
2023-03-31 | 6 | 9344.7432
2023-03-31 | 7 | 9603.5989
2023-03-31 | 8 | 10006.7679
2023-03-31 | 9 | 10244.867
2023-03-31 | 10 | 10429.3654
2023-03-31 | 11 | 10507.7369
2023-03-31 | 12 | 10487.1897
2023-03-31 | 13 | 10425.3719
2023-03-31 | 14 | 10365.1385
2023-03-31 | 15 | 10294.6356
2023-03-31 | 16 | 10253.8455
2023-03-31 | 17 | 10272.6493
2023-03-31 | 18 | 10343.4172
2023-03-31 | 19 | 10336.3806
2023-03-31 | 20 | 10287.9399
2023-03-31 | 21 | 10433.8815
2023-03-31 | 22 | 10328.1352
2023-03-31 | 23 | 10086.6411
2023-03-31 | 24 | 9766.4972
2023-04-01 | 1 | 9515.5273
2023-04-01 | 2 | 9073.6079
2023-04-01 | 3 | 8983.4246
2023-04-01 | 4 | 8940.9636
2023-04-01 | 5 | 8901.1394
2023-04-01 | 6 | 8943.9674
2023-04-01 | 7 | 8987.4086
2023-04-01 | 8 | 9187.9709
2023-04-01 | 9 | 9339.8835
2023-04-01 | 10 | 9523.7767
2023-04-01 | 11 | 9641.1721
2023-04-01 | 12 | 9642.1199
2023-04-01 | 13 | 9626.8717
2023-04-01 | 14 | 9571.9344
2023-04-01 | 15 | 9494.8846
2023-04-01 | 16 | 9494.7799
2023-04-01 | 17 | 9502.0119
2023-04-01 | 18 | 9592.6484
2023-04-01 | 19 | 9637.9176
2023-04-01 | 20 | 9602.851
2023-04-01 | 21 | 9809.7955
2023-04-01 | 22 | 9771.9306
2023-04-01 | 23 | 9640.7061
2023-04-01 | 24 | 9377.2556
2023-04-02 | 1 | 9145.9751
2023-04-02 | 2 | 8978.0102
2023-04-02 | 3 | 8864.9773
2023-04-02 | 4 | 8808.6834
2023-04-02 | 5 | 8826.3538
2023-04-02 | 6 | 8885.1354
2023-04-02 | 7 | 8956.8539
2023-04-02 | 8 | 9118.5398
2023-04-02 | 9 | 9107.5331
2023-04-02 | 10 | 9286.2179
2023-04-02 | 11 | 9336.2115
2023-04-02 | 12 | 9359.7295
2023-04-02 | 13 | 9354.3828
2023-04-02 | 14 | 9335.5241
2023-04-02 | 15 | 9297.9997
2023-04-02 | 16 | 9260.0887
2023-04-02 | 17 | 9301.6206
2023-04-02 | 18 | 9432.8516
2023-04-02 | 19 | 9498.3387
2023-04-02 | 20 | 9528.4682
2023-04-02 | 21 | 9741.4988
2023-04-02 | 22 | 9690.8613
2023-04-02 | 23 | 9472.3991
2023-04-02 | 24 | 9184.1712
2023-04-03 | 1 | 8924.3986
2023-04-03 | 2 | 8832.7826
2023-04-03 | 3 | 8736.375
2023-04-03 | 4 | 8698.2147
2023-04-03 | 5 | 8739.1658
2023-04-03 | 6 | 8878.936
2023-04-03 | 7 | 9200.4979
2023-04-03 | 8 | 9676.8306
2023-04-03 | 9 | 9840.2844
2023-04-03 | 10 | 9948.8361
2023-04-03 | 11 | 10002.8784
2023-04-03 | 12 | 9969.5783
2023-04-03 | 13 | 9899.7644
2023-04-03 | 14 | 9838.198
2023-04-03 | 15 | 9813.8784
2023-04-03 | 16 | 9792.1769
2023-04-03 | 17 | 9824.7588
2023-04-03 | 18 | 9874.527
2023-04-03 | 19 | 9842.3242
2023-04-03 | 20 | 9845.8435
2023-04-03 | 21 | 10000.2814
2023-04-03 | 22 | 9912.0837
2023-04-03 | 23 | 9631.8516
2023-04-03 | 24 | 9311.3627
2023-04-04 | 1 | 9044.303
2023-04-04 | 2 | 8867.1946
2023-04-04 | 3 | 8759.8405
2023-04-04 | 4 | 8742.8547
2023-04-04 | 5 | 8770.4211
2023-04-04 | 6 | 8956.6592
2023-04-04 | 7 | 9191.4797
2023-04-04 | 8 | 9636.8114
2023-04-04 | 9 | 9840.7236
2023-04-04 | 10 | 9957.6673
2023-04-04 | 11 | 9933.4245
2023-04-04 | 12 | 9904.2912
2023-04-04 | 13 | 9863.9696
2023-04-04 | 14 | 9833.9729
2023-04-04 | 15 | 9818.4179
2023-04-04 | 16 | 9828.4141
2023-04-04 | 17 | 9976.9
2023-04-04 | 18 | 9994.8868
2023-04-04 | 19 | 10007.4499
2023-04-04 | 20 | 9879.2843
2023-04-04 | 21 | 10048.0497
2023-04-04 | 22 | 9984.257
2023-04-04 | 23 | 9728.335
2023-04-04 | 24 | 9346.9974
2023-04-05 | 1 | 9068.5253
2023-04-05 | 2 | 8907.2385
2023-04-05 | 3 | 8850.8892
2023-04-05 | 4 | 8832.0878
2023-04-05 | 5 | 8860.2137
2023-04-05 | 6 | 9012.909
2023-04-05 | 7 | 9244.6283
2023-04-05 | 8 | 9681.8314
2023-04-05 | 9 | 9929.4236
2023-04-05 | 10 | 10066.8913
2023-04-05 | 11 | 10063.5072
2023-04-05 | 12 | 10063.7824
2023-04-05 | 13 | 10064.2919
2023-04-05 | 14 | 10032.9267
2023-04-05 | 15 | 10004.1845
2023-04-05 | 16 | 9986.8388
2023-04-05 | 17 | 10029.5339
2023-04-05 | 18 | 10116.4056
2023-04-05 | 19 | 10095.4101
2023-04-05 | 20 | 10046.3487
2023-04-05 | 21 | 10172.8121
2023-04-05 | 22 | 10043.787
2023-04-05 | 23 | 9747.7231
2023-04-05 | 24 | 9397.907
2023-04-06 | 1 | 9116.4262
2023-04-06 | 2 | 8951.0518
2023-04-06 | 3 | 8884.7145
2023-04-06 | 4 | 8877.6752
2023-04-06 | 5 | 8882.0533
2023-04-06 | 6 | 9014.5674
2023-04-06 | 7 | 9242.5263
2023-04-06 | 8 | 9684.9198
2023-04-06 | 9 | 9939.2767
2023-04-06 | 10 | 10072.3223
2023-04-06 | 11 | 10074.993
2023-04-06 | 12 | 10036.9598
2023-04-06 | 13 | 9988.1011
2023-04-06 | 14 | 9956.8389
2023-04-06 | 15 | 9924.0696
2023-04-06 | 16 | 9839.2818
2023-04-06 | 17 | 9889.6075
2023-04-06 | 18 | 9958.0904
2023-04-06 | 19 | 9926.9683
2023-04-06 | 20 | 9885.2397
2023-04-06 | 21 | 10070.1637
2023-04-06 | 22 | 10003.8805
2023-04-06 | 23 | 9708.5142
2023-04-06 | 24 | 9362.5524
2023-04-07 | 1 | 9083.7782
2023-04-07 | 2 | 8871.9639
2023-04-07 | 3 | 8816.0615
2023-04-07 | 4 | 8739.0464
2023-04-07 | 5 | 8742.1302
2023-04-07 | 6 | 8790.2553
2023-04-07 | 7 | 8681.5874
2023-04-07 | 8 | 8824.1865
2023-04-07 | 9 | 9026.4241
2023-04-07 | 10 | 9186.1118
2023-04-07 | 11 | 9233.4619
2023-04-07 | 12 | 9251.9133
2023-04-07 | 13 | 9256.1943
2023-04-07 | 14 | 9248.5763
2023-04-07 | 15 | 9205.9551
2023-04-07 | 16 | 9214.2951
2023-04-07 | 17 | 9305.1615
2023-04-07 | 18 | 9427.4339
2023-04-07 | 19 | 9515.9905
2023-04-07 | 20 | 9515.0697
2023-04-07 | 21 | 9675.085
2023-04-07 | 22 | 9663.0249
2023-04-07 | 23 | 9442.1322
2023-04-07 | 24 | 9152.9529
2023-04-08 | 1 | 8906.0229
2023-04-08 | 2 | 8847.018
2023-04-08 | 3 | 8758.4612
2023-04-08 | 4 | 8684.7696
2023-04-08 | 5 | 8719.4568
2023-04-08 | 6 | 8766.0929
2023-04-08 | 7 | 8712.0023
2023-04-08 | 8 | 8824.4991
2023-04-08 | 9 | 9073.6686
2023-04-08 | 10 | 9249.8504
2023-04-08 | 11 | 9326.6055
2023-04-08 | 12 | 9312.7371
2023-04-08 | 13 | 9311.5924
2023-04-08 | 14 | 9321.5706
2023-04-08 | 15 | 9271.429
2023-04-08 | 16 | 9276.7304
2023-04-08 | 17 | 9382.6465
2023-04-08 | 18 | 9479.6478
2023-04-08 | 19 | 9549.5518
2023-04-08 | 20 | 9545.779
2023-04-08 | 21 | 9705.4077
2023-04-08 | 22 | 9721.4634
2023-04-08 | 23 | 9479.7521
2023-04-08 | 24 | 9190.3611
2023-04-09 | 1 | 8959.789
2023-04-09 | 2 | 8895.7698
2023-04-09 | 3 | 8795.1554
2023-04-09 | 4 | 8729.2894
2023-04-09 | 5 | 8734.9476
2023-04-09 | 6 | 8805.3584
2023-04-09 | 7 | 8756.2954
2023-04-09 | 8 | 8904.7984
2023-04-09 | 9 | 9060.4877
2023-04-09 | 10 | 9205.5088
2023-04-09 | 11 | 9282.782
2023-04-09 | 12 | 9320.419
2023-04-09 | 13 | 9314.8161
2023-04-09 | 14 | 9317.0343
2023-04-09 | 15 | 9294.4777
2023-04-09 | 16 | 9325.0448
2023-04-09 | 17 | 9432.1035
2023-04-09 | 18 | 9518.4584
2023-04-09 | 19 | 9618.0847
2023-04-09 | 20 | 9518.5411
2023-04-09 | 21 | 9701.6926
2023-04-09 | 22 | 9702.8591
2023-04-09 | 23 | 9495.3536
2023-04-09 | 24 | 9212.3496
2023-04-10 | 1 | 8975.6694
2023-04-10 | 2 | 8857.4685
2023-04-10 | 3 | 8789.8781
2023-04-10 | 4 | 8748.0859
2023-04-10 | 5 | 8785.7743
2023-04-10 | 6 | 8944.8776
2023-04-10 | 7 | 9144.4813
2023-04-10 | 8 | 9579.2738
2023-04-10 | 9 | 9882.4095
2023-04-10 | 10 | 9960.7654
2023-04-10 | 11 | 9962.7086
2023-04-10 | 12 | 9911.1554
2023-04-10 | 13 | 9902.0321
2023-04-10 | 14 | 9905.7494
2023-04-10 | 15 | 9902.9433
2023-04-10 | 16 | 9876.9507
2023-04-10 | 17 | 10035.8839
2023-04-10 | 18 | 9987.0629
2023-04-10 | 19 | 9950.5533
2023-04-10 | 20 | 9934.5545
2023-04-10 | 21 | 10035.0403
2023-04-10 | 22 | 10021.165
2023-04-10 | 23 | 9755.5805
2023-04-10 | 24 | 9429.977
2023-04-11 | 1 | 9180.4236
2023-04-11 | 2 | 8997.9021
2023-04-11 | 3 | 8927.9699
2023-04-11 | 4 | 8936.8337
2023-04-11 | 5 | 8959.5496
2023-04-11 | 6 | 9123.8893
2023-04-11 | 7 | 9290.9819
2023-04-11 | 8 | 9693.9355
2023-04-11 | 9 | 9956.1402
2023-04-11 | 10 | 10034.1369
2023-04-11 | 11 | 9928.3744
2023-04-11 | 12 | 9847.2777
2023-04-11 | 13 | 9767.526
2023-04-11 | 14 | 9755.2844
2023-04-11 | 15 | 9787.3219
2023-04-11 | 16 | 9761.4661
2023-04-11 | 17 | 9808.0811
2023-04-11 | 18 | 9820.847
2023-04-11 | 19 | 9824.3854
2023-04-11 | 20 | 9802.3333
2023-04-11 | 21 | 9892.9102
2023-04-11 | 22 | 9887.5623
2023-04-11 | 23 | 9623.257
2023-04-11 | 24 | 9270.8796
2023-04-12 | 1 | 8996.36
2023-04-12 | 2 | 8795.2323
2023-04-12 | 3 | 8715.998
2023-04-12 | 4 | 8698.1655
2023-04-12 | 5 | 8714.7698
2023-04-12 | 6 | 8846.6361
2023-04-12 | 7 | 9037.2
2023-04-12 | 8 | 9486.3015
2023-04-12 | 9 | 9746.8111
2023-04-12 | 10 | 9817.0324
2023-04-12 | 11 | 9815.1079
2023-04-12 | 12 | 9771.3281
2023-04-12 | 13 | 9758.3426
2023-04-12 | 14 | 9726.4776
2023-04-12 | 15 | 9701.3658
2023-04-12 | 16 | 9707.5687
2023-04-12 | 17 | 9822.3317
2023-04-12 | 18 | 9860.2241
2023-04-12 | 19 | 9813.1159
2023-04-12 | 20 | 9763.1339
2023-04-12 | 21 | 9849.4502
2023-04-12 | 22 | 9853.874
2023-04-12 | 23 | 9548.4298
2023-04-12 | 24 | 9204.2823
2023-04-13 | 1 | 8930.1243
2023-04-13 | 2 | 8788.6847
2023-04-13 | 3 | 8700.6994
2023-04-13 | 4 | 8655.672
2023-04-13 | 5 | 8681.9482
2023-04-13 | 6 | 8841.3002
2023-04-13 | 7 | 9038.5948
2023-04-13 | 8 | 9445.9635
2023-04-13 | 9 | 9761.8264
2023-04-13 | 10 | 9883.5912
2023-04-13 | 11 | 9884.4622
2023-04-13 | 12 | 9886.1453
2023-04-13 | 13 | 9865.6459
2023-04-13 | 14 | 9846.5989
2023-04-13 | 15 | 9812.5886
2023-04-13 | 16 | 9821.8809
2023-04-13 | 17 | 9808.0703
2023-04-13 | 18 | 9847.5823
2023-04-13 | 19 | 9750.4963
2023-04-13 | 20 | 9669.4976
2023-04-13 | 21 | 9756.4399
2023-04-13 | 22 | 9791.9832
2023-04-13 | 23 | 9510.7626
2023-04-13 | 24 | 9207.7921
2023-04-14 | 1 | 8960.2551
2023-04-14 | 2 | 8814.4264
2023-04-14 | 3 | 8735.569
2023-04-14 | 4 | 8708.5455
2023-04-14 | 5 | 8705.1761
2023-04-14 | 6 | 8857.2524
2023-04-14 | 7 | 9082.4235
2023-04-14 | 8 | 9463.5086
2023-04-14 | 9 | 9737.1539
2023-04-14 | 10 | 9801.4074
2023-04-14 | 11 | 9755.5732
2023-04-14 | 12 | 9707.4602
2023-04-14 | 13 | 9664.5839
2023-04-14 | 14 | 9684.6268
2023-04-14 | 15 | 9668.4243
2023-04-14 | 16 | 9725.7777
2023-04-14 | 17 | 9785.4835
2023-04-14 | 18 | 9820.4441
2023-04-14 | 19 | 9860.3293
2023-04-14 | 20 | 9799.4789
2023-04-14 | 21 | 9847.9904
2023-04-14 | 22 | 9862.6556
2023-04-14 | 23 | 9598.5665
2023-04-14 | 24 | 9311.952
2023-04-15 | 1 | 9064.8978
2023-04-15 | 2 | 8900.5069
2023-04-15 | 3 | 8802.1115
2023-04-15 | 4 | 8767.1456
2023-04-15 | 5 | 8790.0266
2023-04-15 | 6 | 8863.9467
2023-04-15 | 7 | 8896.162
2023-04-15 | 8 | 9044.1
2023-04-15 | 9 | 9286.9738
2023-04-15 | 10 | 9491.725
2023-04-15 | 11 | 9595.1603
2023-04-15 | 12 | 9603.1219
2023-04-15 | 13 | 9612.0205
2023-04-15 | 14 | 9508.3589
2023-04-15 | 15 | 9498.6341
2023-04-15 | 16 | 9545.8498
2023-04-15 | 17 | 9506.0166
2023-04-15 | 18 | 9603.823
2023-04-15 | 19 | 9639.4781
2023-04-15 | 20 | 9578.1128
2023-04-15 | 21 | 9658.1723
2023-04-15 | 22 | 9764.9532
2023-04-15 | 23 | 9624.9996
2023-04-15 | 24 | 9367.269
2023-04-16 | 1 | 9125.1676
2023-04-16 | 2 | 8987.7823
2023-04-16 | 3 | 8904.3562
2023-04-16 | 4 | 8863.6125
2023-04-16 | 5 | 8870.9681
2023-04-16 | 6 | 8927.6429
2023-04-16 | 7 | 8929.7764
2023-04-16 | 8 | 8992.6338
2023-04-16 | 9 | 9143.3174
2023-04-16 | 10 | 9312.2041
2023-04-16 | 11 | 9412.8212
2023-04-16 | 12 | 9376.4099
2023-04-16 | 13 | 9324.6388
2023-04-16 | 14 | 9287.1225
2023-04-16 | 15 | 9264.0975
2023-04-16 | 16 | 9264.3912
2023-04-16 | 17 | 9333.8037
2023-04-16 | 18 | 9524.9753
2023-04-16 | 19 | 9609.9341
2023-04-16 | 20 | 9573.3031
2023-04-16 | 21 | 9646.1886
2023-04-16 | 22 | 9701.8975
2023-04-16 | 23 | 9501.7529
2023-04-16 | 24 | 9235.6149
2023-04-17 | 1 | 8989.5945
2023-04-17 | 2 | 8888.2501
2023-04-17 | 3 | 8816.5527
2023-04-17 | 4 | 8782.9734
2023-04-17 | 5 | 8807.6144
2023-04-17 | 6 | 8945.7233
2023-04-17 | 7 | 9182.2364
2023-04-17 | 8 | 9545.9761
2023-04-17 | 9 | 9879.7568
2023-04-17 | 10 | 9995.1546
2023-04-17 | 11 | 10013.2373
2023-04-17 | 12 | 9958.3937
2023-04-17 | 13 | 9938.4881
2023-04-17 | 14 | 9976.2549
2023-04-17 | 15 | 9907.9479
2023-04-17 | 16 | 9887.843
2023-04-17 | 17 | 9895.9818
2023-04-17 | 18 | 9967.3894
2023-04-17 | 19 | 10016.752
2023-04-17 | 20 | 9989.1295
2023-04-17 | 21 | 9989.1583
2023-04-17 | 22 | 9993.4337
2023-04-17 | 23 | 9706.3406
2023-04-17 | 24 | 9363.6819
2023-04-18 | 1 | 9097.637
2023-04-18 | 2 | 8970.7921
2023-04-18 | 3 | 8867.9818
2023-04-18 | 4 | 8833.585
2023-04-18 | 5 | 8851.7225
2023-04-18 | 6 | 9008.9627
2023-04-18 | 7 | 9202.9565
2023-04-18 | 8 | 9538.8914
2023-04-18 | 9 | 9880.1911
2023-04-18 | 10 | 9978.1332
2023-04-18 | 11 | 9971.7384
2023-04-18 | 12 | 9941.7124
2023-04-18 | 13 | 9915.495
2023-04-18 | 14 | 9905.6983
2023-04-18 | 15 | 9882.043
2023-04-18 | 16 | 9884.5488
2023-04-18 | 17 | 9942.9677
2023-04-18 | 18 | 9971.2987
2023-04-18 | 19 | 9966.6984
2023-04-18 | 20 | 9991.4765
2023-04-18 | 21 | 10002.1968
2023-04-18 | 22 | 10023.5521
2023-04-18 | 23 | 9747.3661
2023-04-18 | 24 | 9394.0579
2023-04-19 | 1 | 9161.9892
2023-04-19 | 2 | 9005.236
2023-04-19 | 3 | 8934.138
2023-04-19 | 4 | 8893.166
2023-04-19 | 5 | 8917.9863
2023-04-19 | 6 | 9054.2823
2023-04-19 | 7 | 9303.8798
2023-04-19 | 8 | 9619.5468
2023-04-19 | 9 | 9965.1235
2023-04-19 | 10 | 10096.8955
2023-04-19 | 11 | 10166.8737
2023-04-19 | 12 | 10102.7263
2023-04-19 | 13 | 10082.8766
2023-04-19 | 14 | 10000.4331
2023-04-19 | 15 | 9988.6876
2023-04-19 | 16 | 9968.3783
2023-04-19 | 17 | 10010.2356
2023-04-19 | 18 | 10074.2764
2023-04-19 | 19 | 10072.7748
2023-04-19 | 20 | 9998.7967
2023-04-19 | 21 | 10102.0418
2023-04-19 | 22 | 10092.0747
2023-04-19 | 23 | 9831.9797
2023-04-19 | 24 | 9486.103
2023-04-20 | 1 | 9203.905
2023-04-20 | 2 | 9081.7759
2023-04-20 | 3 | 8974.8536
2023-04-20 | 4 | 8964.1707
2023-04-20 | 5 | 9044.9736
2023-04-20 | 6 | 9164.4252
2023-04-20 | 7 | 9368.0063
2023-04-20 | 8 | 9705.3666
2023-04-20 | 9 | 10024.4157
2023-04-20 | 10 | 10069.0561
2023-04-20 | 11 | 10117.9967
2023-04-20 | 12 | 10074.6121
2023-04-20 | 13 | 10015.1437
2023-04-20 | 14 | 9960.5079
2023-04-20 | 15 | 9968.2087
2023-04-20 | 16 | 9944.8625
2023-04-20 | 17 | 9929.1587
2023-04-20 | 18 | 10063.6997
2023-04-20 | 19 | 10009.7728
2023-04-20 | 20 | 9985.2311
2023-04-20 | 21 | 10017.7193
2023-04-20 | 22 | 10054.7608
2023-04-20 | 23 | 9844.1184
2023-04-20 | 24 | 9582.6012
2023-04-21 | 1 | 9350.74
2023-04-21 | 2 | 9166.8607
2023-04-21 | 3 | 9070.3751
2023-04-21 | 4 | 9022.9411
2023-04-21 | 5 | 9098.736
2023-04-21 | 6 | 9267.9899
2023-04-21 | 7 | 9501.7126
2023-04-21 | 8 | 9789.2773
2023-04-21 | 9 | 10114.3259
2023-04-21 | 10 | 10225.4856
2023-04-21 | 11 | 10183.9198
2023-04-21 | 12 | 10087.214
2023-04-21 | 13 | 10002.573
2023-04-21 | 14 | 9972.2446
2023-04-21 | 15 | 9951.719
2023-04-21 | 16 | 9918.1853
2023-04-21 | 17 | 9926.6
2023-04-21 | 18 | 9960.8871
2023-04-21 | 19 | 9980.4831
2023-04-21 | 20 | 9918.6478
2023-04-21 | 21 | 9959.4276
2023-04-21 | 22 | 10061.0323
2023-04-21 | 23 | 9837.2837
2023-04-21 | 24 | 9524.4197
2023-04-22 | 1 | 9289.2277
2023-04-22 | 2 | 9164.365
2023-04-22 | 3 | 9115.9867
2023-04-22 | 4 | 9019.6451
2023-04-22 | 5 | 9012.1087
2023-04-22 | 6 | 8983.2211
2023-04-22 | 7 | 9044.7761
2023-04-22 | 8 | 9102.9304
2023-04-22 | 9 | 9334.0616
2023-04-22 | 10 | 9499.5278
2023-04-22 | 11 | 9528.6577
2023-04-22 | 12 | 9500.3942
2023-04-22 | 13 | 9458.9609
2023-04-22 | 14 | 9385.5013
2023-04-22 | 15 | 9357.6716
2023-04-22 | 16 | 9338.6781
2023-04-22 | 17 | 9357.3494
2023-04-22 | 18 | 9426.5571
2023-04-22 | 19 | 9518.2095
2023-04-22 | 20 | 9513.4199
2023-04-22 | 21 | 9530.2924
2023-04-22 | 22 | 9727.9171
2023-04-22 | 23 | 9558.3344
2023-04-22 | 24 | 9275.3147
2023-04-23 | 1 | 9076.2339
2023-04-23 | 2 | 8897.5259
2023-04-23 | 3 | 8869.5505
2023-04-23 | 4 | 8795.1825
2023-04-23 | 5 | 8793.9207
2023-04-23 | 6 | 8768.5624
2023-04-23 | 7 | 8835.3415
2023-04-23 | 8 | 8840.4873
2023-04-23 | 9 | 9042.4983
2023-04-23 | 10 | 9162.4222
2023-04-23 | 11 | 9243.3852
2023-04-23 | 12 | 9243.5331
2023-04-23 | 13 | 9259.1401
2023-04-23 | 14 | 9277.8003
2023-04-23 | 15 | 9243.0818
2023-04-23 | 16 | 9241.7316
2023-04-23 | 17 | 9307.5113
2023-04-23 | 18 | 9436.2081
2023-04-23 | 19 | 9494.5788
2023-04-23 | 20 | 9502.2995
2023-04-23 | 21 | 9564.6859
2023-04-23 | 22 | 9676.1193
2023-04-23 | 23 | 9459.523
2023-04-23 | 24 | 9202.3388
2023-04-24 | 1 | 8946.001
2023-04-24 | 2 | 8876.7219
2023-04-24 | 3 | 8813.435
2023-04-24 | 4 | 8799.4158
2023-04-24 | 5 | 8848.2742
2023-04-24 | 6 | 8962.9774
2023-04-24 | 7 | 9274.5601
2023-04-24 | 8 | 9595.9363
2023-04-24 | 9 | 9842.3481
2023-04-24 | 10 | 9908.6133
2023-04-24 | 11 | 9899.7224
2023-04-24 | 12 | 9848.6389
2023-04-24 | 13 | 9799.2131
2023-04-24 | 14 | 9781.2329
2023-04-24 | 15 | 9762.7025
2023-04-24 | 16 | 9776.3716
2023-04-24 | 17 | 9886.9912
2023-04-24 | 18 | 9844.4679
2023-04-24 | 19 | 9792.6479
2023-04-24 | 20 | 9796.2585
2023-04-24 | 21 | 9836.3639
2023-04-24 | 22 | 9883.486
2023-04-24 | 23 | 9600.0577
2023-04-24 | 24 | 9287.7396
2023-04-25 | 1 | 9050.7471
2023-04-25 | 2 | 8857.5755
2023-04-25 | 3 | 8776.7265
2023-04-25 | 4 | 8754.9915
2023-04-25 | 5 | 8803.1077
2023-04-25 | 6 | 8920.456
2023-04-25 | 7 | 9249.9542
2023-04-25 | 8 | 9561.8059
2023-04-25 | 9 | 9860.1944
2023-04-25 | 10 | 9933.874
2023-04-25 | 11 | 9929.5707
2023-04-25 | 12 | 9881.3056
2023-04-25 | 13 | 9819.3458
2023-04-25 | 14 | 9798.9941
2023-04-25 | 15 | 9794.4405
2023-04-25 | 16 | 9853.6296
2023-04-25 | 17 | 9789.9508
2023-04-25 | 18 | 9880.0751
2023-04-25 | 19 | 9817.3422
2023-04-25 | 20 | 9766.0772
2023-04-25 | 21 | 9804.2368
2023-04-25 | 22 | 9890.0815
2023-04-25 | 23 | 9584.6536
2023-04-25 | 24 | 9252.1463
2023-04-26 | 1 | 9006.5467
2023-04-26 | 2 | 8824.1929
2023-04-26 | 3 | 8755.1454
2023-04-26 | 4 | 8736.6182
2023-04-26 | 5 | 8750.9024
2023-04-26 | 6 | 8862.6931
2023-04-26 | 7 | 9168.7676
2023-04-26 | 8 | 9509.8203
2023-04-26 | 9 | 9750.6422
2023-04-26 | 10 | 9820.3777
2023-04-26 | 11 | 9793.7284
2023-04-26 | 12 | 9764.7752
2023-04-26 | 13 | 9721.6522
2023-04-26 | 14 | 9820.946
2023-04-26 | 15 | 9777.5663
2023-04-26 | 16 | 9688.0365
2023-04-26 | 17 | 9752.9995
2023-04-26 | 18 | 9889.0072
2023-04-26 | 19 | 9775.2671
2023-04-26 | 20 | 9725.5835
2023-04-26 | 21 | 9741.9347
2023-04-26 | 22 | 9851.9971
2023-04-26 | 23 | 9539.6639
2023-04-26 | 24 | 9195.2995
2023-04-27 | 1 | 8935.5868
2023-04-27 | 2 | 8808.9411
2023-04-27 | 3 | 8725.8721
2023-04-27 | 4 | 8682.2651
2023-04-27 | 5 | 8741.6141
2023-04-27 | 6 | 8865.7179
2023-04-27 | 7 | 9179.7244
2023-04-27 | 8 | 9515.2112
2023-04-27 | 9 | 9801.3641
2023-04-27 | 10 | 9876.7376
2023-04-27 | 11 | 9888.4403
2023-04-27 | 12 | 9898.0316
2023-04-27 | 13 | 9886.0593
2023-04-27 | 14 | 9853.2521
2023-04-27 | 15 | 9781.258
2023-04-27 | 16 | 9757.8384
2023-04-27 | 17 | 9744.1995
2023-04-27 | 18 | 9766.4721
2023-04-27 | 19 | 9671.1704
2023-04-27 | 20 | 9616.083
2023-04-27 | 21 | 9595.7293
2023-04-27 | 22 | 9743.7044
2023-04-27 | 23 | 9493.613
2023-04-27 | 24 | 9205.8336
2023-04-28 | 1 | 8962.7197
2023-04-28 | 2 | 8781.4882
2023-04-28 | 3 | 8717.1117
2023-04-28 | 4 | 8704.4532
2023-04-28 | 5 | 8741.6751
2023-04-28 | 6 | 8877.7254
2023-04-28 | 7 | 9156.6722
2023-04-28 | 8 | 9471.9118
2023-04-28 | 9 | 9734.6427
2023-04-28 | 10 | 9833.2917
2023-04-28 | 11 | 9832.3822
2023-04-28 | 12 | 9778.2732
2023-04-28 | 13 | 9682.0548
2023-04-28 | 14 | 9663.6899
2023-04-28 | 15 | 9638.6448
2023-04-28 | 16 | 9618.3931
2023-04-28 | 17 | 9636.6772
2023-04-28 | 18 | 9629.8883
2023-04-28 | 19 | 9576.4758
2023-04-28 | 20 | 9562.9667
2023-04-28 | 21 | 9548.1464
2023-04-28 | 22 | 9663.6149
2023-04-28 | 23 | 9423.0889
2023-04-28 | 24 | 9128.6569
2023-04-29 | 1 | 8866.0744
2023-04-29 | 2 | 8709.7678
2023-04-29 | 3 | 8625.8227
2023-04-29 | 4 | 8604.5971
2023-04-29 | 5 | 8590.7846
2023-04-29 | 6 | 8612.5733
2023-04-29 | 7 | 8759.8848
2023-04-29 | 8 | 8774.1228
2023-04-29 | 9 | 8985.1316
2023-04-29 | 10 | 9178.1975
2023-04-29 | 11 | 9286.9862
2023-04-29 | 12 | 9305.5484
2023-04-29 | 13 | 9273.7682
2023-04-29 | 14 | 9273.8703
2023-04-29 | 15 | 9349.7292
2023-04-29 | 16 | 9340.6279
2023-04-29 | 17 | 9293.2074
2023-04-29 | 18 | 9343.597
2023-04-29 | 19 | 9320.5209
2023-04-29 | 20 | 9301.5535
2023-04-29 | 21 | 9270.7618
2023-04-29 | 22 | 9433.1479
2023-04-29 | 23 | 9283.4272
2023-04-29 | 24 | 9054.5681
2023-04-30 | 1 | 8843.9999
2023-04-30 | 2 | 8694.8786
2023-04-30 | 3 | 8582.866
2023-04-30 | 4 | 8524.9225
2023-04-30 | 5 | 8512.5327
2023-04-30 | 6 | 8611.0618
2023-04-30 | 7 | 8695.7205
2023-04-30 | 8 | 8665.279
2023-04-30 | 9 | 8816.5497
2023-04-30 | 10 | 8980.0869
2023-04-30 | 11 | 9068.7076
2023-04-30 | 12 | 9138.7854
2023-04-30 | 13 | 9167.1234
2023-04-30 | 14 | 9188.1043
2023-04-30 | 15 | 9169.7399
2023-04-30 | 16 | 9176.4945
2023-04-30 | 17 | 9251.9555
2023-04-30 | 18 | 9401.6728
2023-04-30 | 19 | 9453.0383
2023-04-30 | 20 | 9416.5529
2023-04-30 | 21 | 9392.5678
2023-04-30 | 22 | 9527.216
2023-04-30 | 23 | 9322.2087
2023-04-30 | 24 | 9048.338
2023-05-01 | 1 | 8809.0564
2023-05-01 | 2 | 8643.5214
2023-05-01 | 3 | 8585.624
2023-05-01 | 4 | 8590.312
2023-05-01 | 5 | 8601.7072
2023-05-01 | 6 | 8659.2667
2023-05-01 | 7 | 9044.5392
2023-05-01 | 8 | 9428.5215
2023-05-01 | 9 | 9630.7125
2023-05-01 | 10 | 9760.3553
2023-05-01 | 11 | 9698.2829
2023-05-01 | 12 | 9701.7946
2023-05-01 | 13 | 9689.6776
2023-05-01 | 14 | 9673.6879
2023-05-01 | 15 | 9642.5629
2023-05-01 | 16 | 9644.5015
2023-05-01 | 17 | 9782.7728
2023-05-01 | 18 | 9759.2798
2023-05-01 | 19 | 9650.5683
2023-05-01 | 20 | 9617.6171
2023-05-01 | 21 | 9579.5938
2023-05-01 | 22 | 9655.5097
2023-05-01 | 23 | 9396.5877
2023-05-01 | 24 | 9062.0827
2023-05-02 | 1 | 8818.0363
2023-05-02 | 2 | 8644.6907
2023-05-02 | 3 | 8580.6501
2023-05-02 | 4 | 8607.0814
2023-05-02 | 5 | 8628.6346
2023-05-02 | 6 | 8742.5544
2023-05-02 | 7 | 9077.9251
2023-05-02 | 8 | 9461.9402
2023-05-02 | 9 | 9740.2072
2023-05-02 | 10 | 9850.4667
2023-05-02 | 11 | 9875.5301
2023-05-02 | 12 | 9861.523
2023-05-02 | 13 | 9796.5503
2023-05-02 | 14 | 9792.9764
2023-05-02 | 15 | 9741.8345
2023-05-02 | 16 | 9709.8387
2023-05-02 | 17 | 9742.1941
2023-05-02 | 18 | 9751.0886
2023-05-02 | 19 | 9691.8198
2023-05-02 | 20 | 9586.7322
2023-05-02 | 21 | 9552.9593
2023-05-02 | 22 | 9653.0101
2023-05-02 | 23 | 9441.3022
2023-05-02 | 24 | 9143.8683
2023-05-03 | 1 | 8896.7492
2023-05-03 | 2 | 8725.506
2023-05-03 | 3 | 8712.3921
2023-05-03 | 4 | 8695.0023
2023-05-03 | 5 | 8747.1941
2023-05-03 | 6 | 8874.6076
2023-05-03 | 7 | 9137.9159
2023-05-03 | 8 | 9445.3646
2023-05-03 | 9 | 9679.0875
2023-05-03 | 10 | 9722.0816
2023-05-03 | 11 | 9733.9156
2023-05-03 | 12 | 9666.2851
2023-05-03 | 13 | 9603.0173
2023-05-03 | 14 | 9625.706
2023-05-03 | 15 | 9602.6826
2023-05-03 | 16 | 9609.2683
2023-05-03 | 17 | 9644.0847
2023-05-03 | 18 | 9621.4944
2023-05-03 | 19 | 9651.7318
2023-05-03 | 20 | 9585.6936
2023-05-03 | 21 | 9593.2956
2023-05-03 | 22 | 9674.3123
2023-05-03 | 23 | 9499.1792
2023-05-03 | 24 | 9188.546
2023-05-04 | 1 | 8928.974
2023-05-04 | 2 | 8710.3654
2023-05-04 | 3 | 8674.5498
2023-05-04 | 4 | 8651.295
2023-05-04 | 5 | 8751.5051
2023-05-04 | 6 | 8830.1213
2023-05-04 | 7 | 9166.2973
2023-05-04 | 8 | 9432.8306
2023-05-04 | 9 | 9606.0436
2023-05-04 | 10 | 9634.4886
2023-05-04 | 11 | 9651.6724
2023-05-04 | 12 | 9639.2964
2023-05-04 | 13 | 9594.9481
2023-05-04 | 14 | 9593.8668
2023-05-04 | 15 | 9552.8441
2023-05-04 | 16 | 9577.463
2023-05-04 | 17 | 9608.6352
2023-05-04 | 18 | 9614.8215
2023-05-04 | 19 | 9534.8656
2023-05-04 | 20 | 9443.9697
2023-05-04 | 21 | 9344.9593
2023-05-04 | 22 | 9432.3354
2023-05-04 | 23 | 9248.9954
2023-05-04 | 24 | 8963.3748
2023-05-05 | 1 | 8750.6469
2023-05-05 | 2 | 8586.8355
2023-05-05 | 3 | 8532.1345
2023-05-05 | 4 | 8520.7464
2023-05-05 | 5 | 8562.0158
2023-05-05 | 6 | 8693.3713
2023-05-05 | 7 | 8970.1918
2023-05-05 | 8 | 9311.8954
2023-05-05 | 9 | 9561.4837
2023-05-05 | 10 | 9646.2855
2023-05-05 | 11 | 9687.9391
2023-05-05 | 12 | 9695.5407
2023-05-05 | 13 | 9669.6542
2023-05-05 | 14 | 9684.3183
2023-05-05 | 15 | 9666.5253
2023-05-05 | 16 | 9638.2427
2023-05-05 | 17 | 9712.5026
2023-05-05 | 18 | 9757.3525
2023-05-05 | 19 | 9685.8116
2023-05-05 | 20 | 9644.8159
2023-05-05 | 21 | 9617.8598
2023-05-05 | 22 | 9712.3681
2023-05-05 | 23 | 9556.4355
2023-05-05 | 24 | 9293.6776
2023-05-06 | 1 | 9083.8595
2023-05-06 | 2 | 8914.4941
2023-05-06 | 3 | 8822.6941
2023-05-06 | 4 | 8782.478
2023-05-06 | 5 | 8788.1138
2023-05-06 | 6 | 8769.1624
2023-05-06 | 7 | 8891.6772
2023-05-06 | 8 | 9026.2772
2023-05-06 | 9 | 9274.4742
2023-05-06 | 10 | 9532.7389
2023-05-06 | 11 | 9665.0234
2023-05-06 | 12 | 9687.2779
2023-05-06 | 13 | 9694.7626
2023-05-06 | 14 | 9647.1417
2023-05-06 | 15 | 9555.935
2023-05-06 | 16 | 9548.2637
2023-05-06 | 17 | 9608.8193
2023-05-06 | 18 | 9713.9029
2023-05-06 | 19 | 9766.984
2023-05-06 | 20 | 9689.3465
2023-05-06 | 21 | 9636.2844
2023-05-06 | 22 | 9733.5643
2023-05-06 | 23 | 9620.4799
2023-05-06 | 24 | 9381.5258
2023-05-07 | 1 | 9191.9984
2023-05-07 | 2 | 9047.5284
2023-05-07 | 3 | 8915.9157
2023-05-07 | 4 | 8854.7832
2023-05-07 | 5 | 8850.3518
2023-05-07 | 6 | 8688.2649
2023-05-07 | 7 | 8745.2335
2023-05-07 | 8 | 8902.8886
2023-05-07 | 9 | 9161.0401
2023-05-07 | 10 | 9366.6473
2023-05-07 | 11 | 9510.8883
2023-05-07 | 12 | 9577.7761
2023-05-07 | 13 | 9608.0991
2023-05-07 | 14 | 9614.1811
2023-05-07 | 15 | 9585.6889
2023-05-07 | 16 | 9571.9347
2023-05-07 | 17 | 9561.9683
2023-05-07 | 18 | 9687.2625
2023-05-07 | 19 | 9740.8519
2023-05-07 | 20 | 9719.3947
2023-05-07 | 21 | 9697.7407
2023-05-07 | 22 | 9761.6032
2023-05-07 | 23 | 9616.5803
2023-05-07 | 24 | 9319.5087
2023-05-08 | 1 | 9068.2697
2023-05-08 | 2 | 8993.5268
2023-05-08 | 3 | 8938.6976
2023-05-08 | 4 | 8895.7073
2023-05-08 | 5 | 8913.5466
2023-05-08 | 6 | 8879.4172
2023-05-08 | 7 | 9138.057
2023-05-08 | 8 | 9604.4903
2023-05-08 | 9 | 9952.2301
2023-05-08 | 10 | 10098.2624
2023-05-08 | 11 | 10149.7652
2023-05-08 | 12 | 10166.1756
2023-05-08 | 13 | 10138.3672
2023-05-08 | 14 | 10126.9665
2023-05-08 | 15 | 10097.0992
2023-05-08 | 16 | 10053.4552
2023-05-08 | 17 | 10099.0658
2023-05-08 | 18 | 10140.2078
2023-05-08 | 19 | 10132.4849
2023-05-08 | 20 | 10095.7831
2023-05-08 | 21 | 10032.0105
2023-05-08 | 22 | 10057.4808
2023-05-08 | 23 | 9803.9159
2023-05-08 | 24 | 9446.2642
2023-05-09 | 1 | 9186.1638
2023-05-09 | 2 | 8991.9133
2023-05-09 | 3 | 8890.5774
2023-05-09 | 4 | 8840.2522
2023-05-09 | 5 | 8847.0622
2023-05-09 | 6 | 8813.8136
2023-05-09 | 7 | 9073.2933
2023-05-09 | 8 | 9531.1156
2023-05-09 | 9 | 9874.6156
2023-05-09 | 10 | 9997.8533
2023-05-09 | 11 | 10020.4812
2023-05-09 | 12 | 10023.7886
2023-05-09 | 13 | 9983.0942
2023-05-09 | 14 | 9999.9565
2023-05-09 | 15 | 9967.0091
2023-05-09 | 16 | 9969.1087
2023-05-09 | 17 | 10017.0791
2023-05-09 | 18 | 10070.5395
2023-05-09 | 19 | 10068.7526
2023-05-09 | 20 | 9990.0082
2023-05-09 | 21 | 9947.3413
2023-05-09 | 22 | 9957.4704
2023-05-09 | 23 | 9754.984
2023-05-09 | 24 | 9413.701
2023-05-10 | 1 | 9136.0808
2023-05-10 | 2 | 8930.6167
2023-05-10 | 3 | 8834.924
2023-05-10 | 4 | 8792.9114
2023-05-10 | 5 | 8806.2577
2023-05-10 | 6 | 8777.0027
2023-05-10 | 7 | 9002.5323
2023-05-10 | 8 | 9475.8896
2023-05-10 | 9 | 9825.7739
2023-05-10 | 10 | 9960.3676
2023-05-10 | 11 | 9989.4776
2023-05-10 | 12 | 9998.7568
2023-05-10 | 13 | 9937.6356
2023-05-10 | 14 | 9910.047
2023-05-10 | 15 | 9897.8144
2023-05-10 | 16 | 9804.5635
2023-05-10 | 17 | 9893.9174
2023-05-10 | 18 | 9893.7928
2023-05-10 | 19 | 9816.6785
2023-05-10 | 20 | 9803.9764
2023-05-10 | 21 | 9770.9543
2023-05-10 | 22 | 9762.7787
2023-05-10 | 23 | 9567.5918
2023-05-10 | 24 | 9208.8751
2023-05-11 | 1 | 8951.3295
2023-05-11 | 2 | 8828.6867
2023-05-11 | 3 | 8724.3134
2023-05-11 | 4 | 8705.961
2023-05-11 | 5 | 8733.0413
2023-05-11 | 6 | 8692.3596
2023-05-11 | 7 | 8943.2899
2023-05-11 | 8 | 9397.2224
2023-05-11 | 9 | 9757.303
2023-05-11 | 10 | 9897.047
2023-05-11 | 11 | 9913.0068
2023-05-11 | 12 | 9918.3001
2023-05-11 | 13 | 9873.7371
2023-05-11 | 14 | 9865.956
2023-05-11 | 15 | 9867.8133
2023-05-11 | 16 | 9812.2221
2023-05-11 | 17 | 9826.0434
2023-05-11 | 18 | 9924.4396
2023-05-11 | 19 | 9816.8211
2023-05-11 | 20 | 9766.6376
2023-05-11 | 21 | 9695.9812
2023-05-11 | 22 | 9734.8096
2023-05-11 | 23 | 9551.9747
2023-05-11 | 24 | 9260.0152
2023-05-12 | 1 | 9053.9879
2023-05-12 | 2 | 8895.2379
2023-05-12 | 3 | 8807.2624
2023-05-12 | 4 | 8772.6341
2023-05-12 | 5 | 8807.6481
2023-05-12 | 6 | 8801.346
2023-05-12 | 7 | 9049.2092
2023-05-12 | 8 | 9477.049
2023-05-12 | 9 | 9788.8717
2023-05-12 | 10 | 9902.7613
2023-05-12 | 11 | 9853.3184
2023-05-12 | 12 | 9788.0782
2023-05-12 | 13 | 9735.5548
2023-05-12 | 14 | 9691.0914
2023-05-12 | 15 | 9647.8633
2023-05-12 | 16 | 9624.7919
2023-05-12 | 17 | 9637.4371
2023-05-12 | 18 | 9708.4689
2023-05-12 | 19 | 9635.8983
2023-05-12 | 20 | 9560.8205
2023-05-12 | 21 | 9529.7054
2023-05-12 | 22 | 9602.8685
2023-05-12 | 23 | 9520.0025
2023-05-12 | 24 | 9273.2397
2023-05-13 | 1 | 9056.0585
2023-05-13 | 2 | 8849.6027
2023-05-13 | 3 | 8802.2196
2023-05-13 | 4 | 8767.8489
2023-05-13 | 5 | 8792.6754
2023-05-13 | 6 | 8759.9503
2023-05-13 | 7 | 8764.8524
2023-05-13 | 8 | 8833.8005
2023-05-13 | 9 | 8962.7386
2023-05-13 | 10 | 9100.3957
2023-05-13 | 11 | 9196.5088
2023-05-13 | 12 | 9174.6902
2023-05-13 | 13 | 9148.0274
2023-05-13 | 14 | 9092.4397
2023-05-13 | 15 | 9052.943
2023-05-13 | 16 | 9037.3339
2023-05-13 | 17 | 9078.0419
2023-05-13 | 18 | 9139.0279
2023-05-13 | 19 | 9161.4496
2023-05-13 | 20 | 9119.0902
2023-05-13 | 21 | 9103.6237
2023-05-13 | 22 | 9189.8678
2023-05-13 | 23 | 9153.7356
2023-05-13 | 24 | 8944.1226
2023-05-14 | 1 | 8757.5749
2023-05-14 | 2 | 8603.6811
2023-05-14 | 3 | 8513.4197
2023-05-14 | 4 | 8519.1935
2023-05-14 | 5 | 8556.3745
2023-05-14 | 6 | 8515.2422
2023-05-14 | 7 | 8534.2411
2023-05-14 | 8 | 8603.3108
2023-05-14 | 9 | 8686.4008
2023-05-14 | 10 | 8807.2524
2023-05-14 | 11 | 8918.433
2023-05-14 | 12 | 8994.6715
2023-05-14 | 13 | 9032.0774
2023-05-14 | 14 | 9034.2781
2023-05-14 | 15 | 9037.7449
2023-05-14 | 16 | 9065.6976
2023-05-14 | 17 | 9208.7509
2023-05-14 | 18 | 9284.5224
2023-05-14 | 19 | 9263.576
2023-05-14 | 20 | 9210.0987
2023-05-14 | 21 | 9180.3845
2023-05-14 | 22 | 9203.2599
2023-05-14 | 23 | 9073.7383
2023-05-14 | 24 | 8783.2759
2023-05-15 | 1 | 8565.7344
2023-05-15 | 2 | 8491.8173
2023-05-15 | 3 | 8440.1276
2023-05-15 | 4 | 8404.1685
2023-05-15 | 5 | 8455.2783
2023-05-15 | 6 | 8530.5161
2023-05-15 | 7 | 8873.0151
2023-05-15 | 8 | 9249.4821
2023-05-15 | 9 | 9419.9277
2023-05-15 | 10 | 9538.9109
2023-05-15 | 11 | 9599.8123
2023-05-15 | 12 | 9638.2065
2023-05-15 | 13 | 9671.9938
2023-05-15 | 14 | 9656.5285
2023-05-15 | 15 | 9690.2844
2023-05-15 | 16 | 9758.0862
2023-05-15 | 17 | 9817.0414
2023-05-15 | 18 | 9787.2706
2023-05-15 | 19 | 9636.686
2023-05-15 | 20 | 9529.8179
2023-05-15 | 21 | 9473.9426
2023-05-15 | 22 | 9455.5189
2023-05-15 | 23 | 9234.8009
2023-05-15 | 24 | 8903.4101
2023-05-16 | 1 | 8648.0627
2023-05-16 | 2 | 8478.2448
2023-05-16 | 3 | 8393.7514
2023-05-16 | 4 | 8357.8675
2023-05-16 | 5 | 8424.6444
2023-05-16 | 6 | 8467.6868
2023-05-16 | 7 | 8729.0966
2023-05-16 | 8 | 9136.4784
2023-05-16 | 9 | 9458.6024
2023-05-16 | 10 | 9596.344
2023-05-16 | 11 | 9677.3349
2023-05-16 | 12 | 9700.4583
2023-05-16 | 13 | 9679.4244
2023-05-16 | 14 | 9787.0837
2023-05-16 | 15 | 9804.2666
2023-05-16 | 16 | 9793.5203
2023-05-16 | 17 | 9817.4439
2023-05-16 | 18 | 9795.5433
2023-05-16 | 19 | 9648.7959
2023-05-16 | 20 | 9532.3919
2023-05-16 | 21 | 9504.7901
2023-05-16 | 22 | 9469.0466
2023-05-16 | 23 | 9273.3983
2023-05-16 | 24 | 8940.2509
2023-05-17 | 1 | 8658.7338
2023-05-17 | 2 | 8487.5752
2023-05-17 | 3 | 8412.3021
2023-05-17 | 4 | 8408.6873
2023-05-17 | 5 | 8422.731
2023-05-17 | 6 | 8496.6646
2023-05-17 | 7 | 8768.1177
2023-05-17 | 8 | 9168.7193
2023-05-17 | 9 | 9419.9558
2023-05-17 | 10 | 9551.0442
2023-05-17 | 11 | 9642.7964
2023-05-17 | 12 | 9683.8326
2023-05-17 | 13 | 9685.4651
2023-05-17 | 14 | 9722.1113
2023-05-17 | 15 | 9748.7024
2023-05-17 | 16 | 9800.7625
2023-05-17 | 17 | 9837.4267
2023-05-17 | 18 | 9820.5029
2023-05-17 | 19 | 9681.0591
2023-05-17 | 20 | 9604.3373
2023-05-17 | 21 | 9508.929
2023-05-17 | 22 | 9451.9389
2023-05-17 | 23 | 9270.0304
2023-05-17 | 24 | 8966.4034
2023-05-18 | 1 | 8648.6501
2023-05-18 | 2 | 8515.888
2023-05-18 | 3 | 8425.8129
2023-05-18 | 4 | 8407.5422
2023-05-18 | 5 | 8452.7141
2023-05-18 | 6 | 8554.2692
2023-05-18 | 7 | 8833.6509
2023-05-18 | 8 | 9272.0475
2023-05-18 | 9 | 9526.8954
2023-05-18 | 10 | 9636.8742
2023-05-18 | 11 | 9674.3851
2023-05-18 | 12 | 9690.184
2023-05-18 | 13 | 9638.2282
2023-05-18 | 14 | 9628.7682
2023-05-18 | 15 | 9604.3134
2023-05-18 | 16 | 9594.0355
2023-05-18 | 17 | 9663.7551
2023-05-18 | 18 | 9625.8241
2023-05-18 | 19 | 9532.0997
2023-05-18 | 20 | 9479.4038
2023-05-18 | 21 | 9435.3176
2023-05-18 | 22 | 9413.0437
2023-05-18 | 23 | 9323.358
2023-05-18 | 24 | 9026.7474
2023-05-19 | 1 | 8801.9573
2023-05-19 | 2 | 8658.3823
2023-05-19 | 3 | 8574.4091
2023-05-19 | 4 | 8553.7315
2023-05-19 | 5 | 8590.5577
2023-05-19 | 6 | 8634.6375
2023-05-19 | 7 | 8888.1752
2023-05-19 | 8 | 9326.8479
2023-05-19 | 9 | 9571.707
2023-05-19 | 10 | 9684.2859
2023-05-19 | 11 | 9699.8518
2023-05-19 | 12 | 9664.1047
2023-05-19 | 13 | 9626.7722
2023-05-19 | 14 | 9575.0851
2023-05-19 | 15 | 9558.7284
2023-05-19 | 16 | 9566.6174
2023-05-19 | 17 | 9574.2395
2023-05-19 | 18 | 9613.0209
2023-05-19 | 19 | 9590.8409
2023-05-19 | 20 | 9516.8964
2023-05-19 | 21 | 9490.4224
2023-05-19 | 22 | 9511.8382
2023-05-19 | 23 | 9396.5689
2023-05-19 | 24 | 9100.0992
2023-05-20 | 1 | 8880.6214
2023-05-20 | 2 | 8745.5027
2023-05-20 | 3 | 8738.9808
2023-05-20 | 4 | 8633.6513
2023-05-20 | 5 | 8637.6855
2023-05-20 | 6 | 8629.5227
2023-05-20 | 7 | 8723.2723
2023-05-20 | 8 | 8865.9299
2023-05-20 | 9 | 9039.4706
2023-05-20 | 10 | 9211.4118
2023-05-20 | 11 | 9283.94
2023-05-20 | 12 | 9321.7151
2023-05-20 | 13 | 9331.0378
2023-05-20 | 14 | 9325.9638
2023-05-20 | 15 | 9327.2181
2023-05-20 | 16 | 9351.3678
2023-05-20 | 17 | 9381.0048
2023-05-20 | 18 | 9425.8064
2023-05-20 | 19 | 9501.3055
2023-05-20 | 20 | 9476.8653
2023-05-20 | 21 | 9440.1703
2023-05-20 | 22 | 9489.4217
2023-05-20 | 23 | 9471.2017
2023-05-20 | 24 | 9283.3491
2023-05-21 | 1 | 9070.8989
2023-05-21 | 2 | 8868.1757
2023-05-21 | 3 | 8759.1394
2023-05-21 | 4 | 8756.6237
2023-05-21 | 5 | 8711.1153
2023-05-21 | 6 | 8636.8555
2023-05-21 | 7 | 8624.325
2023-05-21 | 8 | 8741.395
2023-05-21 | 9 | 8942.4994
2023-05-21 | 10 | 9130.6502
2023-05-21 | 11 | 9239.0016
2023-05-21 | 12 | 9270.1176
2023-05-21 | 13 | 9275.2257
2023-05-21 | 14 | 9258.6066
2023-05-21 | 15 | 9144.9791
2023-05-21 | 16 | 9113.2544
2023-05-21 | 17 | 9177.9046
2023-05-21 | 18 | 9290.3987
2023-05-21 | 19 | 9311.9856
2023-05-21 | 20 | 9296.4776
2023-05-21 | 21 | 9273.0425
2023-05-21 | 22 | 9291.7375
2023-05-21 | 23 | 9304.4485
2023-05-21 | 24 | 9115.9979
2023-05-22 | 1 | 9026.5881
2023-05-22 | 2 | 9039.9424
2023-05-22 | 3 | 8994.1473
2023-05-22 | 4 | 8915.1485
2023-05-22 | 5 | 8925.9739
2023-05-22 | 6 | 8859.6618
2023-05-22 | 7 | 8854.3536
2023-05-22 | 8 | 8887.0919
2023-05-22 | 9 | 9001.5119
2023-05-22 | 10 | 9076.916
2023-05-22 | 11 | 9152.9901
2023-05-22 | 12 | 9141.2379
2023-05-22 | 13 | 9128.3668
2023-05-22 | 14 | 9088.2975
2023-05-22 | 15 | 9061.4222
2023-05-22 | 16 | 9049.0164
2023-05-22 | 17 | 9091.9094
2023-05-22 | 18 | 9168.7255
2023-05-22 | 19 | 9153.2668
2023-05-22 | 20 | 9125.8725
2023-05-22 | 21 | 9109.4545
2023-05-22 | 22 | 9164.556
2023-05-22 | 23 | 9174.1079
2023-05-22 | 24 | 9007.9654
2023-05-23 | 1 | 8822.2573
2023-05-23 | 2 | 8737.5974
2023-05-23 | 3 | 8666.0407
2023-05-23 | 4 | 8630.7022
2023-05-23 | 5 | 8623.0842
2023-05-23 | 6 | 8733.7797
2023-05-23 | 7 | 8950.4214
2023-05-23 | 8 | 9278.7236
2023-05-23 | 9 | 9487.7946
2023-05-23 | 10 | 9635.2589
2023-05-23 | 11 | 9646.5153
2023-05-23 | 12 | 9627.922
2023-05-23 | 13 | 9594.6019
2023-05-23 | 14 | 9579.7933
2023-05-23 | 15 | 9567.4265
2023-05-23 | 16 | 9524.8217
2023-05-23 | 17 | 9541.5267
2023-05-23 | 18 | 9544.5444
2023-05-23 | 19 | 9494.2031
2023-05-23 | 20 | 9442.227
2023-05-23 | 21 | 9409.6189
2023-05-23 | 22 | 9374.9287
2023-05-23 | 23 | 9278.3655
2023-05-23 | 24 | 8977.337
2023-05-24 | 1 | 8730.423
2023-05-24 | 2 | 8530.0517
2023-05-24 | 3 | 8452.5585
2023-05-24 | 4 | 8450.4418
2023-05-24 | 5 | 8459.7117
2023-05-24 | 6 | 8533.7915
2023-05-24 | 7 | 8785.2977
2023-05-24 | 8 | 9175.8934
2023-05-24 | 9 | 9425.2789
2023-05-24 | 10 | 9575.1732
2023-05-24 | 11 | 9632.0174
2023-05-24 | 12 | 9627.7495
2023-05-24 | 13 | 9615.7054
2023-05-24 | 14 | 9600.6294
2023-05-24 | 15 | 9588.8239
2023-05-24 | 16 | 9584.3481
2023-05-24 | 17 | 9612.7019
2023-05-24 | 18 | 9618.5967
2023-05-24 | 19 | 9524.3428
2023-05-24 | 20 | 9475.3674
2023-05-24 | 21 | 9430.3944
2023-05-24 | 22 | 9355.0912
2023-05-24 | 23 | 9229.7748
2023-05-24 | 24 | 8946.2705
2023-05-25 | 1 | 8694.1713
2023-05-25 | 2 | 8542.7821
2023-05-25 | 3 | 8443.764
2023-05-25 | 4 | 8407.8694
2023-05-25 | 5 | 8428.8875
2023-05-25 | 6 | 8506.9548
2023-05-25 | 7 | 8778.9283
2023-05-25 | 8 | 9145.4566
2023-05-25 | 9 | 9431.6641
2023-05-25 | 10 | 9574.5491
2023-05-25 | 11 | 9650.8295
2023-05-25 | 12 | 9711.492
2023-05-25 | 13 | 9722.5799
2023-05-25 | 14 | 9713.4535
2023-05-25 | 15 | 9699.4341
2023-05-25 | 16 | 9620.3252
2023-05-25 | 17 | 9650.4646
2023-05-25 | 18 | 9639.0524
2023-05-25 | 19 | 9540.3889
2023-05-25 | 20 | 9455.1991
2023-05-25 | 21 | 9407.2328
2023-05-25 | 22 | 9343.4541
2023-05-25 | 23 | 9240.4228
2023-05-25 | 24 | 8937.0277
2023-05-26 | 1 | 8678.1259
2023-05-26 | 2 | 8513.3845
2023-05-26 | 3 | 8419.4731
2023-05-26 | 4 | 8384.664
2023-05-26 | 5 | 8384.1257
2023-05-26 | 6 | 8466.6174
2023-05-26 | 7 | 8732.3324
2023-05-26 | 8 | 9154.7745
2023-05-26 | 9 | 9456.6957
2023-05-26 | 10 | 9611.8042
2023-05-26 | 11 | 9696.3994
2023-05-26 | 12 | 9732.1491
2023-05-26 | 13 | 9725.5796
2023-05-26 | 14 | 9750.0827
2023-05-26 | 15 | 9743.6018
2023-05-26 | 16 | 9770.0645
2023-05-26 | 17 | 9793.9291
2023-05-26 | 18 | 9768.1478
2023-05-26 | 19 | 9665.7747
2023-05-26 | 20 | 9620.8108
2023-05-26 | 21 | 9566.2614
2023-05-26 | 22 | 9457.4412
2023-05-26 | 23 | 9307.6737
2023-05-26 | 24 | 8988.0368
2023-05-27 | 1 | 8728.9559
2023-05-27 | 2 | 8551.2361
2023-05-27 | 3 | 8439.092
2023-05-27 | 4 | 8380.3951
2023-05-27 | 5 | 8341.8695
2023-05-27 | 6 | 8354.7363
2023-05-27 | 7 | 8408.7442
2023-05-27 | 8 | 8601.3009
2023-05-27 | 9 | 8853.3489
2023-05-27 | 10 | 9136.812
2023-05-27 | 11 | 9350.231
2023-05-27 | 12 | 9546.1191
2023-05-27 | 13 | 9671.3134
2023-05-27 | 14 | 9727.7769
2023-05-27 | 15 | 9754.0586
2023-05-27 | 16 | 9799.8632
2023-05-27 | 17 | 9850.6392
2023-05-27 | 18 | 9844.2014
2023-05-27 | 19 | 9776.7088
2023-05-27 | 20 | 9721.6581
2023-05-27 | 21 | 9634.2145
2023-05-27 | 22 | 9512.858
2023-05-27 | 23 | 9415.7979
2023-05-27 | 24 | 9129.1321
2023-05-28 | 1 | 8890.0011
2023-05-28 | 2 | 8726.1662
2023-05-28 | 3 | 8560.4317
2023-05-28 | 4 | 8480.2487
2023-05-28 | 5 | 8443.7167
2023-05-28 | 6 | 8422.1537
2023-05-28 | 7 | 8453.0685
2023-05-28 | 8 | 8666.233
2023-05-28 | 9 | 8945.154
2023-05-28 | 10 | 9271.0124
2023-05-28 | 11 | 9508.7036
2023-05-28 | 12 | 9688.56
2023-05-28 | 13 | 9752.0301
2023-05-28 | 14 | 9758.3942
2023-05-28 | 15 | 9803.4074
2023-05-28 | 16 | 9847.6874
2023-05-28 | 17 | 9900.2886
2023-05-28 | 18 | 9892.479
2023-05-28 | 19 | 9712.641
2023-05-28 | 20 | 9538.7356
2023-05-28 | 21 | 9460.3441
2023-05-28 | 22 | 9361.6501
2023-05-28 | 23 | 9237.9652
2023-05-28 | 24 | 8943.2534
2023-05-29 | 1 | 8710.5678
2023-05-29 | 2 | 8619.573
2023-05-29 | 3 | 8510.6235
2023-05-29 | 4 | 8473.3613
2023-05-29 | 5 | 8490.5013
2023-05-29 | 6 | 8588.2922
2023-05-29 | 7 | 8849.6799
2023-05-29 | 8 | 9291.9849
2023-05-29 | 9 | 9563.5372
2023-05-29 | 10 | 9689.9142
2023-05-29 | 11 | 9744.6978
2023-05-29 | 12 | 9787.3087
2023-05-29 | 13 | 9760.341
2023-05-29 | 14 | 9747.2863
2023-05-29 | 15 | 9732.7297
2023-05-29 | 16 | 9739.3386
2023-05-29 | 17 | 9755.9528
2023-05-29 | 18 | 9768.9096
2023-05-29 | 19 | 9607.7719
2023-05-29 | 20 | 9552.315
2023-05-29 | 21 | 9505.2337
2023-05-29 | 22 | 9396.754
2023-05-29 | 23 | 9274.6191
2023-05-29 | 24 | 8936.3046
2023-05-30 | 1 | 8669.0049
2023-05-30 | 2 | 8510.5532
2023-05-30 | 3 | 8426.8713
2023-05-30 | 4 | 8404.3134
2023-05-30 | 5 | 8398.0683
2023-05-30 | 6 | 8479.9607
2023-05-30 | 7 | 8731.4021
2023-05-30 | 8 | 9172.9918
2023-05-30 | 9 | 9476.5932
2023-05-30 | 10 | 9654.5616
2023-05-30 | 11 | 9749.686
2023-05-30 | 12 | 9807.4273
2023-05-30 | 13 | 9825.5893
2023-05-30 | 14 | 9859.9617
2023-05-30 | 15 | 9871.6782
2023-05-30 | 16 | 9891.8496
2023-05-30 | 17 | 9920.6625
2023-05-30 | 18 | 9902.5424
2023-05-30 | 19 | 9769.3614
2023-05-30 | 20 | 9660.5984
2023-05-30 | 21 | 9602.4344
2023-05-30 | 22 | 9464.5621
2023-05-30 | 23 | 9332.0942
2023-05-30 | 24 | 8961.9623
2023-05-31 | 1 | 8700.5068
2023-05-31 | 2 | 8530.708
2023-05-31 | 3 | 8462.6262
2023-05-31 | 4 | 8451.0347
2023-05-31 | 5 | 8479.8321
2023-05-31 | 6 | 8554.9743
2023-05-31 | 7 | 8809.7035
2023-05-31 | 8 | 9240.9214
2023-05-31 | 9 | 9519.487
2023-05-31 | 10 | 9679.9473
2023-05-31 | 11 | 9809.1893
2023-05-31 | 12 | 9865.1078
2023-05-31 | 13 | 9889.5298
2023-05-31 | 14 | 9887.8865
2023-05-31 | 15 | 9947.9242
2023-05-31 | 16 | 10068.3511
2023-05-31 | 17 | 10009.8569
2023-05-31 | 18 | 10007.9518
2023-05-31 | 19 | 9855.1504
2023-05-31 | 20 | 9795.8723
2023-05-31 | 21 | 9695.6513
2023-05-31 | 22 | 9589.8268
2023-05-31 | 23 | 9458.0303
2023-05-31 | 24 | 9056.3701
2023-06-01 | 1 | 8792.2951
2023-06-01 | 2 | 8776.7778
2023-06-01 | 3 | 8711.0807
2023-06-01 | 4 | 8664.7639
2023-06-01 | 5 | 8681.4149
2023-06-01 | 6 | 8774.1316
2023-06-01 | 7 | 8987.1012
2023-06-01 | 8 | 9427.7482
2023-06-01 | 9 | 9700.9114
2023-06-01 | 10 | 9895.45
2023-06-01 | 11 | 9946.8794
2023-06-01 | 12 | 9994.8973
2023-06-01 | 13 | 9993.7749
2023-06-01 | 14 | 10013.3189
2023-06-01 | 15 | 10001.8747
2023-06-01 | 16 | 10067.0749
2023-06-01 | 17 | 10056.6107
2023-06-01 | 18 | 10115.1622
2023-06-01 | 19 | 9904.2799
2023-06-01 | 20 | 9788.4673
2023-06-01 | 21 | 9684.3309
2023-06-01 | 22 | 9545.4767
2023-06-01 | 23 | 9415.4083
2023-06-01 | 24 | 9103.8572
2023-06-02 | 1 | 8841.6548
2023-06-02 | 2 | 8674.6435
2023-06-02 | 3 | 8590.8534
2023-06-02 | 4 | 8569.8343
2023-06-02 | 5 | 8576.3241
2023-06-02 | 6 | 8664.4176
2023-06-02 | 7 | 8872.0262
2023-06-02 | 8 | 9268.1034
2023-06-02 | 9 | 9552.0551
2023-06-02 | 10 | 9725.4573
2023-06-02 | 11 | 9810.7518
2023-06-02 | 12 | 9863.9288
2023-06-02 | 13 | 9877.0572
2023-06-02 | 14 | 9889.9234
2023-06-02 | 15 | 9906.0998
2023-06-02 | 16 | 9938.7484
2023-06-02 | 17 | 9970.5591
2023-06-02 | 18 | 9985.6296
2023-06-02 | 19 | 9850.832
2023-06-02 | 20 | 9796.3774
2023-06-02 | 21 | 9737.9055
2023-06-02 | 22 | 9620.3615
2023-06-02 | 23 | 9496.4001
2023-06-02 | 24 | 9169.3071
2023-06-03 | 1 | 8878.5837
2023-06-03 | 2 | 8671.6421
2023-06-03 | 3 | 8551.2713
2023-06-03 | 4 | 8488.0659
2023-06-03 | 5 | 8466.9178
2023-06-03 | 6 | 8470.8006
2023-06-03 | 7 | 8504.5996
2023-06-03 | 8 | 8723.3791
2023-06-03 | 9 | 8994.4179
2023-06-03 | 10 | 9295.7496
2023-06-03 | 11 | 9476.1418
2023-06-03 | 12 | 9610.3896
2023-06-03 | 13 | 9617.3076
2023-06-03 | 14 | 9622.7716
2023-06-03 | 15 | 9613.0509
2023-06-03 | 16 | 9595.0662
2023-06-03 | 17 | 9605.5521
2023-06-03 | 18 | 9633.4416
2023-06-03 | 19 | 9573.4016
2023-06-03 | 20 | 9484.8628
2023-06-03 | 21 | 9444.9864
2023-06-03 | 22 | 9358.6518
2023-06-03 | 23 | 9330.8371
2023-06-03 | 24 | 9049.1925
2023-06-04 | 1 | 8807.9225
2023-06-04 | 2 | 8642.3535
2023-06-04 | 3 | 8538.1053
2023-06-04 | 4 | 8484.8631
2023-06-04 | 5 | 8455.4928
2023-06-04 | 6 | 8462.2411
2023-06-04 | 7 | 8479.8182
2023-06-04 | 8 | 8636.4499
2023-06-04 | 9 | 8844.9137
2023-06-04 | 10 | 9090.6419
2023-06-04 | 11 | 9260.6184
2023-06-04 | 12 | 9395.0344
2023-06-04 | 13 | 9476.3901
2023-06-04 | 14 | 9540.7703
2023-06-04 | 15 | 9485.9521
2023-06-04 | 16 | 9515.9035
2023-06-04 | 17 | 9630.8601
2023-06-04 | 18 | 9650.4366
2023-06-04 | 19 | 9608.8878
2023-06-04 | 20 | 9593.3732
2023-06-04 | 21 | 9550.2556
2023-06-04 | 22 | 9436.7859
2023-06-04 | 23 | 9363.159
2023-06-04 | 24 | 9051.6277
2023-06-05 | 1 | 8777.6224
2023-06-05 | 2 | 8681.1664
2023-06-05 | 3 | 8600.3997
2023-06-05 | 4 | 8558.7045
2023-06-05 | 5 | 8560.6274
2023-06-05 | 6 | 8652.824
2023-06-05 | 7 | 8903.3363
2023-06-05 | 8 | 9343.7282
2023-06-05 | 9 | 9632.2289
2023-06-05 | 10 | 9767.7938
2023-06-05 | 11 | 9825.8502
2023-06-05 | 12 | 9887.3902
2023-06-05 | 13 | 9844.8543
2023-06-05 | 14 | 9847.9491
2023-06-05 | 15 | 9835.9457
2023-06-05 | 16 | 9849.3274
2023-06-05 | 17 | 9870.7356
2023-06-05 | 18 | 9877.0841
2023-06-05 | 19 | 9765.4027
2023-06-05 | 20 | 9687.0659
2023-06-05 | 21 | 9610.6082
2023-06-05 | 22 | 9480.8972
2023-06-05 | 23 | 9370.7292
2023-06-05 | 24 | 9072.7382
2023-06-06 | 1 | 8804.392
2023-06-06 | 2 | 8615.2339
2023-06-06 | 3 | 8519.9562
2023-06-06 | 4 | 8483.436
2023-06-06 | 5 | 8474.7952
2023-06-06 | 6 | 8568.3881
2023-06-06 | 7 | 8812.7233
2023-06-06 | 8 | 9259.8748
2023-06-06 | 9 | 9562.0852
2023-06-06 | 10 | 9689.2052
2023-06-06 | 11 | 9738.359
2023-06-06 | 12 | 9751.8517
2023-06-06 | 13 | 9736.1492
2023-06-06 | 14 | 9733.5186
2023-06-06 | 15 | 9718.9985
2023-06-06 | 16 | 9742.1748
2023-06-06 | 17 | 9784.3176
2023-06-06 | 18 | 9800.3582
2023-06-06 | 19 | 9705.1438
2023-06-06 | 20 | 9644.0428
2023-06-06 | 21 | 9598.0866
2023-06-06 | 22 | 9486.7612
2023-06-06 | 23 | 9401.7895
2023-06-06 | 24 | 9055.8406
2023-06-07 | 1 | 8772.8164
2023-06-07 | 2 | 8580.7662
2023-06-07 | 3 | 8499.427
2023-06-07 | 4 | 8473.5968
2023-06-07 | 5 | 8489.4404
2023-06-07 | 6 | 8583.3081
2023-06-07 | 7 | 8836.889
2023-06-07 | 8 | 9283.3978
2023-06-07 | 9 | 9587.8738
2023-06-07 | 10 | 9765.49
2023-06-07 | 11 | 9836.0661
2023-06-07 | 12 | 9900.9637
2023-06-07 | 13 | 9951.5455
2023-06-07 | 14 | 9974.2096
2023-06-07 | 15 | 10009.5867
2023-06-07 | 16 | 10024.8971
2023-06-07 | 17 | 10083.9813
2023-06-07 | 18 | 10089.5722
2023-06-07 | 19 | 9910.9002
2023-06-07 | 20 | 9827.7315
2023-06-07 | 21 | 9753.7771
2023-06-07 | 22 | 9592.5359
2023-06-07 | 23 | 9439.1308
2023-06-07 | 24 | 9111.7415
2023-06-08 | 1 | 8846.8543
2023-06-08 | 2 | 8718.1299
2023-06-08 | 3 | 8618.2267
2023-06-08 | 4 | 8583.0308
2023-06-08 | 5 | 8582.974
2023-06-08 | 6 | 8678.3518
2023-06-08 | 7 | 8897.9353
2023-06-08 | 8 | 9344.7135
2023-06-08 | 9 | 9646.0232
2023-06-08 | 10 | 9816.2647
2023-06-08 | 11 | 9884.2633
2023-06-08 | 12 | 9931.0656
2023-06-08 | 13 | 9909.3109
2023-06-08 | 14 | 9924.268
2023-06-08 | 15 | 9919.2747
2023-06-08 | 16 | 9960.791
2023-06-08 | 17 | 9948.1276
2023-06-08 | 18 | 9898.816
2023-06-08 | 19 | 9751.6073
2023-06-08 | 20 | 9652.9736
2023-06-08 | 21 | 9561.5362
2023-06-08 | 22 | 9430.4935
2023-06-08 | 23 | 9370.9768
2023-06-08 | 24 | 9094.3998
2023-06-09 | 1 | 8838.1001
2023-06-09 | 2 | 8662.6643
2023-06-09 | 3 | 8552.0252
2023-06-09 | 4 | 8517.2269
2023-06-09 | 5 | 8522.1664
2023-06-09 | 6 | 8614.4404
2023-06-09 | 7 | 8821.5752
2023-06-09 | 8 | 9260.7403
2023-06-09 | 9 | 9558.4722
2023-06-09 | 10 | 9707.3924
2023-06-09 | 11 | 9791.7943
2023-06-09 | 12 | 9832.7375
2023-06-09 | 13 | 9819.933
2023-06-09 | 14 | 9807.9934
2023-06-09 | 15 | 9789.3474
2023-06-09 | 16 | 9782.5968
2023-06-09 | 17 | 9763.4251
2023-06-09 | 18 | 9791.4581
2023-06-09 | 19 | 9679.34
2023-06-09 | 20 | 9588.4936
2023-06-09 | 21 | 9508.3669
2023-06-09 | 22 | 9401.7842
2023-06-09 | 23 | 9346.6857
2023-06-09 | 24 | 9061.1821
2023-06-10 | 1 | 8816.6699
2023-06-10 | 2 | 8625.0748
2023-06-10 | 3 | 8528.8718
2023-06-10 | 4 | 8484.3735
2023-06-10 | 5 | 8483.6327
2023-06-10 | 6 | 8458.2852
2023-06-10 | 7 | 8457.1547
2023-06-10 | 8 | 8624.1475
2023-06-10 | 9 | 8863.4709
2023-06-10 | 10 | 9105.4028
2023-06-10 | 11 | 9253.0651
2023-06-10 | 12 | 9322.9411
2023-06-10 | 13 | 9357.9126
2023-06-10 | 14 | 9373.5641
2023-06-10 | 15 | 9497.537
2023-06-10 | 16 | 9487.3039
2023-06-10 | 17 | 9541.1246
2023-06-10 | 18 | 9622.5255
2023-06-10 | 19 | 9585.4666
2023-06-10 | 20 | 9551.8373
2023-06-10 | 21 | 9483.616
2023-06-10 | 22 | 9378.8763
2023-06-10 | 23 | 9331.1068
2023-06-10 | 24 | 9095.1229
2023-06-11 | 1 | 8863.4199
2023-06-11 | 2 | 8679.058
2023-06-11 | 3 | 8551.7642
2023-06-11 | 4 | 8491.7254
2023-06-11 | 5 | 8470.1976
2023-06-11 | 6 | 8470.1817
2023-06-11 | 7 | 8475.9737
2023-06-11 | 8 | 8644.4794
2023-06-11 | 9 | 8859.57
2023-06-11 | 10 | 9080.0433
2023-06-11 | 11 | 9226.5908
2023-06-11 | 12 | 9342.9227
2023-06-11 | 13 | 9390.2584
2023-06-11 | 14 | 9422.8246
2023-06-11 | 15 | 9411.4368
2023-06-11 | 16 | 9448.8334
2023-06-11 | 17 | 9519.1714
2023-06-11 | 18 | 9600.8868
2023-06-11 | 19 | 9520.435
2023-06-11 | 20 | 9467.1981
2023-06-11 | 21 | 9408.012
2023-06-11 | 22 | 9299.4564
2023-06-11 | 23 | 9236.4223
2023-06-11 | 24 | 8956.9348
2023-06-12 | 1 | 8715.9709
2023-06-12 | 2 | 8622.8406
2023-06-12 | 3 | 8528.1305
2023-06-12 | 4 | 8480.0208
2023-06-12 | 5 | 8505.4978
2023-06-12 | 6 | 8622.1903
2023-06-12 | 7 | 8851.9353
2023-06-12 | 8 | 9282.6805
2023-06-12 | 9 | 9578.3929
2023-06-12 | 10 | 9715.6542
2023-06-12 | 11 | 9766.3275
2023-06-12 | 12 | 9793.8679
2023-06-12 | 13 | 9845.9358
2023-06-12 | 14 | 9868.0565
2023-06-12 | 15 | 9825.9789
2023-06-12 | 16 | 9832.7007
2023-06-12 | 17 | 9818.3771
2023-06-12 | 18 | 9841.8205
2023-06-12 | 19 | 9724.5721
2023-06-12 | 20 | 9663.6326
2023-06-12 | 21 | 9627.8408
2023-06-12 | 22 | 9516.6086
2023-06-12 | 23 | 9392.5389
2023-06-12 | 24 | 9061.2543
2023-06-13 | 1 | 8790.418
2023-06-13 | 2 | 8608.4501
2023-06-13 | 3 | 8530.073
2023-06-13 | 4 | 8497.3926
2023-06-13 | 5 | 8502.3466
2023-06-13 | 6 | 8593.6258
2023-06-13 | 7 | 8824.5774
2023-06-13 | 8 | 9270.6223
2023-06-13 | 9 | 9587.4319
2023-06-13 | 10 | 9755.1667
2023-06-13 | 11 | 9837.1307
2023-06-13 | 12 | 9842.6554
2023-06-13 | 13 | 9855.2004
2023-06-13 | 14 | 9832.7826
2023-06-13 | 15 | 9818.8537
2023-06-13 | 16 | 9806.7743
2023-06-13 | 17 | 9856.8111
2023-06-13 | 18 | 9853.7479
2023-06-13 | 19 | 9747.1973
2023-06-13 | 20 | 9676.0362
2023-06-13 | 21 | 9623.7762
2023-06-13 | 22 | 9492.8447
2023-06-13 | 23 | 9385.9853
2023-06-13 | 24 | 9055.3185
2023-06-14 | 1 | 8776.8643
2023-06-14 | 2 | 8589.9871
2023-06-14 | 3 | 8503.6536
2023-06-14 | 4 | 8462.4013
2023-06-14 | 5 | 8472.707
2023-06-14 | 6 | 8566.7102
2023-06-14 | 7 | 8792.6053
2023-06-14 | 8 | 9232.9394
2023-06-14 | 9 | 9556.182
2023-06-14 | 10 | 9702.6227
2023-06-14 | 11 | 9763.5284
2023-06-14 | 12 | 9829.7772
2023-06-14 | 13 | 9841.8295
2023-06-14 | 14 | 9866.2881
2023-06-14 | 15 | 9873.6609
2023-06-14 | 16 | 9875.2165
2023-06-14 | 17 | 9900.5098
2023-06-14 | 18 | 9928.0432
2023-06-14 | 19 | 9803.5892
2023-06-14 | 20 | 9722.4231
2023-06-14 | 21 | 9667.7816
2023-06-14 | 22 | 9533.2635
2023-06-14 | 23 | 9401.5023
2023-06-14 | 24 | 9071.7553
2023-06-15 | 1 | 8801.8651
2023-06-15 | 2 | 8680.0623
2023-06-15 | 3 | 8578.8254
2023-06-15 | 4 | 8533.6912
2023-06-15 | 5 | 8537.686
2023-06-15 | 6 | 8640.608
2023-06-15 | 7 | 8849.6872
2023-06-15 | 8 | 9292.8884
2023-06-15 | 9 | 9608.2982
2023-06-15 | 10 | 9776.7318
2023-06-15 | 11 | 9841.9002
2023-06-15 | 12 | 9871.9993
2023-06-15 | 13 | 9882.5528
2023-06-15 | 14 | 9888.937
2023-06-15 | 15 | 9886.9246
2023-06-15 | 16 | 9910.3895
2023-06-15 | 17 | 9911.1483
2023-06-15 | 18 | 9893.1869
2023-06-15 | 19 | 9783.4561
2023-06-15 | 20 | 9712.8732
2023-06-15 | 21 | 9682.8535
2023-06-15 | 22 | 9533.2958
2023-06-15 | 23 | 9433.9202
2023-06-15 | 24 | 9144.5716
2023-06-16 | 1 | 8872.6364
2023-06-16 | 2 | 8684.7417
2023-06-16 | 3 | 8606.7779
2023-06-16 | 4 | 8571.0641
2023-06-16 | 5 | 8576.155
2023-06-16 | 6 | 8673.5198
2023-06-16 | 7 | 8894.7626
2023-06-16 | 8 | 9337.8654
2023-06-16 | 9 | 9658.4128
2023-06-16 | 10 | 9850.805
2023-06-16 | 11 | 9959.3256
2023-06-16 | 12 | 10058.8472
2023-06-16 | 13 | 10052.9344
2023-06-16 | 14 | 10064.2449
2023-06-16 | 15 | 10018.5266
2023-06-16 | 16 | 10003.4942
2023-06-16 | 17 | 10036.5916
2023-06-16 | 18 | 10018.8367
2023-06-16 | 19 | 9904.6615
2023-06-16 | 20 | 9844.4719
2023-06-16 | 21 | 9771.5884
2023-06-16 | 22 | 9615.8254
2023-06-16 | 23 | 9531.3777
2023-06-16 | 24 | 9255.7392
2023-06-17 | 1 | 8957.8351
2023-06-17 | 2 | 8751.2849
2023-06-17 | 3 | 8632.1507
2023-06-17 | 4 | 8569.9598
2023-06-17 | 5 | 8549.9098
2023-06-17 | 6 | 8564.3484
2023-06-17 | 7 | 8583.9857
2023-06-17 | 8 | 8796.3493
2023-06-17 | 9 | 9037.9037
2023-06-17 | 10 | 9276.2816
2023-06-17 | 11 | 9433.238
2023-06-17 | 12 | 9521.1187
2023-06-17 | 13 | 9556.0906
2023-06-17 | 14 | 9573.2284
2023-06-17 | 15 | 9562.3594
2023-06-17 | 16 | 9595.291
2023-06-17 | 17 | 9593.2799
2023-06-17 | 18 | 9740.091
2023-06-17 | 19 | 9658.3262
2023-06-17 | 20 | 9572.4383
2023-06-17 | 21 | 9476.9589
2023-06-17 | 22 | 9369.0209
2023-06-17 | 23 | 9326.7017
2023-06-17 | 24 | 9071.1938
2023-06-18 | 1 | 8825.5579
2023-06-18 | 2 | 8666.7085
2023-06-18 | 3 | 8553.5755
2023-06-18 | 4 | 8493.3437
2023-06-18 | 5 | 8466.4995
2023-06-18 | 6 | 8450.3099
2023-06-18 | 7 | 8438.0421
2023-06-18 | 8 | 8599.0242
2023-06-18 | 9 | 8816.6255
2023-06-18 | 10 | 9079.7852
2023-06-18 | 11 | 9309.1444
2023-06-18 | 12 | 9450.4769
2023-06-18 | 13 | 9531.3736
2023-06-18 | 14 | 9585.2764
2023-06-18 | 15 | 9596.0332
2023-06-18 | 16 | 9605.6854
2023-06-18 | 17 | 9665.7862
2023-06-18 | 18 | 9708.5796
2023-06-18 | 19 | 9661.0668
2023-06-18 | 20 | 9610.2033
2023-06-18 | 21 | 9545.0912
2023-06-18 | 22 | 9428.3464
2023-06-18 | 23 | 9298.2012
2023-06-18 | 24 | 9005.6706
2023-06-19 | 1 | 8751.7881
2023-06-19 | 2 | 8663.5776
2023-06-19 | 3 | 8587.5434
2023-06-19 | 4 | 8567.3025
2023-06-19 | 5 | 8567.2608
2023-06-19 | 6 | 8676.6372
2023-06-19 | 7 | 8905.9206
2023-06-19 | 8 | 9360.5863
2023-06-19 | 9 | 9683.2483
2023-06-19 | 10 | 9896.094
2023-06-19 | 11 | 10033.6987
2023-06-19 | 12 | 10106.6098
2023-06-19 | 13 | 10112.4891
2023-06-19 | 14 | 10150.0065
2023-06-19 | 15 | 10147.9891
2023-06-19 | 16 | 10200.9921
2023-06-19 | 17 | 10237.3088
2023-06-19 | 18 | 10282.3727
2023-06-19 | 19 | 10052.3455
2023-06-19 | 20 | 9958.4454
2023-06-19 | 21 | 9852.5515
2023-06-19 | 22 | 9682.2903
2023-06-19 | 23 | 9482.6117
2023-06-19 | 24 | 9145.1171
2023-06-20 | 1 | 8855.854
2023-06-20 | 2 | 8677.9984
2023-06-20 | 3 | 8585.3281
2023-06-20 | 4 | 8566.7693
2023-06-20 | 5 | 8579.0001
2023-06-20 | 6 | 8692.8951
2023-06-20 | 7 | 8911.9924
2023-06-20 | 8 | 9378.6108
2023-06-20 | 9 | 9697.3143
2023-06-20 | 10 | 9917.0486
2023-06-20 | 11 | 10044.6617
2023-06-20 | 12 | 10142.2742
2023-06-20 | 13 | 10221.9341
2023-06-20 | 14 | 10274.2836
2023-06-20 | 15 | 10360.9711
2023-06-20 | 16 | 10400.323
2023-06-20 | 17 | 10439.414
2023-06-20 | 18 | 10414.2146
2023-06-20 | 19 | 10228.7232
2023-06-20 | 20 | 10168.91
2023-06-20 | 21 | 10110.1902
2023-06-20 | 22 | 9921.1394
2023-06-20 | 23 | 9754.5832
2023-06-20 | 24 | 9370.6616
2023-06-21 | 1 | 9044.5583
2023-06-21 | 2 | 8832.1989
2023-06-21 | 3 | 8758.7792
2023-06-21 | 4 | 8728.8627
2023-06-21 | 5 | 8712.2122
2023-06-21 | 6 | 8812.7308
2023-06-21 | 7 | 9074.2548
2023-06-21 | 8 | 9549.9217
2023-06-21 | 9 | 9896.4847
2023-06-21 | 10 | 10127.1957
2023-06-21 | 11 | 10343.6278
2023-06-21 | 12 | 10509.9322
2023-06-21 | 13 | 10581.0299
2023-06-21 | 14 | 10763.3711
2023-06-21 | 15 | 10862.7514
2023-06-21 | 16 | 10874.5785
2023-06-21 | 17 | 10860.2714
2023-06-21 | 18 | 10852.6179
2023-06-21 | 19 | 10537.411
2023-06-21 | 20 | 10398.6158
2023-06-21 | 21 | 10305.1269
2023-06-21 | 22 | 10102.2606
2023-06-21 | 23 | 9982.7684
2023-06-21 | 24 | 9589.8422
2023-06-22 | 1 | 9280.1824
2023-06-22 | 2 | 9044.071
2023-06-22 | 3 | 8921.4682
2023-06-22 | 4 | 8864.7721
2023-06-22 | 5 | 8891.2053
2023-06-22 | 6 | 8989.2135
2023-06-22 | 7 | 9185.9291
2023-06-22 | 8 | 9622.5325
2023-06-22 | 9 | 9906.8998
2023-06-22 | 10 | 10045.3655
2023-06-22 | 11 | 10127.934
2023-06-22 | 12 | 10165.0997
2023-06-22 | 13 | 10196.959
2023-06-22 | 14 | 10179.5578
2023-06-22 | 15 | 10151.2373
2023-06-22 | 16 | 10162.5165
2023-06-22 | 17 | 10137.4676
2023-06-22 | 18 | 10105.114
2023-06-22 | 19 | 9941.4462
2023-06-22 | 20 | 9833.4607
2023-06-22 | 21 | 9760.8867
2023-06-22 | 22 | 9609.7698
2023-06-22 | 23 | 9476.4371
2023-06-22 | 24 | 9178.4763
2023-06-23 | 1 | 8916.1554
2023-06-23 | 2 | 8740.6824
2023-06-23 | 3 | 8631.5721
2023-06-23 | 4 | 8579.684
2023-06-23 | 5 | 8570.4911
2023-06-23 | 6 | 8661.3749
2023-06-23 | 7 | 8874.7025
2023-06-23 | 8 | 9312.6971
2023-06-23 | 9 | 9629.0531
2023-06-23 | 10 | 9791.0583
2023-06-23 | 11 | 9864.6607
2023-06-23 | 12 | 9897.7244
2023-06-23 | 13 | 9907.719
2023-06-23 | 14 | 9920.3694
2023-06-23 | 15 | 9910.5966
2023-06-23 | 16 | 9925.1847
2023-06-23 | 17 | 9927.6595
2023-06-23 | 18 | 9893.2617
2023-06-23 | 19 | 9815.9444
2023-06-23 | 20 | 9662.6465
2023-06-23 | 21 | 9584.2249
2023-06-23 | 22 | 9454.3777
2023-06-23 | 23 | 9378.8317
2023-06-23 | 24 | 9111.3197
2023-06-24 | 1 | 8862.4836
2023-06-24 | 2 | 8685.0828
2023-06-24 | 3 | 8583.7158
2023-06-24 | 4 | 8527.9658
2023-06-24 | 5 | 8502.2167
2023-06-24 | 6 | 8507.5503
2023-06-24 | 7 | 8524.1238
2023-06-24 | 8 | 8734.6327
2023-06-24 | 9 | 8965.1286
2023-06-24 | 10 | 9199.5911
2023-06-24 | 11 | 9339.8564
2023-06-24 | 12 | 9406.2954
2023-06-24 | 13 | 9423.5555
2023-06-24 | 14 | 9395.5232
2023-06-24 | 15 | 9410.9072
2023-06-24 | 16 | 9372.6432
2023-06-24 | 17 | 9478.6039
2023-06-24 | 18 | 9479.8735
2023-06-24 | 19 | 9433.5556
2023-06-24 | 20 | 9378.0108
2023-06-24 | 21 | 9296.3238
2023-06-24 | 22 | 9195.9626
2023-06-24 | 23 | 9191.7074
2023-06-24 | 24 | 8978.5032
2023-06-25 | 1 | 8759.5204
2023-06-25 | 2 | 8614.5881
2023-06-25 | 3 | 8491.4073
2023-06-25 | 4 | 8404.5248
2023-06-25 | 5 | 8372.759
2023-06-25 | 6 | 8363.1391
2023-06-25 | 7 | 8353.6266
2023-06-25 | 8 | 8513.165
2023-06-25 | 9 | 8726.5065
2023-06-25 | 10 | 8932.3623
2023-06-25 | 11 | 9067.0706
2023-06-25 | 12 | 9153.2415
2023-06-25 | 13 | 9188.1983
2023-06-25 | 14 | 9249.6769
2023-06-25 | 15 | 9215.0203
2023-06-25 | 16 | 9212.6463
2023-06-25 | 17 | 9329.5131
2023-06-25 | 18 | 9407.1048
2023-06-25 | 19 | 9428.261
2023-06-25 | 20 | 9385.2505
2023-06-25 | 21 | 9337.9393
2023-06-25 | 22 | 9224.415
2023-06-25 | 23 | 9180.7585
2023-06-25 | 24 | 8913.2702
2023-06-26 | 1 | 8675.534
2023-06-26 | 2 | 8580.9606
2023-06-26 | 3 | 8501.2054
2023-06-26 | 4 | 8472.7569
2023-06-26 | 5 | 8474.6194
2023-06-26 | 6 | 8560.8331
2023-06-26 | 7 | 8783.4207
2023-06-26 | 8 | 9222.5681
2023-06-26 | 9 | 9549.503
2023-06-26 | 10 | 9679.858
2023-06-26 | 11 | 9710.9487
2023-06-26 | 12 | 9730.105
2023-06-26 | 13 | 9672.0948
2023-06-26 | 14 | 9654.5127
2023-06-26 | 15 | 9647.1775
2023-06-26 | 16 | 9650.6579
2023-06-26 | 17 | 9733.7845
2023-06-26 | 18 | 9732.8188
2023-06-26 | 19 | 9650.0738
2023-06-26 | 20 | 9608.7533
2023-06-26 | 21 | 9594.5255
2023-06-26 | 22 | 9437.7809
2023-06-26 | 23 | 9347.2298
2023-06-26 | 24 | 9071.1062
2023-06-27 | 1 | 8825.8832
2023-06-27 | 2 | 8657.0105
2023-06-27 | 3 | 8574.3186
2023-06-27 | 4 | 8549.897
2023-06-27 | 5 | 8545.4662
2023-06-27 | 6 | 8625.2691
2023-06-27 | 7 | 8840.8912
2023-06-27 | 8 | 9252.2437
2023-06-27 | 9 | 9551.0637
2023-06-27 | 10 | 9699.222
2023-06-27 | 11 | 9769.2273
2023-06-27 | 12 | 9780.6722
2023-06-27 | 13 | 9768.0883
2023-06-27 | 14 | 9804.1204
2023-06-27 | 15 | 9811.8096
2023-06-27 | 16 | 9827.4216
2023-06-27 | 17 | 9879.8702
2023-06-27 | 18 | 9908.3215
2023-06-27 | 19 | 9808.9197
2023-06-27 | 20 | 9728.1747
2023-06-27 | 21 | 9684.8431
2023-06-27 | 22 | 9554.928
2023-06-27 | 23 | 9421.6166
2023-06-27 | 24 | 9097.4027
2023-06-28 | 1 | 8824.1983
2023-06-28 | 2 | 8635.3264
2023-06-28 | 3 | 8562.4669
2023-06-28 | 4 | 8541.9773
2023-06-28 | 5 | 8554.7201
2023-06-28 | 6 | 8679.2282
2023-06-28 | 7 | 8890.9482
2023-06-28 | 8 | 9310.7536
2023-06-28 | 9 | 9639.4907
2023-06-28 | 10 | 9813.7399
2023-06-28 | 11 | 9915.4662
2023-06-28 | 12 | 9975.6708
2023-06-28 | 13 | 9977.1115
2023-06-28 | 14 | 10049.9087
2023-06-28 | 15 | 10047.8269
2023-06-28 | 16 | 10025.3633
2023-06-28 | 17 | 10063.9137
2023-06-28 | 18 | 10099.3604
2023-06-28 | 19 | 9964.0687
2023-06-28 | 20 | 9914.258
2023-06-28 | 21 | 9865.4899
2023-06-28 | 22 | 9695.5367
2023-06-28 | 23 | 9511.0837
2023-06-28 | 24 | 9180.7129
2023-06-29 | 1 | 8922.0113
2023-06-29 | 2 | 8789.3711
2023-06-29 | 3 | 8680.3727
2023-06-29 | 4 | 8638.9022
2023-06-29 | 5 | 8648.9039
2023-06-29 | 6 | 8756.7943
2023-06-29 | 7 | 8977.8421
2023-06-29 | 8 | 9439.3631
2023-06-29 | 9 | 9792.9891
2023-06-29 | 10 | 10059.5253
2023-06-29 | 11 | 10161.3909
2023-06-29 | 12 | 10226.0883
2023-06-29 | 13 | 10235.7081
2023-06-29 | 14 | 10224.024
2023-06-29 | 15 | 10259.8602
2023-06-29 | 16 | 10147.7716
2023-06-29 | 17 | 10139.9214
2023-06-29 | 18 | 10154.202
2023-06-29 | 19 | 10042.9026
2023-06-29 | 20 | 9976.145
2023-06-29 | 21 | 9909.4424
2023-06-29 | 22 | 9756.7585
2023-06-29 | 23 | 9652.2433
2023-06-29 | 24 | 9348.8566
2023-06-30 | 1 | 9038.9063
2023-06-30 | 2 | 8838.3779
2023-06-30 | 3 | 8738.169
2023-06-30 | 4 | 8694.8085
2023-06-30 | 5 | 8697.3648
2023-06-30 | 6 | 8790.0335
2023-06-30 | 7 | 9027.9634
2023-06-30 | 8 | 9487.1104
2023-06-30 | 9 | 9807.4341
2023-06-30 | 10 | 9993.9018
2023-06-30 | 11 | 10073.3047
2023-06-30 | 12 | 10131.2187
2023-06-30 | 13 | 10089.5136
2023-06-30 | 14 | 10088.7422
2023-06-30 | 15 | 10117.7793
2023-06-30 | 16 | 10104.8055
2023-06-30 | 17 | 10137.4146
2023-06-30 | 18 | 10114.9282
2023-06-30 | 19 | 10008.1482
2023-06-30 | 20 | 9918.6703
2023-06-30 | 21 | 9829.4099
2023-06-30 | 22 | 9708.9416
2023-06-30 | 23 | 9578.9087
2023-06-30 | 24 | 9284.3972
2023-07-01 | 1 | 9010.5501
2023-07-01 | 2 | 8815.8923
2023-07-01 | 3 | 8693.4264
2023-07-01 | 4 | 8632.0119
2023-07-01 | 5 | 8590.6131
2023-07-01 | 6 | 8586.4865
2023-07-01 | 7 | 8599.6701
2023-07-01 | 8 | 8764.5561
2023-07-01 | 9 | 8965.7609
2023-07-01 | 10 | 9241.3343
2023-07-01 | 11 | 9442.2656
2023-07-01 | 12 | 9568.3097
2023-07-01 | 13 | 9698.9081
2023-07-01 | 14 | 9730.645
2023-07-01 | 15 | 9650.7908
2023-07-01 | 16 | 9730.7531
2023-07-01 | 17 | 9784.5054
2023-07-01 | 18 | 9887.3672
2023-07-01 | 19 | 9852.8575
2023-07-01 | 20 | 9815.9075
2023-07-01 | 21 | 9729.7269
2023-07-01 | 22 | 9592.3456
2023-07-01 | 23 | 9465.8607
2023-07-01 | 24 | 9188.7576
2023-07-02 | 1 | 8918.0064
2023-07-02 | 2 | 8819.6713
2023-07-02 | 3 | 8701.2818
2023-07-02 | 4 | 8639.9183
2023-07-02 | 5 | 8612.209
2023-07-02 | 6 | 8600.8632
2023-07-02 | 7 | 8616.9814
2023-07-02 | 8 | 8792.0795
2023-07-02 | 9 | 9036.615
2023-07-02 | 10 | 9320.1427
2023-07-02 | 11 | 9544.7385
2023-07-02 | 12 | 9793.2267
2023-07-02 | 13 | 9848.0455
2023-07-02 | 14 | 9950.8682
2023-07-02 | 15 | 10019.4394
2023-07-02 | 16 | 10082.884
2023-07-02 | 17 | 10149.9124
2023-07-02 | 18 | 10214.6481
2023-07-02 | 19 | 10131.2724
2023-07-02 | 20 | 10087.1705
2023-07-02 | 21 | 10022.958
2023-07-02 | 22 | 9787.6974
2023-07-02 | 23 | 9643.2133
2023-07-02 | 24 | 9337.8902
2023-07-03 | 1 | 9072.5258
2023-07-03 | 2 | 8996.6496
2023-07-03 | 3 | 8902.3327
2023-07-03 | 4 | 8909.8856
2023-07-03 | 5 | 8933.3293
2023-07-03 | 6 | 8988.1076
2023-07-03 | 7 | 9210.3659
2023-07-03 | 8 | 9674.288
2023-07-03 | 9 | 10024.6957
2023-07-03 | 10 | 10248.523
2023-07-03 | 11 | 10450.7009
2023-07-03 | 12 | 10543.9849
2023-07-03 | 13 | 10568.7271
2023-07-03 | 14 | 10628.1675
2023-07-03 | 15 | 10716.5233
2023-07-03 | 16 | 10743.3674
2023-07-03 | 17 | 10803.3585
2023-07-03 | 18 | 10661.8072
2023-07-03 | 19 | 10410.0402
2023-07-03 | 20 | 10306.6593
2023-07-03 | 21 | 10192.2516
2023-07-03 | 22 | 9997.7663
2023-07-03 | 23 | 9786.1289
2023-07-03 | 24 | 9429.5366
2023-07-04 | 1 | 9159.3852
2023-07-04 | 2 | 8962.7062
2023-07-04 | 3 | 8866.2856
2023-07-04 | 4 | 8824.1608
2023-07-04 | 5 | 8820.9778
2023-07-04 | 6 | 8890.4364
2023-07-04 | 7 | 9138.41
2023-07-04 | 8 | 9604.2417
2023-07-04 | 9 | 9911.0777
2023-07-04 | 10 | 10112.0905
2023-07-04 | 11 | 10256.0635
2023-07-04 | 12 | 10377.6066
2023-07-04 | 13 | 10405.9814
2023-07-04 | 14 | 10434.5025
2023-07-04 | 15 | 10519.5902
2023-07-04 | 16 | 10504.2412
2023-07-04 | 17 | 10570.9519
2023-07-04 | 18 | 10580.1524
2023-07-04 | 19 | 10404.558
2023-07-04 | 20 | 10244.9022
2023-07-04 | 21 | 10071.7614
2023-07-04 | 22 | 9897.364
2023-07-04 | 23 | 9722.7719
2023-07-04 | 24 | 9389.282
2023-07-05 | 1 | 9078.4898
2023-07-05 | 2 | 8891.6242
2023-07-05 | 3 | 8813.2786
2023-07-05 | 4 | 8777.9193
2023-07-05 | 5 | 8764.9414
2023-07-05 | 6 | 8847.5554
2023-07-05 | 7 | 9106.173
2023-07-05 | 8 | 9569.3324
2023-07-05 | 9 | 9870.6004
2023-07-05 | 10 | 10048.7271
2023-07-05 | 11 | 10145.0734
2023-07-05 | 12 | 10227.2191
2023-07-05 | 13 | 10168.1162
2023-07-05 | 14 | 10181.2429
2023-07-05 | 15 | 10266.5049
2023-07-05 | 16 | 10301.0336
2023-07-05 | 17 | 10265.6591
2023-07-05 | 18 | 10248.4678
2023-07-05 | 19 | 10096.9524
2023-07-05 | 20 | 10008.2265
2023-07-05 | 21 | 9936.6977
2023-07-05 | 22 | 9789.5008
2023-07-05 | 23 | 9685.6596
2023-07-05 | 24 | 9325.6076
2023-07-06 | 1 | 9042.0709
2023-07-06 | 2 | 8898.6279
2023-07-06 | 3 | 8790.7414
2023-07-06 | 4 | 8758.9555
2023-07-06 | 5 | 8762.8689
2023-07-06 | 6 | 8838.1265
2023-07-06 | 7 | 9076.3189
2023-07-06 | 8 | 9522.7441
2023-07-06 | 9 | 9838.4045
2023-07-06 | 10 | 10030.2232
2023-07-06 | 11 | 10158.0647
2023-07-06 | 12 | 10176.1029
2023-07-06 | 13 | 10143.6694
2023-07-06 | 14 | 10179.5689
2023-07-06 | 15 | 10197.0572
2023-07-06 | 16 | 10193.8574
2023-07-06 | 17 | 10195.9852
2023-07-06 | 18 | 10194.9203
2023-07-06 | 19 | 10046.8696
2023-07-06 | 20 | 9967.9323
2023-07-06 | 21 | 9898.2677
2023-07-06 | 22 | 9756.757
2023-07-06 | 23 | 9664.619
2023-07-06 | 24 | 9364.8212
2023-07-07 | 1 | 9081.7062
2023-07-07 | 2 | 8905.8307
2023-07-07 | 3 | 8816.2603
2023-07-07 | 4 | 8800.65
2023-07-07 | 5 | 8794.0172
2023-07-07 | 6 | 8851.6966
2023-07-07 | 7 | 9116.9795
2023-07-07 | 8 | 9561.8065
2023-07-07 | 9 | 9929.2014
2023-07-07 | 10 | 10143.3973
2023-07-07 | 11 | 10295.668
2023-07-07 | 12 | 10325.1148
2023-07-07 | 13 | 10342.896
2023-07-07 | 14 | 10383.6291
2023-07-07 | 15 | 10411.0041
2023-07-07 | 16 | 10345.8795
2023-07-07 | 17 | 10403.5605
2023-07-07 | 18 | 10445.3624
2023-07-07 | 19 | 10258.935
2023-07-07 | 20 | 10153.9347
2023-07-07 | 21 | 10049.1602
2023-07-07 | 22 | 9874.5493
2023-07-07 | 23 | 9785.2818
2023-07-07 | 24 | 9504.3759
2023-07-08 | 1 | 9229.0973
2023-07-08 | 2 | 9028.2058
2023-07-08 | 3 | 8919.4347
2023-07-08 | 4 | 8845.1721
2023-07-08 | 5 | 8803.4639
2023-07-08 | 6 | 8788.4904
2023-07-08 | 7 | 8849.7946
2023-07-08 | 8 | 9046.7236
2023-07-08 | 9 | 9269.6042
2023-07-08 | 10 | 9500.4223
2023-07-08 | 11 | 9656.9713
2023-07-08 | 12 | 9792.54
2023-07-08 | 13 | 9785.4194
2023-07-08 | 14 | 9807.2432
2023-07-08 | 15 | 9775.7796
2023-07-08 | 16 | 9776.3737
2023-07-08 | 17 | 9760.8146
2023-07-08 | 18 | 9777.7983
2023-07-08 | 19 | 9729.8083
2023-07-08 | 20 | 9625.0121
2023-07-08 | 21 | 9537.1739
2023-07-08 | 22 | 9433.8448
2023-07-08 | 23 | 9432.9486
2023-07-08 | 24 | 9204.9908
2023-07-09 | 1 | 8979.6911
2023-07-09 | 2 | 8811.1574
2023-07-09 | 3 | 8689.0461
2023-07-09 | 4 | 8625.8999
2023-07-09 | 5 | 8586.5259
2023-07-09 | 6 | 8551.9165
2023-07-09 | 7 | 8572.7583
2023-07-09 | 8 | 8732.0014
2023-07-09 | 9 | 8944.187
2023-07-09 | 10 | 9164.252
2023-07-09 | 11 | 9308.1374
2023-07-09 | 12 | 9397.3973
2023-07-09 | 13 | 9457.2586
2023-07-09 | 14 | 9473.9955
2023-07-09 | 15 | 9492.5243
2023-07-09 | 16 | 9504.5199
2023-07-09 | 17 | 9602.503
2023-07-09 | 18 | 9675.3467
2023-07-09 | 19 | 9667.7855
2023-07-09 | 20 | 9636.8879
2023-07-09 | 21 | 9605.4046
2023-07-09 | 22 | 9492.1241
2023-07-09 | 23 | 9415.2014
2023-07-09 | 24 | 9124.1249
2023-07-10 | 1 | 8878.8171
2023-07-10 | 2 | 8807.1795
2023-07-10 | 3 | 8737.2626
2023-07-10 | 4 | 8708.8376
2023-07-10 | 5 | 8704.783
2023-07-10 | 6 | 8791.4204
2023-07-10 | 7 | 9040.3363
2023-07-10 | 8 | 9470.2072
2023-07-10 | 9 | 9791.6484
2023-07-10 | 10 | 9955.5141
2023-07-10 | 11 | 10056.9661
2023-07-10 | 12 | 10098.9091
2023-07-10 | 13 | 10117.8701
2023-07-10 | 14 | 10136.3022
2023-07-10 | 15 | 10155.1149
2023-07-10 | 16 | 10197.1187
2023-07-10 | 17 | 10276.8222
2023-07-10 | 18 | 10288.2008
2023-07-10 | 19 | 10169.3853
2023-07-10 | 20 | 10089.421
2023-07-10 | 21 | 10031.7157
2023-07-10 | 22 | 9878.1612
2023-07-10 | 23 | 9719.915
2023-07-10 | 24 | 9369.5821
2023-07-11 | 1 | 9075.8412
2023-07-11 | 2 | 8881.9511
2023-07-11 | 3 | 8794.1391
2023-07-11 | 4 | 8753.0951
2023-07-11 | 5 | 8746.6939
2023-07-11 | 6 | 8823.4311
2023-07-11 | 7 | 9108.4892
2023-07-11 | 8 | 9567.3403
2023-07-11 | 9 | 9876.4548
2023-07-11 | 10 | 10044.9743
2023-07-11 | 11 | 10112.1797
2023-07-11 | 12 | 10241.0071
2023-07-11 | 13 | 10235.8556
2023-07-11 | 14 | 10237.2035
2023-07-11 | 15 | 10200.2425
2023-07-11 | 16 | 10228.775
2023-07-11 | 17 | 10272.1371
2023-07-11 | 18 | 10262.1376
2023-07-11 | 19 | 10170.8169
2023-07-11 | 20 | 10048.0137
2023-07-11 | 21 | 9978.2402
2023-07-11 | 22 | 9836.891
2023-07-11 | 23 | 9702.7518
2023-07-11 | 24 | 9340.2885
2023-07-12 | 1 | 9072.8159
2023-07-12 | 2 | 8873.9775
2023-07-12 | 3 | 8787.5618
2023-07-12 | 4 | 8750.0935
2023-07-12 | 5 | 8741.9412
2023-07-12 | 6 | 8813.9065
2023-07-12 | 7 | 9098.0238
2023-07-12 | 8 | 9551.6432
2023-07-12 | 9 | 9895.123
2023-07-12 | 10 | 10064.0275
2023-07-12 | 11 | 10165.6856
2023-07-12 | 12 | 10227.1919
2023-07-12 | 13 | 10281.2071
2023-07-12 | 14 | 10279.3934
2023-07-12 | 15 | 10377.6786
2023-07-12 | 16 | 10386.8378
2023-07-12 | 17 | 10416.0835
2023-07-12 | 18 | 10377.3177
2023-07-12 | 19 | 10144.7997
2023-07-12 | 20 | 10044.9824
2023-07-12 | 21 | 9978.4246
2023-07-12 | 22 | 9835.2708
2023-07-12 | 23 | 9699.1749
2023-07-12 | 24 | 9333.6871
2023-07-13 | 1 | 9070.7456
2023-07-13 | 2 | 8941.6405
2023-07-13 | 3 | 8849.2131
2023-07-13 | 4 | 8799.867
2023-07-13 | 5 | 8787.6734
2023-07-13 | 6 | 8845.3456
2023-07-13 | 7 | 9121.3462
2023-07-13 | 8 | 9572.1584
2023-07-13 | 9 | 9907.9636
2023-07-13 | 10 | 10128.0287
2023-07-13 | 11 | 10257.6798
2023-07-13 | 12 | 10283.9582
2023-07-13 | 13 | 10299.4104
2023-07-13 | 14 | 10355.737
2023-07-13 | 15 | 10379.9422
2023-07-13 | 16 | 10390.2703
2023-07-13 | 17 | 10425.7945
2023-07-13 | 18 | 10408.1095
2023-07-13 | 19 | 10276.4809
2023-07-13 | 20 | 10161.9344
2023-07-13 | 21 | 10128.8224
2023-07-13 | 22 | 9986.953
2023-07-13 | 23 | 9793.043
2023-07-13 | 24 | 9478.6831
2023-07-14 | 1 | 9165.1851
2023-07-14 | 2 | 8978.2603
2023-07-14 | 3 | 8877.1328
2023-07-14 | 4 | 8832.3661
2023-07-14 | 5 | 8820.3377
2023-07-14 | 6 | 8884.2762
2023-07-14 | 7 | 9158.1129
2023-07-14 | 8 | 9624.5689
2023-07-14 | 9 | 9974.8789
2023-07-14 | 10 | 10231.4327
2023-07-14 | 11 | 10447.0911
2023-07-14 | 12 | 10605.1445
2023-07-14 | 13 | 10697.6987
2023-07-14 | 14 | 10813.1209
2023-07-14 | 15 | 10828.5928
2023-07-14 | 16 | 10859.5403
2023-07-14 | 17 | 10839.7313
2023-07-14 | 18 | 10802.8555
2023-07-14 | 19 | 10673.4601
2023-07-14 | 20 | 10564.6154
2023-07-14 | 21 | 10415.8102
2023-07-14 | 22 | 10220.7341
2023-07-14 | 23 | 10021.1091
2023-07-14 | 24 | 9667.8823
2023-07-15 | 1 | 9371.8219
2023-07-15 | 2 | 9263.9613
2023-07-15 | 3 | 9047.1949
2023-07-15 | 4 | 8962.6951
2023-07-15 | 5 | 8915.9786
2023-07-15 | 6 | 8866.3294
2023-07-15 | 7 | 8944.9393
2023-07-15 | 8 | 9207.0793
2023-07-15 | 9 | 9522.7242
2023-07-15 | 10 | 9930.777
2023-07-15 | 11 | 10240.4346
2023-07-15 | 12 | 10466.5467
2023-07-15 | 13 | 10521.6981
2023-07-15 | 14 | 10645.2665
2023-07-15 | 15 | 10573.6089
2023-07-15 | 16 | 10508.5907
2023-07-15 | 17 | 10563.1422
2023-07-15 | 18 | 10528.567
2023-07-15 | 19 | 10399.6635
2023-07-15 | 20 | 10307.0612
2023-07-15 | 21 | 10159.4635
2023-07-15 | 22 | 9993.3678
2023-07-15 | 23 | 9847.0738
2023-07-15 | 24 | 9621.4609
2023-07-16 | 1 | 9343.4868
2023-07-16 | 2 | 9162.8631
2023-07-16 | 3 | 9035.0324
2023-07-16 | 4 | 8889.6551
2023-07-16 | 5 | 8889.8891
2023-07-16 | 6 | 8822.719
2023-07-16 | 7 | 8863.1593
2023-07-16 | 8 | 9047.8263
2023-07-16 | 9 | 9254.8688
2023-07-16 | 10 | 9520.7675
2023-07-16 | 11 | 9728.6606
2023-07-16 | 12 | 9901.3578
2023-07-16 | 13 | 10013.5368
2023-07-16 | 14 | 10032.0878
2023-07-16 | 15 | 9941.1714
2023-07-16 | 16 | 9944.8438
2023-07-16 | 17 | 10037.1589
2023-07-16 | 18 | 10081.0073
2023-07-16 | 19 | 9967.8394
2023-07-16 | 20 | 9912.0968
2023-07-16 | 21 | 9843.4488
2023-07-16 | 22 | 9694.5983
2023-07-16 | 23 | 9604.069
2023-07-16 | 24 | 9332.4248
2023-07-17 | 1 | 9079.4505
2023-07-17 | 2 | 8964.8418
2023-07-17 | 3 | 8886.938
2023-07-17 | 4 | 8829.5439
2023-07-17 | 5 | 8811.3494
2023-07-17 | 6 | 8856.1856
2023-07-17 | 7 | 9154.1509
2023-07-17 | 8 | 9625.4772
2023-07-17 | 9 | 9971.0541
2023-07-17 | 10 | 10183.0342
2023-07-17 | 11 | 10290.371
2023-07-17 | 12 | 10370.2794
2023-07-17 | 13 | 10409.8175
2023-07-17 | 14 | 10444.8054
2023-07-17 | 15 | 10472.7215
2023-07-17 | 16 | 10504.7137
2023-07-17 | 17 | 10574.5061
2023-07-17 | 18 | 10574.6288
2023-07-17 | 19 | 10376.9582
2023-07-17 | 20 | 10356.241
2023-07-17 | 21 | 10266.0457
2023-07-17 | 22 | 10065.0435
2023-07-17 | 23 | 9863.1472
2023-07-17 | 24 | 9488.1725
2023-07-18 | 1 | 9166.6796
2023-07-18 | 2 | 8944.0626
2023-07-18 | 3 | 8849.614
2023-07-18 | 4 | 8809.8971
2023-07-18 | 5 | 8862.0291
2023-07-18 | 6 | 8910.1494
2023-07-18 | 7 | 9172.2993
2023-07-18 | 8 | 9636.3648
2023-07-18 | 9 | 9947.68
2023-07-18 | 10 | 10124.1166
2023-07-18 | 11 | 10243.2174
2023-07-18 | 12 | 10346.2384
2023-07-18 | 13 | 10374.9913
2023-07-18 | 14 | 10391.8805
2023-07-18 | 15 | 10408.177
2023-07-18 | 16 | 10466.3959
2023-07-18 | 17 | 10555.5878
2023-07-18 | 18 | 10558.968
2023-07-18 | 19 | 10377.8899
2023-07-18 | 20 | 10310.0752
2023-07-18 | 21 | 10194.3101
2023-07-18 | 22 | 10015.9532
2023-07-18 | 23 | 9803.3345
2023-07-18 | 24 | 9447.29
2023-07-19 | 1 | 9117.2172
2023-07-19 | 2 | 8920.5283
2023-07-19 | 3 | 8828.2006
2023-07-19 | 4 | 8796.3943
2023-07-19 | 5 | 8870.1961
2023-07-19 | 6 | 8907.7339
2023-07-19 | 7 | 9177.5419
2023-07-19 | 8 | 9646.9436
2023-07-19 | 9 | 10000.5004
2023-07-19 | 10 | 10210.4896
2023-07-19 | 11 | 10352.1226
2023-07-19 | 12 | 10533.5023
2023-07-19 | 13 | 10593.5896
2023-07-19 | 14 | 10742.688
2023-07-19 | 15 | 10839.5591
2023-07-19 | 16 | 10913.3693
2023-07-19 | 17 | 10997.6163
2023-07-19 | 18 | 10961.4305
2023-07-19 | 19 | 10777.7236
2023-07-19 | 20 | 10615.6269
2023-07-19 | 21 | 10454.1487
2023-07-19 | 22 | 10333.8882
2023-07-19 | 23 | 10103.9105
2023-07-19 | 24 | 9709.3299
2023-07-20 | 1 | 9387.5354
2023-07-20 | 2 | 9227.1122
2023-07-20 | 3 | 9053.0257
2023-07-20 | 4 | 8986.431
2023-07-20 | 5 | 9014.0596
2023-07-20 | 6 | 9080.7021
2023-07-20 | 7 | 9304.327
2023-07-20 | 8 | 9820.1243
2023-07-20 | 9 | 10200.257
2023-07-20 | 10 | 10458.3169
2023-07-20 | 11 | 10507.0059
2023-07-20 | 12 | 10583.9344
2023-07-20 | 13 | 10562.6471
2023-07-20 | 14 | 10571.9382
2023-07-20 | 15 | 10548.4091
2023-07-20 | 16 | 10560.5631
2023-07-20 | 17 | 10586.8348
2023-07-20 | 18 | 10545.6646
2023-07-20 | 19 | 10400.0214
2023-07-20 | 20 | 10261.4534
2023-07-20 | 21 | 10182.5363
2023-07-20 | 22 | 10031.6609
2023-07-20 | 23 | 9807.7952
2023-07-20 | 24 | 9490.3426
2023-07-21 | 1 | 9221.3176
2023-07-21 | 2 | 9016.1278
2023-07-21 | 3 | 8904.7574
2023-07-21 | 4 | 8839.1785
2023-07-21 | 5 | 8874.2087
2023-07-21 | 6 | 8906.0495
2023-07-21 | 7 | 9162.1943
2023-07-21 | 8 | 9622.0265
2023-07-21 | 9 | 9940.2931
2023-07-21 | 10 | 10165.2998
2023-07-21 | 11 | 10298.2678
2023-07-21 | 12 | 10411.9521
2023-07-21 | 13 | 10466.4708
2023-07-21 | 14 | 10494.9639
2023-07-21 | 15 | 10535.5054
2023-07-21 | 16 | 10564.7043
2023-07-21 | 17 | 10582.9999
2023-07-21 | 18 | 10567.6868
2023-07-21 | 19 | 10408.9536
2023-07-21 | 20 | 10270.757
2023-07-21 | 21 | 10162.9739
2023-07-21 | 22 | 10015.0054
2023-07-21 | 23 | 9786.5676
2023-07-21 | 24 | 9455.1079
2023-07-22 | 1 | 9149.4189
2023-07-22 | 2 | 8989.7876
2023-07-22 | 3 | 8879.7251
2023-07-22 | 4 | 8802.1121
2023-07-22 | 5 | 8804.3778
2023-07-22 | 6 | 8756.724
2023-07-22 | 7 | 8820.1346
2023-07-22 | 8 | 9037.6717
2023-07-22 | 9 | 9296.8261
2023-07-22 | 10 | 9620.7816
2023-07-22 | 11 | 9858.1822
2023-07-22 | 12 | 9998.7384
2023-07-22 | 13 | 10077.4559
2023-07-22 | 14 | 10110.9658
2023-07-22 | 15 | 10104.6661
2023-07-22 | 16 | 10125.7278
2023-07-22 | 17 | 10180.8589
2023-07-22 | 18 | 10163.2928
2023-07-22 | 19 | 10058.3416
2023-07-22 | 20 | 9972.4035
2023-07-22 | 21 | 9901.3686
2023-07-22 | 22 | 9814.3722
2023-07-22 | 23 | 9714.6204
2023-07-22 | 24 | 9434.8998
2023-07-23 | 1 | 9170.8003
2023-07-23 | 2 | 8999.8411
2023-07-23 | 3 | 8875.7263
2023-07-23 | 4 | 8810.4497
2023-07-23 | 5 | 8821.2559
2023-07-23 | 6 | 8724.5733
2023-07-23 | 7 | 8786.487
2023-07-23 | 8 | 8960.8875
2023-07-23 | 9 | 9188.5036
2023-07-23 | 10 | 9479.2461
2023-07-23 | 11 | 9671.0021
2023-07-23 | 12 | 9848.0959
2023-07-23 | 13 | 10027.2716
2023-07-23 | 14 | 10196.4112
2023-07-23 | 15 | 10254.3481
2023-07-23 | 16 | 10306.0766
2023-07-23 | 17 | 10377.8571
2023-07-23 | 18 | 10302.2201
2023-07-23 | 19 | 10183.6689
2023-07-23 | 20 | 10145.6195
2023-07-23 | 21 | 10077.0639
2023-07-23 | 22 | 9918.4473
2023-07-23 | 23 | 9754.5798
2023-07-23 | 24 | 9412.5334
2023-07-24 | 1 | 9136.9611
2023-07-24 | 2 | 9016.175
2023-07-24 | 3 | 8907.2757
2023-07-24 | 4 | 8852.0357
2023-07-24 | 5 | 8880.6223
2023-07-24 | 6 | 8907.4577
2023-07-24 | 7 | 9196.2032
2023-07-24 | 8 | 9671.0443
2023-07-24 | 9 | 10009.0486
2023-07-24 | 10 | 10251.0469
2023-07-24 | 11 | 10447.106
2023-07-24 | 12 | 10566.7665
2023-07-24 | 13 | 10650.171
2023-07-24 | 14 | 10626.1604
2023-07-24 | 15 | 10636.248
2023-07-24 | 16 | 10759.2788
2023-07-24 | 17 | 10807.7656
2023-07-24 | 18 | 10716.819
2023-07-24 | 19 | 10547.5024
2023-07-24 | 20 | 10460.8597
2023-07-24 | 21 | 10351.3967
2023-07-24 | 22 | 10227.0208
2023-07-24 | 23 | 10007.2055
2023-07-24 | 24 | 9590.3356
2023-07-25 | 1 | 9266.4244
2023-07-25 | 2 | 9082.9874
2023-07-25 | 3 | 8957.6194
2023-07-25 | 4 | 8910.1925
2023-07-25 | 5 | 8945.5644
2023-07-25 | 6 | 8961.1628
2023-07-25 | 7 | 9284.9213
2023-07-25 | 8 | 9721.3007
2023-07-25 | 9 | 10073.5761
2023-07-25 | 10 | 10336.3678
2023-07-25 | 11 | 10591.1648
2023-07-25 | 12 | 10766.7446
2023-07-25 | 13 | 10861.4134
2023-07-25 | 14 | 10996.4396
2023-07-25 | 15 | 11051.687
2023-07-25 | 16 | 11111.4224
2023-07-25 | 17 | 11095.7682
2023-07-25 | 18 | 11045.0906
2023-07-25 | 19 | 10830.2949
2023-07-25 | 20 | 10783.0593
2023-07-25 | 21 | 10674.4524
2023-07-25 | 22 | 10449.7783
2023-07-25 | 23 | 10175.5678
2023-07-25 | 24 | 9762.1955
2023-07-26 | 1 | 9452.0825
2023-07-26 | 2 | 9188.4167
2023-07-26 | 3 | 9077.1143
2023-07-26 | 4 | 9022.9401
2023-07-26 | 5 | 9052.7785
2023-07-26 | 6 | 9035.9547
2023-07-26 | 7 | 9309.9382
2023-07-26 | 8 | 9797.9478
2023-07-26 | 9 | 10181.9335
2023-07-26 | 10 | 10401.6304
2023-07-26 | 11 | 10575.7388
2023-07-26 | 12 | 10761.3278
2023-07-26 | 13 | 10875.1521
2023-07-26 | 14 | 10995.7645
2023-07-26 | 15 | 11076.7313
2023-07-26 | 16 | 11120.4781
2023-07-26 | 17 | 11152.0659
2023-07-26 | 18 | 11116.8776
2023-07-26 | 19 | 10960.7152
2023-07-26 | 20 | 10833.7532
2023-07-26 | 21 | 10675.5579
2023-07-26 | 22 | 10436.8902
2023-07-26 | 23 | 10187.0315
2023-07-26 | 24 | 9796.7596
2023-07-27 | 1 | 9493.7102
2023-07-27 | 2 | 9262.8928
2023-07-27 | 3 | 9122.8096
2023-07-27 | 4 | 9054.7379
2023-07-27 | 5 | 9069.2533
2023-07-27 | 6 | 9061.4933
2023-07-27 | 7 | 9350.284
2023-07-27 | 8 | 9818.5219
2023-07-27 | 9 | 10118.9898
2023-07-27 | 10 | 10300.2011
2023-07-27 | 11 | 10392.8746
2023-07-27 | 12 | 10467.5935
2023-07-27 | 13 | 10487.4715
2023-07-27 | 14 | 10522.7865
2023-07-27 | 15 | 10537.5851
2023-07-27 | 16 | 10530.1065
2023-07-27 | 17 | 10484.138
2023-07-27 | 18 | 10468.3639
2023-07-27 | 19 | 10301.5577
2023-07-27 | 20 | 10197.663
2023-07-27 | 21 | 10075.7564
2023-07-27 | 22 | 10006.7385
2023-07-27 | 23 | 9842.4146
2023-07-27 | 24 | 9508.3002
2023-07-28 | 1 | 9231.1125
2023-07-28 | 2 | 9040.0066
2023-07-28 | 3 | 8931.0913
2023-07-28 | 4 | 8878.9684
2023-07-28 | 5 | 8902.2427
2023-07-28 | 6 | 8888.1888
2023-07-28 | 7 | 9194.117
2023-07-28 | 8 | 9642.1439
2023-07-28 | 9 | 9942.3593
2023-07-28 | 10 | 10099.6676
2023-07-28 | 11 | 10172.2852
2023-07-28 | 12 | 10192.9562
2023-07-28 | 13 | 10182.9388
2023-07-28 | 14 | 10213.9716
2023-07-28 | 15 | 10244.0307
2023-07-28 | 16 | 10285.857
2023-07-28 | 17 | 10323.3328
2023-07-28 | 18 | 10270.6836
2023-07-28 | 19 | 10147.4957
2023-07-28 | 20 | 10097.5719
2023-07-28 | 21 | 10018.0475
2023-07-28 | 22 | 9941.9222
2023-07-28 | 23 | 9762.3911
2023-07-28 | 24 | 9436.6449
2023-07-29 | 1 | 9176.809
2023-07-29 | 2 | 8985.2213
2023-07-29 | 3 | 8849.6568
2023-07-29 | 4 | 8789.1894
2023-07-29 | 5 | 8800.0397
2023-07-29 | 6 | 8688.4037
2023-07-29 | 7 | 8789.5004
2023-07-29 | 8 | 8999.669
2023-07-29 | 9 | 9278.5649
2023-07-29 | 10 | 9618.5642
2023-07-29 | 11 | 9867.8192
2023-07-29 | 12 | 10035.7517
2023-07-29 | 13 | 10117.3289
2023-07-29 | 14 | 10142.6337
2023-07-29 | 15 | 10226.8428
2023-07-29 | 16 | 10248.4113
2023-07-29 | 17 | 10325.4696
2023-07-29 | 18 | 10354.4829
2023-07-29 | 19 | 10254.8463
2023-07-29 | 20 | 10117.4578
2023-07-29 | 21 | 9998.4541
2023-07-29 | 22 | 9941.7757
2023-07-29 | 23 | 9738.179
2023-07-29 | 24 | 9437.6384
2023-07-30 | 1 | 9244.1412
2023-07-30 | 2 | 9041.4783
2023-07-30 | 3 | 8907.1199
2023-07-30 | 4 | 8847.2812
2023-07-30 | 5 | 8857.1318
2023-07-30 | 6 | 8838.3943
2023-07-30 | 7 | 8925.9522
2023-07-30 | 8 | 9007.3012
2023-07-30 | 9 | 9258.1215
2023-07-30 | 10 | 9603.6725
2023-07-30 | 11 | 9920.7747
2023-07-30 | 12 | 10344.4805
2023-07-30 | 13 | 10435.7059
2023-07-30 | 14 | 10506.7116
2023-07-30 | 15 | 10509.2302
2023-07-30 | 16 | 10576.1017
2023-07-30 | 17 | 10694.9784
2023-07-30 | 18 | 10817.3223
2023-07-30 | 19 | 10658.7889
2023-07-30 | 20 | 10539.7535
2023-07-30 | 21 | 10337
2023-07-30 | 22 | 10200.8919
2023-07-30 | 23 | 9955.7541
2023-07-30 | 24 | 9580.9349
2023-07-31 | 1 | 9284.0814
2023-07-31 | 2 | 9147.7802
2023-07-31 | 3 | 9065.4555
2023-07-31 | 4 | 9018.2661
2023-07-31 | 5 | 9060.8121
2023-07-31 | 6 | 9144.1442
2023-07-31 | 7 | 9453.9708
2023-07-31 | 8 | 9848.757
2023-07-31 | 9 | 10186.1397
2023-07-31 | 10 | 10431.8086
2023-07-31 | 11 | 10600.5912
2023-07-31 | 12 | 10724.8616
2023-07-31 | 13 | 10794.1582
2023-07-31 | 14 | 10831.2608
2023-07-31 | 15 | 10799.8577
2023-07-31 | 16 | 10820.0308
2023-07-31 | 17 | 10861.1223
2023-07-31 | 18 | 10854.988
2023-07-31 | 19 | 10674.9469
2023-07-31 | 20 | 10558.3732
2023-07-31 | 21 | 10396.1103
2023-07-31 | 22 | 10315.0741
2023-07-31 | 23 | 10010.4334
2023-07-31 | 24 | 9605.8314
2023-08-01 | 1 | 9300.3181
2023-08-01 | 2 | 9053.4822
2023-08-01 | 3 | 8920.8613
2023-08-01 | 4 | 8861.8837
2023-08-01 | 5 | 8893.6324
2023-08-01 | 6 | 8962.9846
2023-08-01 | 7 | 9282.8899
2023-08-01 | 8 | 9659.613
2023-08-01 | 9 | 9988.5428
2023-08-01 | 10 | 10230.8497
2023-08-01 | 11 | 10430.7157
2023-08-01 | 12 | 10539.4658
2023-08-01 | 13 | 10569.1479
2023-08-01 | 14 | 10662.7127
2023-08-01 | 15 | 10678.9542
2023-08-01 | 16 | 10742.7098
2023-08-01 | 17 | 10840.0841
2023-08-01 | 18 | 10732.3733
2023-08-01 | 19 | 10576.1823
2023-08-01 | 20 | 10496.1419
2023-08-01 | 21 | 10372.4512
2023-08-01 | 22 | 10229.8705
2023-08-01 | 23 | 9917.7465
2023-08-01 | 24 | 9509.2596
2023-08-02 | 1 | 9205.0748
2023-08-02 | 2 | 8996.5217
2023-08-02 | 3 | 8898.1872
2023-08-02 | 4 | 8850.3963
2023-08-02 | 5 | 8875.8151
2023-08-02 | 6 | 8951.5241
2023-08-02 | 7 | 9293.8499
2023-08-02 | 8 | 9696.1431
2023-08-02 | 9 | 10065.3082
2023-08-02 | 10 | 10313.9435
2023-08-02 | 11 | 10509.9955
2023-08-02 | 12 | 10665.0901
2023-08-02 | 13 | 10753.0119
2023-08-02 | 14 | 10842.6869
2023-08-02 | 15 | 10902.0775
2023-08-02 | 16 | 10965.2682
2023-08-02 | 17 | 11023.4366
2023-08-02 | 18 | 10935.1592
2023-08-02 | 19 | 10697.3113
2023-08-02 | 20 | 10637.8062
2023-08-02 | 21 | 10510.6547
2023-08-02 | 22 | 10439.3276
2023-08-02 | 23 | 10118.1542
2023-08-02 | 24 | 9759.122
2023-08-03 | 1 | 9441.052
2023-08-03 | 2 | 9224.5483
2023-08-03 | 3 | 9097.8332
2023-08-03 | 4 | 9020.7935
2023-08-03 | 5 | 9033.222
2023-08-03 | 6 | 9115.4876
2023-08-03 | 7 | 9412.8588
2023-08-03 | 8 | 9785.7201
2023-08-03 | 9 | 10106.5628
2023-08-03 | 10 | 10450.8707
2023-08-03 | 11 | 10658.6703
2023-08-03 | 12 | 10765.8874
2023-08-03 | 13 | 10812.7851
2023-08-03 | 14 | 10898.1214
2023-08-03 | 15 | 10908.8622
2023-08-03 | 16 | 11006.5789
2023-08-03 | 17 | 11061.1422
2023-08-03 | 18 | 11007.1313
2023-08-03 | 19 | 10781.6191
2023-08-03 | 20 | 10659.2784
2023-08-03 | 21 | 10524.9474
2023-08-03 | 22 | 10385.3022
2023-08-03 | 23 | 10104.3065
2023-08-03 | 24 | 9719.3136
2023-08-04 | 1 | 9468.5454
2023-08-04 | 2 | 9231.1143
2023-08-04 | 3 | 9073.8654
2023-08-04 | 4 | 9000.7876
2023-08-04 | 5 | 9021.8789
2023-08-04 | 6 | 9111.6548
2023-08-04 | 7 | 9423.5783
2023-08-04 | 8 | 9796.8195
2023-08-04 | 9 | 10153.3073
2023-08-04 | 10 | 10426.6459
2023-08-04 | 11 | 10639.9516
2023-08-04 | 12 | 10881.0654
2023-08-04 | 13 | 10991.7212
2023-08-04 | 14 | 11084.28
2023-08-04 | 15 | 11158.4895
2023-08-04 | 16 | 11198.784
2023-08-04 | 17 | 11206.0545
2023-08-04 | 18 | 11203.3972
2023-08-04 | 19 | 10985.3649
2023-08-04 | 20 | 10857.7853
2023-08-04 | 21 | 10682.0565
2023-08-04 | 22 | 10566.2365
2023-08-04 | 23 | 10280.6793
2023-08-04 | 24 | 9940.5994
2023-08-05 | 1 | 9622.1397
2023-08-05 | 2 | 9340.9583
2023-08-05 | 3 | 9158.7778
2023-08-05 | 4 | 9117.9469
2023-08-05 | 5 | 9088.8806
2023-08-05 | 6 | 9027.7019
2023-08-05 | 7 | 9138.7094
2023-08-05 | 8 | 9301.2204
2023-08-05 | 9 | 9548.1549
2023-08-05 | 10 | 9877.0823
2023-08-05 | 11 | 10100.3191
2023-08-05 | 12 | 10230.4906
2023-08-05 | 13 | 10316.7643
2023-08-05 | 14 | 10388.0049
2023-08-05 | 15 | 10369.5715
2023-08-05 | 16 | 10479.775
2023-08-05 | 17 | 10495.1257
2023-08-05 | 18 | 10413.8101
2023-08-05 | 19 | 10269.8242
2023-08-05 | 20 | 10177.2116
2023-08-05 | 21 | 10032.4009
2023-08-05 | 22 | 10006.9118
2023-08-05 | 23 | 9763.0281
2023-08-05 | 24 | 9511.1446
2023-08-06 | 1 | 9257.1569
2023-08-06 | 2 | 9058.2536
2023-08-06 | 3 | 8921.1136
2023-08-06 | 4 | 8860.2475
2023-08-06 | 5 | 8842.0478
2023-08-06 | 6 | 8805.2312
2023-08-06 | 7 | 8886.9119
2023-08-06 | 8 | 9007.7622
2023-08-06 | 9 | 9228.0878
2023-08-06 | 10 | 9510.3807
2023-08-06 | 11 | 9735.8258
2023-08-06 | 12 | 9896.4638
2023-08-06 | 13 | 9976.6625
2023-08-06 | 14 | 10020.1009
2023-08-06 | 15 | 10030.32
2023-08-06 | 16 | 10205.7464
2023-08-06 | 17 | 10224.9223
2023-08-06 | 18 | 10270.3431
2023-08-06 | 19 | 10255.5093
2023-08-06 | 20 | 10145.1901
2023-08-06 | 21 | 10034.4647
2023-08-06 | 22 | 10033.9471
2023-08-06 | 23 | 9768.7966
2023-08-06 | 24 | 9471.0466
2023-08-07 | 1 | 9198.6257
2023-08-07 | 2 | 9102.389
2023-08-07 | 3 | 8966.1308
2023-08-07 | 4 | 8900.3891
2023-08-07 | 5 | 8941.7323
2023-08-07 | 6 | 9012.3004
2023-08-07 | 7 | 9180.9582
2023-08-07 | 8 | 9195.4956
2023-08-07 | 9 | 9438.1345
2023-08-07 | 10 | 9688.3003
2023-08-07 | 11 | 9849.2418
2023-08-07 | 12 | 9927.5393
2023-08-07 | 13 | 9972.7423
2023-08-07 | 14 | 9973.1686
2023-08-07 | 15 | 9995.7394
2023-08-07 | 16 | 10026.9128
2023-08-07 | 17 | 10050.092
2023-08-07 | 18 | 10063.8671
2023-08-07 | 19 | 9961.5316
2023-08-07 | 20 | 9868.0282
2023-08-07 | 21 | 9789.4984
2023-08-07 | 22 | 9816.3338
2023-08-07 | 23 | 9665.1731
2023-08-07 | 24 | 9389.4053
2023-08-08 | 1 | 9147.7419
2023-08-08 | 2 | 8978.1199
2023-08-08 | 3 | 8873.5159
2023-08-08 | 4 | 8830.9855
2023-08-08 | 5 | 8861.4374
2023-08-08 | 6 | 9005.2791
2023-08-08 | 7 | 9336.8257
2023-08-08 | 8 | 9630.9851
2023-08-08 | 9 | 9952.6644
2023-08-08 | 10 | 10132.2772
2023-08-08 | 11 | 10277.2423
2023-08-08 | 12 | 10386.891
2023-08-08 | 13 | 10438.242
2023-08-08 | 14 | 10489.022
2023-08-08 | 15 | 10543.8697
2023-08-08 | 16 | 10592.0243
2023-08-08 | 17 | 10693.0253
2023-08-08 | 18 | 10575.1554
2023-08-08 | 19 | 10465.4442
2023-08-08 | 20 | 10340.6868
2023-08-08 | 21 | 10273.0056
2023-08-08 | 22 | 10323.8714
2023-08-08 | 23 | 10087.4444
2023-08-08 | 24 | 9720.3068
2023-08-09 | 1 | 9432.3998
2023-08-09 | 2 | 9186.5971
2023-08-09 | 3 | 9053.2975
2023-08-09 | 4 | 8984.7764
2023-08-09 | 5 | 8977.9182
2023-08-09 | 6 | 9123.0972
2023-08-09 | 7 | 9449.9206
2023-08-09 | 8 | 9741.5702
2023-08-09 | 9 | 10078.2806
2023-08-09 | 10 | 10317.2423
2023-08-09 | 11 | 10549.8783
2023-08-09 | 12 | 10607.7464
2023-08-09 | 13 | 10569.3625
2023-08-09 | 14 | 10696.5215
2023-08-09 | 15 | 10635.4174
2023-08-09 | 16 | 10645.7752
2023-08-09 | 17 | 10614.7007
2023-08-09 | 18 | 10671.9019
2023-08-09 | 19 | 10502.4203
2023-08-09 | 20 | 10439.0804
2023-08-09 | 21 | 10331.1796
2023-08-09 | 22 | 10361.1747
2023-08-09 | 23 | 10032.4914
2023-08-09 | 24 | 9611.2269
2023-08-10 | 1 | 9315.3784
2023-08-10 | 2 | 9161.8944
2023-08-10 | 3 | 9063.8016
2023-08-10 | 4 | 9022.004
2023-08-10 | 5 | 9038.2084
2023-08-10 | 6 | 9156.8844
2023-08-10 | 7 | 9453.0736
2023-08-10 | 8 | 9755.5252
2023-08-10 | 9 | 10090.0029
2023-08-10 | 10 | 10290.196
2023-08-10 | 11 | 10419.6034
2023-08-10 | 12 | 10471.8234
2023-08-10 | 13 | 10522.1518
2023-08-10 | 14 | 10551.6688
2023-08-10 | 15 | 10572.1001
2023-08-10 | 16 | 10568.9834
2023-08-10 | 17 | 10564.2032
2023-08-10 | 18 | 10580.5539
2023-08-10 | 19 | 10362.528
2023-08-10 | 20 | 10240.9868
2023-08-10 | 21 | 10099.1276
2023-08-10 | 22 | 10122.1347
2023-08-10 | 23 | 9824.8438
2023-08-10 | 24 | 9517.1646
2023-08-11 | 1 | 9281.5877
2023-08-11 | 2 | 9088.536
2023-08-11 | 3 | 8966.0761
2023-08-11 | 4 | 8903.3551
2023-08-11 | 5 | 8933.2218
2023-08-11 | 6 | 9076.6996
2023-08-11 | 7 | 9402.6837
2023-08-11 | 8 | 9708.9389
2023-08-11 | 9 | 10032.1405
2023-08-11 | 10 | 10232.7753
2023-08-11 | 11 | 10333.6551
2023-08-11 | 12 | 10390.8032
2023-08-11 | 13 | 10394.7086
2023-08-11 | 14 | 10440.2644
2023-08-11 | 15 | 10455.2853
2023-08-11 | 16 | 10477.523
2023-08-11 | 17 | 10510.667
2023-08-11 | 18 | 10497.7395
2023-08-11 | 19 | 10334.7509
2023-08-11 | 20 | 10247.2435
2023-08-11 | 21 | 10182.0172
2023-08-11 | 22 | 10184.8675
2023-08-11 | 23 | 9892.6558
2023-08-11 | 24 | 9598.2624
2023-08-12 | 1 | 9313.2649
2023-08-12 | 2 | 9093.9315
2023-08-12 | 3 | 8978.0421
2023-08-12 | 4 | 8914.1075
2023-08-12 | 5 | 8900.735
2023-08-12 | 6 | 8908.3334
2023-08-12 | 7 | 9026.8644
2023-08-12 | 8 | 9097.6375
2023-08-12 | 9 | 9399.3606
2023-08-12 | 10 | 9721.3935
2023-08-12 | 11 | 9958.7556
2023-08-12 | 12 | 10085.4337
2023-08-12 | 13 | 10188.6873
2023-08-12 | 14 | 10261.9267
2023-08-12 | 15 | 10259.4354
2023-08-12 | 16 | 10272.3263
2023-08-12 | 17 | 10352.3399
2023-08-12 | 18 | 10406.5922
2023-08-12 | 19 | 10265.6608
2023-08-12 | 20 | 10202.9894
2023-08-12 | 21 | 10048.4651
2023-08-12 | 22 | 10101.0782
2023-08-12 | 23 | 9935.5706
2023-08-12 | 24 | 9651.2028
2023-08-13 | 1 | 9463.1895
2023-08-13 | 2 | 9222.4758
2023-08-13 | 3 | 9081.2347
2023-08-13 | 4 | 8998.7393
2023-08-13 | 5 | 8962.1804
2023-08-13 | 6 | 8969.1511
2023-08-13 | 7 | 9016.6192
2023-08-13 | 8 | 9057.4539
2023-08-13 | 9 | 9277.7843
2023-08-13 | 10 | 9533.9721
2023-08-13 | 11 | 9730.5882
2023-08-13 | 12 | 9904.0443
2023-08-13 | 13 | 10019.0433
2023-08-13 | 14 | 10079.566
2023-08-13 | 15 | 10100.6964
2023-08-13 | 16 | 10169.5283
2023-08-13 | 17 | 10276.1352
2023-08-13 | 18 | 10345.1994
2023-08-13 | 19 | 10210.2758
2023-08-13 | 20 | 10118.3901
2023-08-13 | 21 | 10019.1896
2023-08-13 | 22 | 10036.6805
2023-08-13 | 23 | 9805.2562
2023-08-13 | 24 | 9523.647
2023-08-14 | 1 | 9289.7079
2023-08-14 | 2 | 9117.6537
2023-08-14 | 3 | 8995.0688
2023-08-14 | 4 | 8948.4156
2023-08-14 | 5 | 8964.749
2023-08-14 | 6 | 9073.2364
2023-08-14 | 7 | 9380.0399
2023-08-14 | 8 | 9702.8778
2023-08-14 | 9 | 10015.1936
2023-08-14 | 10 | 10188.3152
2023-08-14 | 11 | 10270.6376
2023-08-14 | 12 | 10337.7267
2023-08-14 | 13 | 10348.1358
2023-08-14 | 14 | 10411.0087
2023-08-14 | 15 | 10435.4971
2023-08-14 | 16 | 10525.6292
2023-08-14 | 17 | 10594.3067
2023-08-14 | 18 | 10598.0372
2023-08-14 | 19 | 10424.3646
2023-08-14 | 20 | 10339.9486
2023-08-14 | 21 | 10208.9547
2023-08-14 | 22 | 10236.9944
2023-08-14 | 23 | 9896.9504
2023-08-14 | 24 | 9533.1484
2023-08-15 | 1 | 9238.4781
2023-08-15 | 2 | 9025.4807
2023-08-15 | 3 | 8926.0334
2023-08-15 | 4 | 8877.8813
2023-08-15 | 5 | 8930.5847
2023-08-15 | 6 | 9044.8085
2023-08-15 | 7 | 9334.6768
2023-08-15 | 8 | 9663.5454
2023-08-15 | 9 | 9980.7183
2023-08-15 | 10 | 10174.3627
2023-08-15 | 11 | 10303.3484
2023-08-15 | 12 | 10393.6661
2023-08-15 | 13 | 10446.8946
2023-08-15 | 14 | 10545.3914
2023-08-15 | 15 | 10564.6865
2023-08-15 | 16 | 10602.5539
2023-08-15 | 17 | 10641.2973
2023-08-15 | 18 | 10686.3607
2023-08-15 | 19 | 10412.3446
2023-08-15 | 20 | 10320.9838
2023-08-15 | 21 | 10256.8556
2023-08-15 | 22 | 10216.9459
2023-08-15 | 23 | 9943.6384
2023-08-15 | 24 | 9588.5288
2023-08-16 | 1 | 9225.3437
2023-08-16 | 2 | 9035.7317
2023-08-16 | 3 | 8927.4967
2023-08-16 | 4 | 8865.6731
2023-08-16 | 5 | 8900.1651
2023-08-16 | 6 | 9005.5993
2023-08-16 | 7 | 9337.1804
2023-08-16 | 8 | 9658.6878
2023-08-16 | 9 | 9992.6232
2023-08-16 | 10 | 10219.1367
2023-08-16 | 11 | 10423.6569
2023-08-16 | 12 | 10564.0722
2023-08-16 | 13 | 10636.0537
2023-08-16 | 14 | 10768.8697
2023-08-16 | 15 | 10745.7356
2023-08-16 | 16 | 10825.6076
2023-08-16 | 17 | 10883.3357
2023-08-16 | 18 | 10893.3531
2023-08-16 | 19 | 10707.5596
2023-08-16 | 20 | 10574.7086
2023-08-16 | 21 | 10398.5224
2023-08-16 | 22 | 10367.1237
2023-08-16 | 23 | 9969.4308
2023-08-16 | 24 | 9686.1113
2023-08-17 | 1 | 9316.7338
2023-08-17 | 2 | 9130.1524
2023-08-17 | 3 | 9024.2555
2023-08-17 | 4 | 8942.2808
2023-08-17 | 5 | 8969.2697
2023-08-17 | 6 | 9078.6046
2023-08-17 | 7 | 9354.8793
2023-08-17 | 8 | 9705.3938
2023-08-17 | 9 | 10032.7174
2023-08-17 | 10 | 10279.5565
2023-08-17 | 11 | 10510.8463
2023-08-17 | 12 | 10660.1901
2023-08-17 | 13 | 10725.265
2023-08-17 | 14 | 10816.9627
2023-08-17 | 15 | 10890.8532
2023-08-17 | 16 | 10921.3862
2023-08-17 | 17 | 10971.1165
2023-08-17 | 18 | 10899.6515
2023-08-17 | 19 | 10694.36
2023-08-17 | 20 | 10592.7187
2023-08-17 | 21 | 10393.6775
2023-08-17 | 22 | 10310.6634
2023-08-17 | 23 | 9929.7206
2023-08-17 | 24 | 9589.8879
2023-08-18 | 1 | 9264.7761
2023-08-18 | 2 | 9066.5752
2023-08-18 | 3 | 8957.2175
2023-08-18 | 4 | 8918.3522
2023-08-18 | 5 | 8956.3739
2023-08-18 | 6 | 9118.9915
2023-08-18 | 7 | 9392.0052
2023-08-18 | 8 | 9720.5728
2023-08-18 | 9 | 10045.0447
2023-08-18 | 10 | 10311.529
2023-08-18 | 11 | 10550.896
2023-08-18 | 12 | 10691.384
2023-08-18 | 13 | 10820.188
2023-08-18 | 14 | 10936.1585
2023-08-18 | 15 | 11025.153
2023-08-18 | 16 | 11101.3421
2023-08-18 | 17 | 11132.3353
2023-08-18 | 18 | 11093.3749
2023-08-18 | 19 | 10948.4513
2023-08-18 | 20 | 10826.0622
2023-08-18 | 21 | 10547.3452
2023-08-18 | 22 | 10520.8762
2023-08-18 | 23 | 10149.1947
2023-08-18 | 24 | 9790.7111
2023-08-19 | 1 | 9499.0342
2023-08-19 | 2 | 9291.6639
2023-08-19 | 3 | 9156.8266
2023-08-19 | 4 | 9107.8787
2023-08-19 | 5 | 9092.2708
2023-08-19 | 6 | 9166.2512
2023-08-19 | 7 | 9247.5911
2023-08-19 | 8 | 9334.8626
2023-08-19 | 9 | 9648.2655
2023-08-19 | 10 | 9932.745
2023-08-19 | 11 | 10174.3256
2023-08-19 | 12 | 10264.3219
2023-08-19 | 13 | 10181.0922
2023-08-19 | 14 | 10118.1931
2023-08-19 | 15 | 10110.8281
2023-08-19 | 16 | 10234.7118
2023-08-19 | 17 | 10340.3609
2023-08-19 | 18 | 10367.378
2023-08-19 | 19 | 10268.9991
2023-08-19 | 20 | 10129.4815
2023-08-19 | 21 | 10066.6415
2023-08-19 | 22 | 10076.1984
2023-08-19 | 23 | 9800.6524
2023-08-19 | 24 | 9503.9591
2023-08-20 | 1 | 9249.3202
2023-08-20 | 2 | 9091.8289
2023-08-20 | 3 | 8951.1097
2023-08-20 | 4 | 8877.9486
2023-08-20 | 5 | 8858.265
2023-08-20 | 6 | 8913.159
2023-08-20 | 7 | 8963.9819
2023-08-20 | 8 | 9001.6669
2023-08-20 | 9 | 9242.9164
2023-08-20 | 10 | 9572.8934
2023-08-20 | 11 | 9809.0612
2023-08-20 | 12 | 9964.9373
2023-08-20 | 13 | 10045.8565
2023-08-20 | 14 | 10131.1399
2023-08-20 | 15 | 10152.8828
2023-08-20 | 16 | 10226.7683
2023-08-20 | 17 | 10320.8148
2023-08-20 | 18 | 10361.3974
2023-08-20 | 19 | 10281.3624
2023-08-20 | 20 | 10226.4582
2023-08-20 | 21 | 10133.2379
2023-08-20 | 22 | 10131.4844
2023-08-20 | 23 | 9842.8963
2023-08-20 | 24 | 9475.6256
2023-08-21 | 1 | 9223.7536
2023-08-21 | 2 | 9110.5842
2023-08-21 | 3 | 9002.1211
2023-08-21 | 4 | 8927.7979
2023-08-21 | 5 | 8952.411
2023-08-21 | 6 | 9145.4147
2023-08-21 | 7 | 9400.0135
2023-08-21 | 8 | 9720.5119
2023-08-21 | 9 | 10049.7571
2023-08-21 | 10 | 10276.3201
2023-08-21 | 11 | 10521.0712
2023-08-21 | 12 | 10661.4392
2023-08-21 | 13 | 10811.0384
2023-08-21 | 14 | 10897.8961
2023-08-21 | 15 | 10926.5314
2023-08-21 | 16 | 11031.6979
2023-08-21 | 17 | 11060.821
2023-08-21 | 18 | 11070.6956
2023-08-21 | 19 | 10865.6014
2023-08-21 | 20 | 10737.5904
2023-08-21 | 21 | 10581.056
2023-08-21 | 22 | 10368.747
2023-08-21 | 23 | 9998.721
2023-08-21 | 24 | 9598.8868
2023-08-22 | 1 | 9310.1151
2023-08-22 | 2 | 9078.3532
2023-08-22 | 3 | 8953.8457
2023-08-22 | 4 | 8919.1238
2023-08-22 | 5 | 8925.0193
2023-08-22 | 6 | 9091.9923
2023-08-22 | 7 | 9360.2826
2023-08-22 | 8 | 9718.3812
2023-08-22 | 9 | 10026.0105
2023-08-22 | 10 | 10251.2716
2023-08-22 | 11 | 10385.8619
2023-08-22 | 12 | 10474.5481
2023-08-22 | 13 | 10548.4074
2023-08-22 | 14 | 10543.6818
2023-08-22 | 15 | 10706.2111
2023-08-22 | 16 | 10591.0454
2023-08-22 | 17 | 10632.7094
2023-08-22 | 18 | 10593.059
2023-08-22 | 19 | 10406.9681
2023-08-22 | 20 | 10264.7784
2023-08-22 | 21 | 10231.8939
2023-08-22 | 22 | 10239.5797
2023-08-22 | 23 | 9905.5924
2023-08-22 | 24 | 9530.2192
2023-08-23 | 1 | 9200.4387
2023-08-23 | 2 | 9027.9634
2023-08-23 | 3 | 8935.8787
2023-08-23 | 4 | 8894.3622
2023-08-23 | 5 | 8920.9172
2023-08-23 | 6 | 9085.0117
2023-08-23 | 7 | 9328.8829
2023-08-23 | 8 | 9699.8597
2023-08-23 | 9 | 10003.1475
2023-08-23 | 10 | 10168.1008
2023-08-23 | 11 | 10267.653
2023-08-23 | 12 | 10299.2658
2023-08-23 | 13 | 10318.717
2023-08-23 | 14 | 10352.6041
2023-08-23 | 15 | 10396.2961
2023-08-23 | 16 | 10429.5365
2023-08-23 | 17 | 10475.4034
2023-08-23 | 18 | 10456.3439
2023-08-23 | 19 | 10288.3559
2023-08-23 | 20 | 10182.2696
2023-08-23 | 21 | 10155.9699
2023-08-23 | 22 | 10086.226
2023-08-23 | 23 | 9798.1666
2023-08-23 | 24 | 9458.4614
2023-08-24 | 1 | 9138.7824
2023-08-24 | 2 | 8999.155
2023-08-24 | 3 | 8900.872
2023-08-24 | 4 | 8857.0838
2023-08-24 | 5 | 8896.1815
2023-08-24 | 6 | 9051.8742
2023-08-24 | 7 | 9288.287
2023-08-24 | 8 | 9630.337
2023-08-24 | 9 | 9952.8705
2023-08-24 | 10 | 10156.9487
2023-08-24 | 11 | 10355.2188
2023-08-24 | 12 | 10466.5716
2023-08-24 | 13 | 10527.9163
2023-08-24 | 14 | 10590.2088
2023-08-24 | 15 | 10606.1752
2023-08-24 | 16 | 10625.285
2023-08-24 | 17 | 10663.4613
2023-08-24 | 18 | 10649.996
2023-08-24 | 19 | 10499.4654
2023-08-24 | 20 | 10339.1873
2023-08-24 | 21 | 10319.5766
2023-08-24 | 22 | 10247.7717
2023-08-24 | 23 | 9902.5371
2023-08-24 | 24 | 9598.5292
2023-08-25 | 1 | 9303.6082
2023-08-25 | 2 | 9088.4078
2023-08-25 | 3 | 8959.4691
2023-08-25 | 4 | 8906.425
2023-08-25 | 5 | 8943.6489
2023-08-25 | 6 | 9115.1669
2023-08-25 | 7 | 9350.3966
2023-08-25 | 8 | 9694.4047
2023-08-25 | 9 | 10028.0705
2023-08-25 | 10 | 10214.2394
2023-08-25 | 11 | 10364.0915
2023-08-25 | 12 | 10451.0416
2023-08-25 | 13 | 10485.0644
2023-08-25 | 14 | 10492.2102
2023-08-25 | 15 | 10488.8459
2023-08-25 | 16 | 10563.6393
2023-08-25 | 17 | 10550.3994
2023-08-25 | 18 | 10555.8647
2023-08-25 | 19 | 10373.5179
2023-08-25 | 20 | 10264.4919
2023-08-25 | 21 | 10239.4685
2023-08-25 | 22 | 10201.4143
2023-08-25 | 23 | 9901.7717
2023-08-25 | 24 | 9581.7293
2023-08-26 | 1 | 9298.6411
2023-08-26 | 2 | 9071.5031
2023-08-26 | 3 | 8986.4823
2023-08-26 | 4 | 8987.6763
2023-08-26 | 5 | 8964.0114
2023-08-26 | 6 | 9058.3468
2023-08-26 | 7 | 9093.6232
2023-08-26 | 8 | 9153.6305
2023-08-26 | 9 | 9404.1482
2023-08-26 | 10 | 9652.2974
2023-08-26 | 11 | 9840.7792
2023-08-26 | 12 | 9937.6048
2023-08-26 | 13 | 9947.7497
2023-08-26 | 14 | 9956.6902
2023-08-26 | 15 | 9872.4675
2023-08-26 | 16 | 9981.398
2023-08-26 | 17 | 10100.2236
2023-08-26 | 18 | 10112.6336
2023-08-26 | 19 | 10018.1579
2023-08-26 | 20 | 9878.399
2023-08-26 | 21 | 9836.6965
2023-08-26 | 22 | 9776.6746
2023-08-26 | 23 | 9557.067
2023-08-26 | 24 | 9309.7668
2023-08-27 | 1 | 9084.0926
2023-08-27 | 2 | 8936.0452
2023-08-27 | 3 | 8798.2065
2023-08-27 | 4 | 8695.3337
2023-08-27 | 5 | 8694.8071
2023-08-27 | 6 | 8757.3356
2023-08-27 | 7 | 8756.8755
2023-08-27 | 8 | 8850.5869
2023-08-27 | 9 | 9019.2874
2023-08-27 | 10 | 9280.5514
2023-08-27 | 11 | 9484.2214
2023-08-27 | 12 | 9623.2146
2023-08-27 | 13 | 9722.3234
2023-08-27 | 14 | 9818.9003
2023-08-27 | 15 | 9859.0971
2023-08-27 | 16 | 9913.3896
2023-08-27 | 17 | 9973.9803
2023-08-27 | 18 | 10012.9984
2023-08-27 | 19 | 9981.5399
2023-08-27 | 20 | 9924.7045
2023-08-27 | 21 | 9906.9839
2023-08-27 | 22 | 9837.0762
2023-08-27 | 23 | 9563.988
2023-08-27 | 24 | 9242.5097
2023-08-28 | 1 | 8979.3051
2023-08-28 | 2 | 8880.3039
2023-08-28 | 3 | 8798.3904
2023-08-28 | 4 | 8744.2279
2023-08-28 | 5 | 8805.1268
2023-08-28 | 6 | 8986.2445
2023-08-28 | 7 | 9224.5816
2023-08-28 | 8 | 9562.6539
2023-08-28 | 9 | 9849.6863
2023-08-28 | 10 | 10041.6934
2023-08-28 | 11 | 10158.2126
2023-08-28 | 12 | 10238.8633
2023-08-28 | 13 | 10260.7255
2023-08-28 | 14 | 10308.1718
2023-08-28 | 15 | 10328.2966
2023-08-28 | 16 | 10368.4154
2023-08-28 | 17 | 10414.2357
2023-08-28 | 18 | 10376.5862
2023-08-28 | 19 | 10217.921
2023-08-28 | 20 | 10157.8212
2023-08-28 | 21 | 10152.7173
2023-08-28 | 22 | 10053.8926
2023-08-28 | 23 | 9710.0474
2023-08-28 | 24 | 9342.6501
2023-08-29 | 1 | 9048.3567
2023-08-29 | 2 | 8841.0502
2023-08-29 | 3 | 8733.66
2023-08-29 | 4 | 8695.0784
2023-08-29 | 5 | 8730.9938
2023-08-29 | 6 | 8898.8091
2023-08-29 | 7 | 9120.3648
2023-08-29 | 8 | 9519.0046
2023-08-29 | 9 | 9812.6281
2023-08-29 | 10 | 9983.4501
2023-08-29 | 11 | 10087.3908
2023-08-29 | 12 | 10140.5474
2023-08-29 | 13 | 10180.3461
2023-08-29 | 14 | 10265.6707
2023-08-29 | 15 | 10320.06
2023-08-29 | 16 | 10395.3779
2023-08-29 | 17 | 10460.0123
2023-08-29 | 18 | 10430.1765
2023-08-29 | 19 | 10266.5889
2023-08-29 | 20 | 10215.6473
2023-08-29 | 21 | 10197.2262
2023-08-29 | 22 | 10083.7309
2023-08-29 | 23 | 9809.2295
2023-08-29 | 24 | 9392.5617
2023-08-30 | 1 | 9165.4576
2023-08-30 | 2 | 8976.717
2023-08-30 | 3 | 8864.0596
2023-08-30 | 4 | 8839.3121
2023-08-30 | 5 | 8846.7382
2023-08-30 | 6 | 8986.8854
2023-08-30 | 7 | 9182.9894
2023-08-30 | 8 | 9554.0031
2023-08-30 | 9 | 9857.2634
2023-08-30 | 10 | 10057.2722
2023-08-30 | 11 | 10176.4322
2023-08-30 | 12 | 10287.9922
2023-08-30 | 13 | 10293.755
2023-08-30 | 14 | 10304.8165
2023-08-30 | 15 | 10300.9278
2023-08-30 | 16 | 10293.8144
2023-08-30 | 17 | 10294.4222
2023-08-30 | 18 | 10261.3281
2023-08-30 | 19 | 10074.8826
2023-08-30 | 20 | 9973.63
2023-08-30 | 21 | 10013.5009
2023-08-30 | 22 | 9952.7502
2023-08-30 | 23 | 9624.0921
2023-08-30 | 24 | 9271.9974
2023-08-31 | 1 | 8994.6518
2023-08-31 | 2 | 8859.9632
2023-08-31 | 3 | 8765.4989
2023-08-31 | 4 | 8729.8435
2023-08-31 | 5 | 8756.2551
2023-08-31 | 6 | 8911.8325
2023-08-31 | 7 | 9140.9266
2023-08-31 | 8 | 9528.6701
2023-08-31 | 9 | 9835.6151
2023-08-31 | 10 | 9988.3305
2023-08-31 | 11 | 10067.7543
2023-08-31 | 12 | 10086.6952
2023-08-31 | 13 | 10065.9434
2023-08-31 | 14 | 10099.0344
2023-08-31 | 15 | 10079.0139
2023-08-31 | 16 | 10083.7367
2023-08-31 | 17 | 10102.8176
2023-08-31 | 18 | 10090.0242
2023-08-31 | 19 | 9964.894
2023-08-31 | 20 | 9887.8205
2023-08-31 | 21 | 9983.3715
2023-08-31 | 22 | 9859.5079
2023-08-31 | 23 | 9596.7375
2023-08-31 | 24 | 9268.9184
2023-09-01 | 1 | 8996.5639
2023-09-01 | 2 | 8848.0923
2023-09-01 | 3 | 8764.4863
2023-09-01 | 4 | 8743.4213
2023-09-01 | 5 | 8774.9204
2023-09-01 | 6 | 8950.1207
2023-09-01 | 7 | 9144.4203
2023-09-01 | 8 | 9558.4544
2023-09-01 | 9 | 9775.9771
2023-09-01 | 10 | 9894.5369
2023-09-01 | 11 | 10019.7367
2023-09-01 | 12 | 10055.2238
2023-09-01 | 13 | 10096.1547
2023-09-01 | 14 | 10122.1033
2023-09-01 | 15 | 10153.6952
2023-09-01 | 16 | 10146.7954
2023-09-01 | 17 | 10170.9483
2023-09-01 | 18 | 10147.8993
2023-09-01 | 19 | 10017.1549
2023-09-01 | 20 | 9943.6285
2023-09-01 | 21 | 9953.9259
2023-09-01 | 22 | 9859.3193
2023-09-01 | 23 | 9562.2129
2023-09-01 | 24 | 9252.597
2023-09-02 | 1 | 8994.8507
2023-09-02 | 2 | 8810.8962
2023-09-02 | 3 | 8713.4393
2023-09-02 | 4 | 8655.1674
2023-09-02 | 5 | 8663.0125
2023-09-02 | 6 | 8766.535
2023-09-02 | 7 | 8748.936
2023-09-02 | 8 | 8944.6214
2023-09-02 | 9 | 9106.0251
2023-09-02 | 10 | 9355.112
2023-09-02 | 11 | 9554.7817
2023-09-02 | 12 | 9695.2484
2023-09-02 | 13 | 9772.7478
2023-09-02 | 14 | 9857.0934
2023-09-02 | 15 | 9876.736
2023-09-02 | 16 | 9918.929
2023-09-02 | 17 | 9966.0352
2023-09-02 | 18 | 10003.1125
2023-09-02 | 19 | 9944.8698
2023-09-02 | 20 | 9841.6411
2023-09-02 | 21 | 9794.0521
2023-09-02 | 22 | 9688.6742
2023-09-02 | 23 | 9439.4965
2023-09-02 | 24 | 9192.2629
2023-09-03 | 1 | 8926.7793
2023-09-03 | 2 | 8854.9041
2023-09-03 | 3 | 8749.3595
2023-09-03 | 4 | 8693.8688
2023-09-03 | 5 | 8702.445
2023-09-03 | 6 | 8753.2356
2023-09-03 | 7 | 8728.4785
2023-09-03 | 8 | 8911.3489
2023-09-03 | 9 | 9132.5342
2023-09-03 | 10 | 9470.5458
2023-09-03 | 11 | 9693.1197
2023-09-03 | 12 | 9862.6056
2023-09-03 | 13 | 10002.5681
2023-09-03 | 14 | 9991.9432
2023-09-03 | 15 | 10009.698
2023-09-03 | 16 | 10059.6886
2023-09-03 | 17 | 10154.2551
2023-09-03 | 18 | 10137.7173
2023-09-03 | 19 | 10029.0777
2023-09-03 | 20 | 9885.581
2023-09-03 | 21 | 9869.6621
2023-09-03 | 22 | 9784.5248
2023-09-03 | 23 | 9549.4768
2023-09-03 | 24 | 9257.1908
2023-09-04 | 1 | 9035.5996
2023-09-04 | 2 | 8880.7809
2023-09-04 | 3 | 8776.0119
2023-09-04 | 4 | 8705.7465
2023-09-04 | 5 | 8708.8067
2023-09-04 | 6 | 8813.7446
2023-09-04 | 7 | 8756.7644
2023-09-04 | 8 | 8954.3347
2023-09-04 | 9 | 9174.1915
2023-09-04 | 10 | 9393.6955
2023-09-04 | 11 | 9575.0902
2023-09-04 | 12 | 9665.7741
2023-09-04 | 13 | 9677.6114
2023-09-04 | 14 | 9680.1548
2023-09-04 | 15 | 9660.7123
2023-09-04 | 16 | 9656.7931
2023-09-04 | 17 | 9700.0201
2023-09-04 | 18 | 9741.2317
2023-09-04 | 19 | 9620.1834
2023-09-04 | 20 | 9557.9648
2023-09-04 | 21 | 9657.6337
2023-09-04 | 22 | 9549.3479
2023-09-04 | 23 | 9368.5612
2023-09-04 | 24 | 9126.4089
2023-09-05 | 1 | 8904.3123
2023-09-05 | 2 | 8795.3133
2023-09-05 | 3 | 8682.6412
2023-09-05 | 4 | 8635.6088
2023-09-05 | 5 | 8680.0582
2023-09-05 | 6 | 8847.7385
2023-09-05 | 7 | 9019.6925
2023-09-05 | 8 | 9463.2118
2023-09-05 | 9 | 9727.4678
2023-09-05 | 10 | 9862.964
2023-09-05 | 11 | 9936.1801
2023-09-05 | 12 | 9981.2735
2023-09-05 | 13 | 9990.9352
2023-09-05 | 14 | 10032.1452
2023-09-05 | 15 | 10072.2748
2023-09-05 | 16 | 10095.9253
2023-09-05 | 17 | 10111.5754
2023-09-05 | 18 | 10130.6375
2023-09-05 | 19 | 10010.6313
2023-09-05 | 20 | 9924.0018
2023-09-05 | 21 | 9951.4766
2023-09-05 | 22 | 9807.5922
2023-09-05 | 23 | 9543.6726
2023-09-05 | 24 | 9214.99
2023-09-06 | 1 | 8952.1788
2023-09-06 | 2 | 8736.496
2023-09-06 | 3 | 8646.395
2023-09-06 | 4 | 8609.2268
2023-09-06 | 5 | 8616.5129
2023-09-06 | 6 | 8787.6409
2023-09-06 | 7 | 8970.0613
2023-09-06 | 8 | 9429.6458
2023-09-06 | 9 | 9690.7318
2023-09-06 | 10 | 9868.9985
2023-09-06 | 11 | 10014.0442
2023-09-06 | 12 | 10223.164
2023-09-06 | 13 | 10345.8419
2023-09-06 | 14 | 10472.5681
2023-09-06 | 15 | 10563.8182
2023-09-06 | 16 | 10678.1232
2023-09-06 | 17 | 10755.8817
2023-09-06 | 18 | 10756.5614
2023-09-06 | 19 | 10570.0513
2023-09-06 | 20 | 10379.0418
2023-09-06 | 21 | 10219.1321
2023-09-06 | 22 | 10005.1679
2023-09-06 | 23 | 9668.2576
2023-09-06 | 24 | 9302.7618
2023-09-07 | 1 | 9007.9475
2023-09-07 | 2 | 8879.3449
2023-09-07 | 3 | 8782.081
2023-09-07 | 4 | 8730.7231
2023-09-07 | 5 | 8770.3983
2023-09-07 | 6 | 8941.7224
2023-09-07 | 7 | 9189.0876
2023-09-07 | 8 | 9647.4615
2023-09-07 | 9 | 9876.6692
2023-09-07 | 10 | 10092.2635
2023-09-07 | 11 | 10264.9307
2023-09-07 | 12 | 10363.4807
2023-09-07 | 13 | 10402.2018
2023-09-07 | 14 | 10473.0308
2023-09-07 | 15 | 10507.1703
2023-09-07 | 16 | 10583.3578
2023-09-07 | 17 | 10549.7775
2023-09-07 | 18 | 10504.8579
2023-09-07 | 19 | 10260.9387
2023-09-07 | 20 | 10060.2111
2023-09-07 | 21 | 10086.7447
2023-09-07 | 22 | 9839.9834
2023-09-07 | 23 | 9562.5939
2023-09-07 | 24 | 9260.0407
2023-09-08 | 1 | 8984.8259
2023-09-08 | 2 | 8801.956
2023-09-08 | 3 | 8697.1409
2023-09-08 | 4 | 8654.2571
2023-09-08 | 5 | 8688.4274
2023-09-08 | 6 | 8856.0405
2023-09-08 | 7 | 9092.3861
2023-09-08 | 8 | 9532.1065
2023-09-08 | 9 | 9742.4043
2023-09-08 | 10 | 9957.7133
2023-09-08 | 11 | 10133.3795
2023-09-08 | 12 | 10301.7522
2023-09-08 | 13 | 10408.8083
2023-09-08 | 14 | 10503.5173
2023-09-08 | 15 | 10465.2476
2023-09-08 | 16 | 10534.4966
2023-09-08 | 17 | 10535.9099
2023-09-08 | 18 | 10439.5499
2023-09-08 | 19 | 10242.1527
2023-09-08 | 20 | 10096.2997
2023-09-08 | 21 | 10094.5325
2023-09-08 | 22 | 9924.1922
2023-09-08 | 23 | 9641.2451
2023-09-08 | 24 | 9289.4674
2023-09-09 | 1 | 9030.9592
2023-09-09 | 2 | 8847.7641
2023-09-09 | 3 | 8725.4661
2023-09-09 | 4 | 8644.9252
2023-09-09 | 5 | 8636.6898
2023-09-09 | 6 | 8712.6881
2023-09-09 | 7 | 8770.0475
2023-09-09 | 8 | 8952.3899
2023-09-09 | 9 | 9092.3256
2023-09-09 | 10 | 9382.6593
2023-09-09 | 11 | 9653.3534
2023-09-09 | 12 | 9815.1807
2023-09-09 | 13 | 9930.1026
2023-09-09 | 14 | 9993.3144
2023-09-09 | 15 | 10041.9714
2023-09-09 | 16 | 10140.1791
2023-09-09 | 17 | 10222.2906
2023-09-09 | 18 | 10221.7293
2023-09-09 | 19 | 10046.474
2023-09-09 | 20 | 9889.0071
2023-09-09 | 21 | 9854.6432
2023-09-09 | 22 | 9665.0505
2023-09-09 | 23 | 9465.9538
2023-09-09 | 24 | 9191.1098
2023-09-10 | 1 | 8931.3902
2023-09-10 | 2 | 8775.3958
2023-09-10 | 3 | 8660.5223
2023-09-10 | 4 | 8567.5592
2023-09-10 | 5 | 8571.9031
2023-09-10 | 6 | 8641.1826
2023-09-10 | 7 | 8652.4692
2023-09-10 | 8 | 8798.5753
2023-09-10 | 9 | 8878.9231
2023-09-10 | 10 | 9176.8664
2023-09-10 | 11 | 9464.4837
2023-09-10 | 12 | 9645.3449
2023-09-10 | 13 | 9929.385
2023-09-10 | 14 | 10145.6047
2023-09-10 | 15 | 10113.2511
2023-09-10 | 16 | 10185.0313
2023-09-10 | 17 | 10307.258
2023-09-10 | 18 | 10336.1925
2023-09-10 | 19 | 10172.2407
2023-09-10 | 20 | 9964.6527
2023-09-10 | 21 | 10029.2293
2023-09-10 | 22 | 9919.6458
2023-09-10 | 23 | 9667.8406
2023-09-10 | 24 | 9304.9133
2023-09-11 | 1 | 9070.7321
2023-09-11 | 2 | 8917.3778
2023-09-11 | 3 | 8796.4403
2023-09-11 | 4 | 8706.4156
2023-09-11 | 5 | 8782.7778
2023-09-11 | 6 | 8939.0978
2023-09-11 | 7 | 9265.045
2023-09-11 | 8 | 9695.7005
2023-09-11 | 9 | 9791.6981
2023-09-11 | 10 | 9920.7015
2023-09-11 | 11 | 10009.113
2023-09-11 | 12 | 10077.6775
2023-09-11 | 13 | 10122.5484
2023-09-11 | 14 | 10117.406
2023-09-11 | 15 | 10066.7739
2023-09-11 | 16 | 10068.6655
2023-09-11 | 17 | 10078.2408
2023-09-11 | 18 | 10035.9504
2023-09-11 | 19 | 9845.1055
2023-09-11 | 20 | 9766.0418
2023-09-11 | 21 | 9888.7317
2023-09-11 | 22 | 9727.7087
2023-09-11 | 23 | 9422.6356
2023-09-11 | 24 | 9100.4822
2023-09-12 | 1 | 8872.2622
2023-09-12 | 2 | 8688.4722
2023-09-12 | 3 | 8576.3441
2023-09-12 | 4 | 8576.9819
2023-09-12 | 5 | 8607.1155
2023-09-12 | 6 | 8761.6133
2023-09-12 | 7 | 9096.5491
2023-09-12 | 8 | 9516.1889
2023-09-12 | 9 | 9631.9393
2023-09-12 | 10 | 9760.5255
2023-09-12 | 11 | 9791.4735
2023-09-12 | 12 | 9799.947
2023-09-12 | 13 | 9786.2586
2023-09-12 | 14 | 9788.1646
2023-09-12 | 15 | 9782.4787
2023-09-12 | 16 | 9790.1203
2023-09-12 | 17 | 9828.1404
2023-09-12 | 18 | 9852.6976
2023-09-12 | 19 | 9770.514
2023-09-12 | 20 | 9733.3662
2023-09-12 | 21 | 9884.6117
2023-09-12 | 22 | 9726.5569
2023-09-12 | 23 | 9419.7059
2023-09-12 | 24 | 9070.5127
2023-09-13 | 1 | 8833.8454
2023-09-13 | 2 | 8657.8335
2023-09-13 | 3 | 8585.9
2023-09-13 | 4 | 8535.7255
2023-09-13 | 5 | 8566.8131
2023-09-13 | 6 | 8720.6897
2023-09-13 | 7 | 9052.5437
2023-09-13 | 8 | 9513.4716
2023-09-13 | 9 | 9660.1153
2023-09-13 | 10 | 9773.6676
2023-09-13 | 11 | 9822.2108
2023-09-13 | 12 | 9847.461
2023-09-13 | 13 | 9911.3126
2023-09-13 | 14 | 9913.0778
2023-09-13 | 15 | 9959.5088
2023-09-13 | 16 | 10037.3858
2023-09-13 | 17 | 10092.2224
2023-09-13 | 18 | 10103.6464
2023-09-13 | 19 | 9929.6069
2023-09-13 | 20 | 9841.8102
2023-09-13 | 21 | 9948.9582
2023-09-13 | 22 | 9790.9652
2023-09-13 | 23 | 9455.3684
2023-09-13 | 24 | 9141.5348
2023-09-14 | 1 | 8849.038
2023-09-14 | 2 | 8738.5365
2023-09-14 | 3 | 8647.3832
2023-09-14 | 4 | 8615.6977
2023-09-14 | 5 | 8639.3173
2023-09-14 | 6 | 8787.5476
2023-09-14 | 7 | 9123.0885
2023-09-14 | 8 | 9525.1179
2023-09-14 | 9 | 9683.0265
2023-09-14 | 10 | 9845.0338
2023-09-14 | 11 | 9907.3663
2023-09-14 | 12 | 9957.7753
2023-09-14 | 13 | 9980.2117
2023-09-14 | 14 | 9980.3341
2023-09-14 | 15 | 9969.4583
2023-09-14 | 16 | 9981.405
2023-09-14 | 17 | 9959.2699
2023-09-14 | 18 | 9921.687
2023-09-14 | 19 | 9788.4111
2023-09-14 | 20 | 9712.4705
2023-09-14 | 21 | 9856.1136
2023-09-14 | 22 | 9723.5918
2023-09-14 | 23 | 9430.6229
2023-09-14 | 24 | 9133.2687
2023-09-15 | 1 | 8878.5493
2023-09-15 | 2 | 8729.2601
2023-09-15 | 3 | 8638.8866
2023-09-15 | 4 | 8599.7587
2023-09-15 | 5 | 8627.2572
2023-09-15 | 6 | 8784.9699
2023-09-15 | 7 | 9101.9526
2023-09-15 | 8 | 9520.3704
2023-09-15 | 9 | 9673.6229
2023-09-15 | 10 | 9808.3063
2023-09-15 | 11 | 9911.5558
2023-09-15 | 12 | 9952.2926
2023-09-15 | 13 | 9952.5695
2023-09-15 | 14 | 9935.1453
2023-09-15 | 15 | 9902.712
2023-09-15 | 16 | 9905.1756
2023-09-15 | 17 | 9885.7176
2023-09-15 | 18 | 9881.3148
2023-09-15 | 19 | 9784.7195
2023-09-15 | 20 | 9712.393
2023-09-15 | 21 | 9812.6781
2023-09-15 | 22 | 9675.1587
2023-09-15 | 23 | 9415.9869
2023-09-15 | 24 | 9118.3296
2023-09-16 | 1 | 8866.8098
2023-09-16 | 2 | 8694.2538
2023-09-16 | 3 | 8603.6499
2023-09-16 | 4 | 8558.6637
2023-09-16 | 5 | 8546.6541
2023-09-16 | 6 | 8630.7496
2023-09-16 | 7 | 8720.6652
2023-09-16 | 8 | 8916.325
2023-09-16 | 9 | 9011.9271
2023-09-16 | 10 | 9201.022
2023-09-16 | 11 | 9327.5363
2023-09-16 | 12 | 9426.2482
2023-09-16 | 13 | 9452.8754
2023-09-16 | 14 | 9456.0527
2023-09-16 | 15 | 9442.8559
2023-09-16 | 16 | 9455.5807
2023-09-16 | 17 | 9502.1709
2023-09-16 | 18 | 9521.5882
2023-09-16 | 19 | 9476.0557
2023-09-16 | 20 | 9453.728
2023-09-16 | 21 | 9576.749
2023-09-16 | 22 | 9476.2568
2023-09-16 | 23 | 9288.5846
2023-09-16 | 24 | 9044.1626
2023-09-17 | 1 | 8813.7732
2023-09-17 | 2 | 8655.1209
2023-09-17 | 3 | 8546.2174
2023-09-17 | 4 | 8492.4634
2023-09-17 | 5 | 8490.8108
2023-09-17 | 6 | 8542.2433
2023-09-17 | 7 | 8665.9872
2023-09-17 | 8 | 8790.5022
2023-09-17 | 9 | 8825.4996
2023-09-17 | 10 | 9061.7826
2023-09-17 | 11 | 9211.0089
2023-09-17 | 12 | 9324.2708
2023-09-17 | 13 | 9329.7012
2023-09-17 | 14 | 9368.2441
2023-09-17 | 15 | 9373.4368
2023-09-17 | 16 | 9368.6828
2023-09-17 | 17 | 9480.149
2023-09-17 | 18 | 9544.2515
2023-09-17 | 19 | 9527.3076
2023-09-17 | 20 | 9544.6281
2023-09-17 | 21 | 9658.8563
2023-09-17 | 22 | 9529.4617
2023-09-17 | 23 | 9280.532
2023-09-17 | 24 | 9000.5393
2023-09-18 | 1 | 8777.526
2023-09-18 | 2 | 8694.6402
2023-09-18 | 3 | 8604.7131
2023-09-18 | 4 | 8572.6531
2023-09-18 | 5 | 8611.5142
2023-09-18 | 6 | 8782.9677
2023-09-18 | 7 | 9150.8766
2023-09-18 | 8 | 9592.1534
2023-09-18 | 9 | 9723.9888
2023-09-18 | 10 | 9842.9989
2023-09-18 | 11 | 9891.9049
2023-09-18 | 12 | 9869.8418
2023-09-18 | 13 | 9881.5413
2023-09-18 | 14 | 9862.4412
2023-09-18 | 15 | 9800.8722
2023-09-18 | 16 | 9813.5714
2023-09-18 | 17 | 9858.9005
2023-09-18 | 18 | 9912.9336
2023-09-18 | 19 | 9919.9625
2023-09-18 | 20 | 9920.1086
2023-09-18 | 21 | 10007.3194
2023-09-18 | 22 | 9851.5374
2023-09-18 | 23 | 9540.8153
2023-09-18 | 24 | 9214.087
2023-09-19 | 1 | 8963.6479
2023-09-19 | 2 | 8784.2173
2023-09-19 | 3 | 8708.8976
2023-09-19 | 4 | 8677.5411
2023-09-19 | 5 | 8716.5896
2023-09-19 | 6 | 8870.406
2023-09-19 | 7 | 9222.2596
2023-09-19 | 8 | 9643.8614
2023-09-19 | 9 | 9803.0186
2023-09-19 | 10 | 9949.4079
2023-09-19 | 11 | 9970.2574
2023-09-19 | 12 | 9993.7312
2023-09-19 | 13 | 9998.5161
2023-09-19 | 14 | 9940.0873
2023-09-19 | 15 | 9966.5047
2023-09-19 | 16 | 9987.285
2023-09-19 | 17 | 10016.2213
2023-09-19 | 18 | 10066.8312
2023-09-19 | 19 | 10052.8583
2023-09-19 | 20 | 10110.9792
2023-09-19 | 21 | 10187.212
2023-09-19 | 22 | 10032.6363
2023-09-19 | 23 | 9731.9333
2023-09-19 | 24 | 9379.8193
2023-09-20 | 1 | 9112.8858
2023-09-20 | 2 | 8938.1601
2023-09-20 | 3 | 8858.977
2023-09-20 | 4 | 8833.0927
2023-09-20 | 5 | 8864.2657
2023-09-20 | 6 | 9002.2932
2023-09-20 | 7 | 9328.3949
2023-09-20 | 8 | 9726.4446
2023-09-20 | 9 | 9914.9232
2023-09-20 | 10 | 10053.0911
2023-09-20 | 11 | 10073.1236
2023-09-20 | 12 | 10043.7794
2023-09-20 | 13 | 10012.5618
2023-09-20 | 14 | 10002.737
2023-09-20 | 15 | 9948.3529
2023-09-20 | 16 | 9971.338
2023-09-20 | 17 | 9974.9571
2023-09-20 | 18 | 10044.072
2023-09-20 | 19 | 10001.4708
2023-09-20 | 20 | 10070.4326
2023-09-20 | 21 | 10214.2427
2023-09-20 | 22 | 10081.2461
2023-09-20 | 23 | 9750.6519
2023-09-20 | 24 | 9395.4617
2023-09-21 | 1 | 9148.1248
2023-09-21 | 2 | 9022.5489
2023-09-21 | 3 | 8934.8782
2023-09-21 | 4 | 8893.4174
2023-09-21 | 5 | 8903.4062
2023-09-21 | 6 | 9033.868
2023-09-21 | 7 | 9358.2946
2023-09-21 | 8 | 9712.3769
2023-09-21 | 9 | 9875.4279
2023-09-21 | 10 | 10006.1088
2023-09-21 | 11 | 9973.8148
2023-09-21 | 12 | 9888.0797
2023-09-21 | 13 | 9772.1012
2023-09-21 | 14 | 9732.0553
2023-09-21 | 15 | 9706.7689
2023-09-21 | 16 | 9686.543
2023-09-21 | 17 | 9736.4577
2023-09-21 | 18 | 9725.7355
2023-09-21 | 19 | 9685.9408
2023-09-21 | 20 | 9769.8768
2023-09-21 | 21 | 9855.9725
2023-09-21 | 22 | 9728.0066
2023-09-21 | 23 | 9486.5583
2023-09-21 | 24 | 9162.5566
2023-09-22 | 1 | 8899.5936
2023-09-22 | 2 | 8707.7617
2023-09-22 | 3 | 8624.8182
2023-09-22 | 4 | 8602.9702
2023-09-22 | 5 | 8630.5428
2023-09-22 | 6 | 8784.6207
2023-09-22 | 7 | 9162.9535
2023-09-22 | 8 | 9557.6846
2023-09-22 | 9 | 9705.6963
2023-09-22 | 10 | 9813.7661
2023-09-22 | 11 | 9861.6225
2023-09-22 | 12 | 9914.9126
2023-09-22 | 13 | 9957.78
2023-09-22 | 14 | 9980.5772
2023-09-22 | 15 | 9978.5983
2023-09-22 | 16 | 9960.249
2023-09-22 | 17 | 9957.3567
2023-09-22 | 18 | 9860.8587
2023-09-22 | 19 | 9753.669
2023-09-22 | 20 | 9783.4333
2023-09-22 | 21 | 9825.5869
2023-09-22 | 22 | 9686.1773
2023-09-22 | 23 | 9419.7533
2023-09-22 | 24 | 9116.3857
2023-09-23 | 1 | 8853.9285
2023-09-23 | 2 | 8690.2831
2023-09-23 | 3 | 8586.2137
2023-09-23 | 4 | 8563.9794
2023-09-23 | 5 | 8553.0395
2023-09-23 | 6 | 8638.3722
2023-09-23 | 7 | 8796.5404
2023-09-23 | 8 | 8932.0329
2023-09-23 | 9 | 9049.3825
2023-09-23 | 10 | 9240.363
2023-09-23 | 11 | 9336.4142
2023-09-23 | 12 | 9385.4288
2023-09-23 | 13 | 9398.5397
2023-09-23 | 14 | 9383.7211
2023-09-23 | 15 | 9409.3077
2023-09-23 | 16 | 9377.059
2023-09-23 | 17 | 9414.8365
2023-09-23 | 18 | 9485.0775
2023-09-23 | 19 | 9461.8899
2023-09-23 | 20 | 9518.0636
2023-09-23 | 21 | 9571.4078
2023-09-23 | 22 | 9457.42
2023-09-23 | 23 | 9271.3511
2023-09-23 | 24 | 9033.3088
2023-09-24 | 1 | 8840.4824
2023-09-24 | 2 | 8687.6894
2023-09-24 | 3 | 8586.5541
2023-09-24 | 4 | 8544.3099
2023-09-24 | 5 | 8541.3182
2023-09-24 | 6 | 8593.3812
2023-09-24 | 7 | 8724.0136
2023-09-24 | 8 | 8813.7424
2023-09-24 | 9 | 8890.543
2023-09-24 | 10 | 9075.6456
2023-09-24 | 11 | 9214.8364
2023-09-24 | 12 | 9216.9007
2023-09-24 | 13 | 9236.3752
2023-09-24 | 14 | 9235.2176
2023-09-24 | 15 | 9222.4821
2023-09-24 | 16 | 9249.7942
2023-09-24 | 17 | 9327.9695
2023-09-24 | 18 | 9404.4964
2023-09-24 | 19 | 9421.677
2023-09-24 | 20 | 9561.2793
2023-09-24 | 21 | 9642.8389
2023-09-24 | 22 | 9518.3977
2023-09-24 | 23 | 9299.2885
2023-09-24 | 24 | 8989.4075
2023-09-25 | 1 | 8764.1716
2023-09-25 | 2 | 8659.4619
2023-09-25 | 3 | 8597.3026
2023-09-25 | 4 | 8591.6006
2023-09-25 | 5 | 8607.1646
2023-09-25 | 6 | 8756.8678
2023-09-25 | 7 | 9100.9196
2023-09-25 | 8 | 9464.5049
2023-09-25 | 9 | 9653.7464
2023-09-25 | 10 | 9753.5626
2023-09-25 | 11 | 9780.8944
2023-09-25 | 12 | 9787.8214
2023-09-25 | 13 | 9784.1701
2023-09-25 | 14 | 9821.1849
2023-09-25 | 15 | 9862.0435
2023-09-25 | 16 | 9858.3405
2023-09-25 | 17 | 9889.0125
2023-09-25 | 18 | 9914.5237
2023-09-25 | 19 | 9835.6747
2023-09-25 | 20 | 9898.5038
2023-09-25 | 21 | 9935.2713
2023-09-25 | 22 | 9795.9802
2023-09-25 | 23 | 9502.9897
2023-09-25 | 24 | 9163.6514
2023-09-26 | 1 | 8884.449
2023-09-26 | 2 | 8685.4762
2023-09-26 | 3 | 8600.3091
2023-09-26 | 4 | 8563.9532
2023-09-26 | 5 | 8654.8526
2023-09-26 | 6 | 8820.2527
2023-09-26 | 7 | 9213.9565
2023-09-26 | 8 | 9592.8276
2023-09-26 | 9 | 9751.9717
2023-09-26 | 10 | 9880.3012
2023-09-26 | 11 | 9917.5853
2023-09-26 | 12 | 9978.7972
2023-09-26 | 13 | 9943.1339
2023-09-26 | 14 | 9926.3966
2023-09-26 | 15 | 9879.029
2023-09-26 | 16 | 9894.2836
2023-09-26 | 17 | 9955.6956
2023-09-26 | 18 | 9952.0108
2023-09-26 | 19 | 9875.8363
2023-09-26 | 20 | 9948.0507
2023-09-26 | 21 | 9988.1638
2023-09-26 | 22 | 9874.5407
2023-09-26 | 23 | 9592.5133
2023-09-26 | 24 | 9258.177
2023-09-27 | 1 | 9053.2401
2023-09-27 | 2 | 8851.0647
2023-09-27 | 3 | 8818.2329
2023-09-27 | 4 | 8777.6573
2023-09-27 | 5 | 8823.1236
2023-09-27 | 6 | 9005.5992
2023-09-27 | 7 | 9466.015
2023-09-27 | 8 | 9865.1334
2023-09-27 | 9 | 10057.1026
2023-09-27 | 10 | 10007.7241
2023-09-27 | 11 | 9908.3306
2023-09-27 | 12 | 9846.6845
2023-09-27 | 13 | 9763.5912
2023-09-27 | 14 | 9732.2727
2023-09-27 | 15 | 9715.8037
2023-09-27 | 16 | 9844.62
2023-09-27 | 17 | 9875.4955
2023-09-27 | 18 | 9868.3004
2023-09-27 | 19 | 9790.3267
2023-09-27 | 20 | 9885.0148
2023-09-27 | 21 | 9941.6348
2023-09-27 | 22 | 9804.4522
2023-09-27 | 23 | 9533.556
2023-09-27 | 24 | 9177.582
2023-09-28 | 1 | 8911.131
2023-09-28 | 2 | 8756.9987
2023-09-28 | 3 | 8625.6969
2023-09-28 | 4 | 8589.0008
2023-09-28 | 5 | 8614.1993
2023-09-28 | 6 | 8753.4363
2023-09-28 | 7 | 9108.3001
2023-09-28 | 8 | 9419.4547
2023-09-28 | 9 | 9655.2713
2023-09-28 | 10 | 9835.4144
2023-09-28 | 11 | 9896.8175
2023-09-28 | 12 | 9913.0146
2023-09-28 | 13 | 9893.4991
2023-09-28 | 14 | 9917.6543
2023-09-28 | 15 | 9921.8713
2023-09-28 | 16 | 9933.8012
2023-09-28 | 17 | 9961.6392
2023-09-28 | 18 | 9926.825
2023-09-28 | 19 | 9801.4309
2023-09-28 | 20 | 9904.7195
2023-09-28 | 21 | 9890.0874
2023-09-28 | 22 | 9746.1236
2023-09-28 | 23 | 9472.6936
2023-09-28 | 24 | 9173.1298
2023-09-29 | 1 | 8926.8446
2023-09-29 | 2 | 8742.0779
2023-09-29 | 3 | 8666.2639
2023-09-29 | 4 | 8619.6205
2023-09-29 | 5 | 8648.4641
2023-09-29 | 6 | 8819.5711
2023-09-29 | 7 | 9199.7539
2023-09-29 | 8 | 9585.1192
2023-09-29 | 9 | 9755.9938
2023-09-29 | 10 | 9837.2739
2023-09-29 | 11 | 9857.2581
2023-09-29 | 12 | 9873.1863
2023-09-29 | 13 | 9856.8024
2023-09-29 | 14 | 9849.7048
2023-09-29 | 15 | 9838.8686
2023-09-29 | 16 | 9840.0107
2023-09-29 | 17 | 9859.1484
2023-09-29 | 18 | 9864.0475
2023-09-29 | 19 | 9765.4496
2023-09-29 | 20 | 9868.738
2023-09-29 | 21 | 9866.7385
2023-09-29 | 22 | 9712.337
2023-09-29 | 23 | 9458.8985
2023-09-29 | 24 | 9162.5802
2023-09-30 | 1 | 8890.3658
2023-09-30 | 2 | 8731.872
2023-09-30 | 3 | 8638.7517
2023-09-30 | 4 | 8594.0797
2023-09-30 | 5 | 8606.6645
2023-09-30 | 6 | 8656.8894
2023-09-30 | 7 | 8824.0128
2023-09-30 | 8 | 8913.6367
2023-09-30 | 9 | 9078.2554
2023-09-30 | 10 | 9252.761
2023-09-30 | 11 | 9347.8948
2023-09-30 | 12 | 9399.88
2023-09-30 | 13 | 9406.492
2023-09-30 | 14 | 9387.574
2023-09-30 | 15 | 9357.9338
2023-09-30 | 16 | 9351.6149
2023-09-30 | 17 | 9408.4528
2023-09-30 | 18 | 9460.6175
2023-09-30 | 19 | 9453.6229
2023-09-30 | 20 | 9628.8633
2023-09-30 | 21 | 9633.6749
2023-09-30 | 22 | 9540.9661
2023-09-30 | 23 | 9388.4077
2023-09-30 | 24 | 9148.3912
2023-10-01 | 1 | 8917.097
2023-10-01 | 2 | 8935.1161
2023-10-01 | 3 | 8836.212
2023-10-01 | 4 | 8827.7855
2023-10-01 | 5 | 8829.1552
2023-10-01 | 6 | 8895.6793
2023-10-01 | 7 | 9041.8386
2023-10-01 | 8 | 9072.3096
2023-10-01 | 9 | 9189.3709
2023-10-01 | 10 | 9347.2877
2023-10-01 | 11 | 9434.3098
2023-10-01 | 12 | 9470.3395
2023-10-01 | 13 | 9482.8152
2023-10-01 | 14 | 9485.1251
2023-10-01 | 15 | 9472.8552
2023-10-01 | 16 | 9480.9484
2023-10-01 | 17 | 9556.7802
2023-10-01 | 18 | 9678.0134
2023-10-01 | 19 | 9732.2986
2023-10-01 | 20 | 9924.8524
2023-10-01 | 21 | 9932.8696
2023-10-01 | 22 | 9820.0406
2023-10-01 | 23 | 9587.3962
2023-10-01 | 24 | 9285.5468
2023-10-02 | 1 | 9053.053
2023-10-02 | 2 | 8967.0728
2023-10-02 | 3 | 8892.5754
2023-10-02 | 4 | 8871.1906
2023-10-02 | 5 | 8904.965
2023-10-02 | 6 | 9079.173
2023-10-02 | 7 | 9441.5429
2023-10-02 | 8 | 9821.5708
2023-10-02 | 9 | 10027.2782
2023-10-02 | 10 | 10111.9321
2023-10-02 | 11 | 10086.8001
2023-10-02 | 12 | 10062.9759
2023-10-02 | 13 | 10007.2974
2023-10-02 | 14 | 10009.3108
2023-10-02 | 15 | 9999.9763
2023-10-02 | 16 | 9951.7007
2023-10-02 | 17 | 9988.642
2023-10-02 | 18 | 10029.9853
2023-10-02 | 19 | 9966.0055
2023-10-02 | 20 | 10187.2551
2023-10-02 | 21 | 10225.1424
2023-10-02 | 22 | 10076.4823
2023-10-02 | 23 | 9800.7857
2023-10-02 | 24 | 9467.999
2023-10-03 | 1 | 9230.545
2023-10-03 | 2 | 9080.1179
2023-10-03 | 3 | 9013.0442
2023-10-03 | 4 | 8964.9856
2023-10-03 | 5 | 9012.1236
2023-10-03 | 6 | 9181.2536
2023-10-03 | 7 | 9559.0693
2023-10-03 | 8 | 9902.5419
2023-10-03 | 9 | 10146.5111
2023-10-03 | 10 | 10169.6991
2023-10-03 | 11 | 10094.5907
2023-10-03 | 12 | 10039.0929
2023-10-03 | 13 | 9999.1559
2023-10-03 | 14 | 9978.7759
2023-10-03 | 15 | 9966.2931
2023-10-03 | 16 | 9963.3443
2023-10-03 | 17 | 9992.5248
2023-10-03 | 18 | 10040.7453
2023-10-03 | 19 | 9974.8138
2023-10-03 | 20 | 10181.7604
2023-10-03 | 21 | 10192.3136
2023-10-03 | 22 | 10093.2263
2023-10-03 | 23 | 9813.707
2023-10-03 | 24 | 9477.0999
2023-10-04 | 1 | 9158.1542
2023-10-04 | 2 | 8970.5868
2023-10-04 | 3 | 8922.345
2023-10-04 | 4 | 8895.4903
2023-10-04 | 5 | 8938.2511
2023-10-04 | 6 | 9094.872
2023-10-04 | 7 | 9464.6187
2023-10-04 | 8 | 9799.2504
2023-10-04 | 9 | 10048.6298
2023-10-04 | 10 | 10079.1503
2023-10-04 | 11 | 10041.0514
2023-10-04 | 12 | 10015.7989
2023-10-04 | 13 | 10019.2558
2023-10-04 | 14 | 10021.5833
2023-10-04 | 15 | 10014.5912
2023-10-04 | 16 | 10033.1463
2023-10-04 | 17 | 10066.9915
2023-10-04 | 18 | 10084.0428
2023-10-04 | 19 | 9994.3709
2023-10-04 | 20 | 10181.8684
2023-10-04 | 21 | 10168.7311
2023-10-04 | 22 | 10034.2055
2023-10-04 | 23 | 9713.2981
2023-10-04 | 24 | 9378.161
2023-10-05 | 1 | 9119.4698
2023-10-05 | 2 | 8994.0622
2023-10-05 | 3 | 8902.6237
2023-10-05 | 4 | 8866.5134
2023-10-05 | 5 | 8881.1458
2023-10-05 | 6 | 9054.4955
2023-10-05 | 7 | 9413.3849
2023-10-05 | 8 | 9677.3709
2023-10-05 | 9 | 9926.1913
2023-10-05 | 10 | 10032.3347
2023-10-05 | 11 | 10050.1119
2023-10-05 | 12 | 10068.8914
2023-10-05 | 13 | 10018.7505
2023-10-05 | 14 | 10018.7553
2023-10-05 | 15 | 10007.2519
2023-10-05 | 16 | 10023.7982
2023-10-05 | 17 | 10042.3232
2023-10-05 | 18 | 10034.0092
2023-10-05 | 19 | 9924.3285
2023-10-05 | 20 | 10104.9019
2023-10-05 | 21 | 10088.0659
2023-10-05 | 22 | 9971.9139
2023-10-05 | 23 | 9718.6666
2023-10-05 | 24 | 9399.984
2023-10-06 | 1 | 9144.0719
2023-10-06 | 2 | 8985.317
2023-10-06 | 3 | 8889.5894
2023-10-06 | 4 | 8828.0372
2023-10-06 | 5 | 8885.0809
2023-10-06 | 6 | 9053.6014
2023-10-06 | 7 | 9419.3173
2023-10-06 | 8 | 9737.9088
2023-10-06 | 9 | 9993.5677
2023-10-06 | 10 | 10059.0151
2023-10-06 | 11 | 10097.4925
2023-10-06 | 12 | 10139.5976
2023-10-06 | 13 | 10007.73
2023-10-06 | 14 | 10054.6849
2023-10-06 | 15 | 10033.7465
2023-10-06 | 16 | 10032.1673
2023-10-06 | 17 | 10041.7432
2023-10-06 | 18 | 10076.6417
2023-10-06 | 19 | 9950.3955
2023-10-06 | 20 | 10101.2073
2023-10-06 | 21 | 10043.502
2023-10-06 | 22 | 9913.5405
2023-10-06 | 23 | 9646.1583
2023-10-06 | 24 | 9340.4867
2023-10-07 | 1 | 9081.4005
2023-10-07 | 2 | 8903.1815
2023-10-07 | 3 | 8808.8952
2023-10-07 | 4 | 8763.1291
2023-10-07 | 5 | 8761.3464
2023-10-07 | 6 | 8847.1903
2023-10-07 | 7 | 9013.0288
2023-10-07 | 8 | 9098.1814
2023-10-07 | 9 | 9261.5389
2023-10-07 | 10 | 9415.2976
2023-10-07 | 11 | 9527.5375
2023-10-07 | 12 | 9590.9819
2023-10-07 | 13 | 9614.2186
2023-10-07 | 14 | 9609.1677
2023-10-07 | 15 | 9619.2161
2023-10-07 | 16 | 9687.1369
2023-10-07 | 17 | 9662.2864
2023-10-07 | 18 | 9696.4543
2023-10-07 | 19 | 9670.1658
2023-10-07 | 20 | 9810.0819
2023-10-07 | 21 | 9735.9984
2023-10-07 | 22 | 9627.0317
2023-10-07 | 23 | 9431.7985
2023-10-07 | 24 | 9190.8588
2023-10-08 | 1 | 8989.5391
2023-10-08 | 2 | 8845.2118
2023-10-08 | 3 | 8738.0921
2023-10-08 | 4 | 8682.5828
2023-10-08 | 5 | 8691.654
2023-10-08 | 6 | 8759.2175
2023-10-08 | 7 | 8908.3815
2023-10-08 | 8 | 8923.4728
2023-10-08 | 9 | 9046.5329
2023-10-08 | 10 | 9213.6229
2023-10-08 | 11 | 9331.2526
2023-10-08 | 12 | 9418.8944
2023-10-08 | 13 | 9472.2315
2023-10-08 | 14 | 9521.5971
2023-10-08 | 15 | 9537.7559
2023-10-08 | 16 | 9554.1374
2023-10-08 | 17 | 9619.5616
2023-10-08 | 18 | 9696.6422
2023-10-08 | 19 | 9683.3152
2023-10-08 | 20 | 9841.0486
2023-10-08 | 21 | 9782.8934
2023-10-08 | 22 | 9674.2196
2023-10-08 | 23 | 9434.3084
2023-10-08 | 24 | 9150.217
2023-10-09 | 1 | 8916.1371
2023-10-09 | 2 | 8893.7977
2023-10-09 | 3 | 8783.1443
2023-10-09 | 4 | 8727.6279
2023-10-09 | 5 | 8756.4782
2023-10-09 | 6 | 8838.1178
2023-10-09 | 7 | 8987.2084
2023-10-09 | 8 | 9034.1266
2023-10-09 | 9 | 9227.379
2023-10-09 | 10 | 9406.4756
2023-10-09 | 11 | 9547.6425
2023-10-09 | 12 | 9648.7217
2023-10-09 | 13 | 9739.7445
2023-10-09 | 14 | 9687.2294
2023-10-09 | 15 | 9676.3715
2023-10-09 | 16 | 9655.3486
2023-10-09 | 17 | 9731.104
2023-10-09 | 18 | 9722.919
2023-10-09 | 19 | 9701.2178
2023-10-09 | 20 | 9820.8602
2023-10-09 | 21 | 9751.936
2023-10-09 | 22 | 9647.4358
2023-10-09 | 23 | 9452.9973
2023-10-09 | 24 | 9196.4243
2023-10-10 | 1 | 8967.5831
2023-10-10 | 2 | 8806.0341
2023-10-10 | 3 | 8704.5284
2023-10-10 | 4 | 8656.8079
2023-10-10 | 5 | 8695.3899
2023-10-10 | 6 | 8857.4935
2023-10-10 | 7 | 9234.8326
2023-10-10 | 8 | 9503.0092
2023-10-10 | 9 | 9769.4882
2023-10-10 | 10 | 9887.5057
2023-10-10 | 11 | 9954.6652
2023-10-10 | 12 | 9996.1212
2023-10-10 | 13 | 10035.7186
2023-10-10 | 14 | 10081.5918
2023-10-10 | 15 | 9986.9529
2023-10-10 | 16 | 10033.3084
2023-10-10 | 17 | 10058.8273
2023-10-10 | 18 | 10064.002
2023-10-10 | 19 | 10000.7355
2023-10-10 | 20 | 10122.347
2023-10-10 | 21 | 10052.3401
2023-10-10 | 22 | 9911.1538
2023-10-10 | 23 | 9617.0706
2023-10-10 | 24 | 9268.4481
2023-10-11 | 1 | 9002.6547
2023-10-11 | 2 | 8812.1943
2023-10-11 | 3 | 8721.848
2023-10-11 | 4 | 8684.4237
2023-10-11 | 5 | 8729.2829
2023-10-11 | 6 | 8897.9621
2023-10-11 | 7 | 9312.8918
2023-10-11 | 8 | 9616.128
2023-10-11 | 9 | 9864.803
2023-10-11 | 10 | 9981.3265
2023-10-11 | 11 | 10031.5545
2023-10-11 | 12 | 9986.0284
2023-10-11 | 13 | 9964.5859
2023-10-11 | 14 | 9960.8248
2023-10-11 | 15 | 9978.247
2023-10-11 | 16 | 10014.0683
2023-10-11 | 17 | 10046.2395
2023-10-11 | 18 | 10093.3871
2023-10-11 | 19 | 10007.1699
2023-10-11 | 20 | 10161.8003
2023-10-11 | 21 | 10076.4395
2023-10-11 | 22 | 9969.7311
2023-10-11 | 23 | 9650.551
2023-10-11 | 24 | 9311.7073
2023-10-12 | 1 | 9049.8023
2023-10-12 | 2 | 8922.1344
2023-10-12 | 3 | 8845.9773
2023-10-12 | 4 | 8811.7704
2023-10-12 | 5 | 8843.4418
2023-10-12 | 6 | 8999.8574
2023-10-12 | 7 | 9350.6777
2023-10-12 | 8 | 9585.2518
2023-10-12 | 9 | 9888.6579
2023-10-12 | 10 | 10071.1263
2023-10-12 | 11 | 10138.7361
2023-10-12 | 12 | 10181.5458
2023-10-12 | 13 | 10175.1057
2023-10-12 | 14 | 10179.6704
2023-10-12 | 15 | 10119.0379
2023-10-12 | 16 | 10061.0864
2023-10-12 | 17 | 10063.2267
2023-10-12 | 18 | 10070.6704
2023-10-12 | 19 | 10081.7766
2023-10-12 | 20 | 10192.4989
2023-10-12 | 21 | 10102.3126
2023-10-12 | 22 | 9967.0145
2023-10-12 | 23 | 9703.2382
2023-10-12 | 24 | 9405.3664
2023-10-13 | 1 | 9143.3212
2023-10-13 | 2 | 8971.0104
2023-10-13 | 3 | 8870.3675
2023-10-13 | 4 | 8836.4963
2023-10-13 | 5 | 8870.2336
2023-10-13 | 6 | 9026.2365
2023-10-13 | 7 | 9381.0591
2023-10-13 | 8 | 9617.4555
2023-10-13 | 9 | 9943.4674
2023-10-13 | 10 | 10083.7762
2023-10-13 | 11 | 10128.3117
2023-10-13 | 12 | 10103.4004
2023-10-13 | 13 | 10074.5618
2023-10-13 | 14 | 10126.632
2023-10-13 | 15 | 10122.4355
2023-10-13 | 16 | 10105.1719
2023-10-13 | 17 | 10129.7142
2023-10-13 | 18 | 10143.2641
2023-10-13 | 19 | 10142.3032
2023-10-13 | 20 | 10243.9828
2023-10-13 | 21 | 10166.6587
2023-10-13 | 22 | 10026.2378
2023-10-13 | 23 | 9748.0013
2023-10-13 | 24 | 9443.0667
2023-10-14 | 1 | 9185.7418
2023-10-14 | 2 | 8992.2711
2023-10-14 | 3 | 8882.0232
2023-10-14 | 4 | 8843.095
2023-10-14 | 5 | 8862.0563
2023-10-14 | 6 | 8936.4805
2023-10-14 | 7 | 9092.1725
2023-10-14 | 8 | 9229.1102
2023-10-14 | 9 | 9498.5916
2023-10-14 | 10 | 9564.0114
2023-10-14 | 11 | 9627.0443
2023-10-14 | 12 | 9639.8745
2023-10-14 | 13 | 9668.8113
2023-10-14 | 14 | 9695.4475
2023-10-14 | 15 | 9688.7248
2023-10-14 | 16 | 9603.3023
2023-10-14 | 17 | 9699.814
2023-10-14 | 18 | 9724.3807
2023-10-14 | 19 | 9836.1276
2023-10-14 | 20 | 9998.2985
2023-10-14 | 21 | 9937.6595
2023-10-14 | 22 | 9835.0509
2023-10-14 | 23 | 9660.42
2023-10-14 | 24 | 9431.9561
2023-10-15 | 1 | 9217.2979
2023-10-15 | 2 | 9094.766
2023-10-15 | 3 | 8984.477
2023-10-15 | 4 | 8928.4975
2023-10-15 | 5 | 8935.4241
2023-10-15 | 6 | 8966.2167
2023-10-15 | 7 | 9045.5865
2023-10-15 | 8 | 9143.9071
2023-10-15 | 9 | 9357.329
2023-10-15 | 10 | 9413.0705
2023-10-15 | 11 | 9548.541
2023-10-15 | 12 | 9626.4348
2023-10-15 | 13 | 9599.4486
2023-10-15 | 14 | 9548.0545
2023-10-15 | 15 | 9534.642
2023-10-15 | 16 | 9542.2163
2023-10-15 | 17 | 9589.9157
2023-10-15 | 18 | 9750.5107
2023-10-15 | 19 | 9902.8103
2023-10-15 | 20 | 10074.8624
2023-10-15 | 21 | 10012.6036
2023-10-15 | 22 | 9902.5731
2023-10-15 | 23 | 9676.8456
2023-10-15 | 24 | 9388.6995
2023-10-16 | 1 | 9136.7364
2023-10-16 | 2 | 9038.6894
2023-10-16 | 3 | 8958.8508
2023-10-16 | 4 | 8902.0545
2023-10-16 | 5 | 8930.9452
2023-10-16 | 6 | 9104.2499
2023-10-16 | 7 | 9435.0694
2023-10-16 | 8 | 9866.6491
2023-10-16 | 9 | 10208.7657
2023-10-16 | 10 | 10146.4295
2023-10-16 | 11 | 10162.1304
2023-10-16 | 12 | 10141.1861
2023-10-16 | 13 | 10119.4482
2023-10-16 | 14 | 10106.5554
2023-10-16 | 15 | 10081.274
2023-10-16 | 16 | 10038.8148
2023-10-16 | 17 | 10073.0137
2023-10-16 | 18 | 10185.2173
2023-10-16 | 19 | 10210.0576
2023-10-16 | 20 | 10338.6166
2023-10-16 | 21 | 10321.3618
2023-10-16 | 22 | 10153.9035
2023-10-16 | 23 | 9891.6746
2023-10-16 | 24 | 9568.5804
2023-10-17 | 1 | 9317.4194
2023-10-17 | 2 | 9114.8931
2023-10-17 | 3 | 9065.6683
2023-10-17 | 4 | 9030.4856
2023-10-17 | 5 | 9067.7309
2023-10-17 | 6 | 9195.9579
2023-10-17 | 7 | 9569.1777
2023-10-17 | 8 | 10026.9399
2023-10-17 | 9 | 10295.4806
2023-10-17 | 10 | 10221.0139
2023-10-17 | 11 | 10194.6723
2023-10-17 | 12 | 10179.512
2023-10-17 | 13 | 10080.9293
2023-10-17 | 14 | 10065.6773
2023-10-17 | 15 | 10032.384
2023-10-17 | 16 | 10070.3602
2023-10-17 | 17 | 10175.4321
2023-10-17 | 18 | 10220.0168
2023-10-17 | 19 | 10313.8668
2023-10-17 | 20 | 10415.2085
2023-10-17 | 21 | 10360.2265
2023-10-17 | 22 | 10229.9675
2023-10-17 | 23 | 9932.3914
2023-10-17 | 24 | 9604.2852
2023-10-18 | 1 | 9324.5623
2023-10-18 | 2 | 9121.4441
2023-10-18 | 3 | 9033.6265
2023-10-18 | 4 | 9009.0617
2023-10-18 | 5 | 9000.6643
2023-10-18 | 6 | 9127.2129
2023-10-18 | 7 | 9471.3718
2023-10-18 | 8 | 9939.2347
2023-10-18 | 9 | 10293.5963
2023-10-18 | 10 | 10254.9134
2023-10-18 | 11 | 10236.6293
2023-10-18 | 12 | 10206.2122
2023-10-18 | 13 | 10222.5586
2023-10-18 | 14 | 10157.8228
2023-10-18 | 15 | 10195.8238
2023-10-18 | 16 | 10153.8549
2023-10-18 | 17 | 10209.2798
2023-10-18 | 18 | 10299.9278
2023-10-18 | 19 | 10407.0191
2023-10-18 | 20 | 10541.3
2023-10-18 | 21 | 10491.3254
2023-10-18 | 22 | 10321.2523
2023-10-18 | 23 | 9994.2005
2023-10-18 | 24 | 9647.6684
2023-10-19 | 1 | 9380.7962
2023-10-19 | 2 | 9252.5659
2023-10-19 | 3 | 9136.4648
2023-10-19 | 4 | 9104.4919
2023-10-19 | 5 | 9098.7176
2023-10-19 | 6 | 9197.0521
2023-10-19 | 7 | 9528.6654
2023-10-19 | 8 | 9931.6771
2023-10-19 | 9 | 10250.0259
2023-10-19 | 10 | 10208.0644
2023-10-19 | 11 | 10215.6138
2023-10-19 | 12 | 10183.1366
2023-10-19 | 13 | 10148.6581
2023-10-19 | 14 | 10112.2158
2023-10-19 | 15 | 10091.8084
2023-10-19 | 16 | 10048.6681
2023-10-19 | 17 | 10108.297
2023-10-19 | 18 | 10122.6565
2023-10-19 | 19 | 10219.1537
2023-10-19 | 20 | 10303.0758
2023-10-19 | 21 | 10246.4891
2023-10-19 | 22 | 10099.4565
2023-10-19 | 23 | 9858.7812
2023-10-19 | 24 | 9540.8802
2023-10-20 | 1 | 9280.3929
2023-10-20 | 2 | 9086.2075
2023-10-20 | 3 | 8956.153
2023-10-20 | 4 | 8905.038
2023-10-20 | 5 | 8925.6365
2023-10-20 | 6 | 9047.5233
2023-10-20 | 7 | 9359.85
2023-10-20 | 8 | 9800.7891
2023-10-20 | 9 | 10142.3103
2023-10-20 | 10 | 10095.9844
2023-10-20 | 11 | 10103.4949
2023-10-20 | 12 | 10073.3452
2023-10-20 | 13 | 10028.3655
2023-10-20 | 14 | 10010.5547
2023-10-20 | 15 | 9998.5373
2023-10-20 | 16 | 9977.9206
2023-10-20 | 17 | 10003.8315
2023-10-20 | 18 | 10031.0797
2023-10-20 | 19 | 10115.4189
2023-10-20 | 20 | 10188.7058
2023-10-20 | 21 | 10123.7649
2023-10-20 | 22 | 9984.4578
2023-10-20 | 23 | 9710.6357
2023-10-20 | 24 | 9405.817
2023-10-21 | 1 | 9156.7393
2023-10-21 | 2 | 8992.911
2023-10-21 | 3 | 8878.2302
2023-10-21 | 4 | 8835.483
2023-10-21 | 5 | 8860.0458
2023-10-21 | 6 | 8910.7899
2023-10-21 | 7 | 9044.537
2023-10-21 | 8 | 9256.5235
2023-10-21 | 9 | 9470.1961
2023-10-21 | 10 | 9518.3653
2023-10-21 | 11 | 9607.6939
2023-10-21 | 12 | 9627.8669
2023-10-21 | 13 | 9613.6413
2023-10-21 | 14 | 9638.7845
2023-10-21 | 15 | 9589.7605
2023-10-21 | 16 | 9601.2773
2023-10-21 | 17 | 9626.2275
2023-10-21 | 18 | 9691.3464
2023-10-21 | 19 | 9844.3784
2023-10-21 | 20 | 9905.7302
2023-10-21 | 21 | 9818.2407
2023-10-21 | 22 | 9736.0648
2023-10-21 | 23 | 9548.4154
2023-10-21 | 24 | 9301.1208
2023-10-22 | 1 | 9068.8362
2023-10-22 | 2 | 8933.2591
2023-10-22 | 3 | 8829.2385
2023-10-22 | 4 | 8782.6716
2023-10-22 | 5 | 8789.5384
2023-10-22 | 6 | 8838.067
2023-10-22 | 7 | 8973.9941
2023-10-22 | 8 | 9168.5867
2023-10-22 | 9 | 9352.9373
2023-10-22 | 10 | 9357.3876
2023-10-22 | 11 | 9494.6052
2023-10-22 | 12 | 9526.1453
2023-10-22 | 13 | 9598.7136
2023-10-22 | 14 | 9602.3406
2023-10-22 | 15 | 9513.8337
2023-10-22 | 16 | 9511.5568
2023-10-22 | 17 | 9579.6528
2023-10-22 | 18 | 9671.4579
2023-10-22 | 19 | 9877.214
2023-10-22 | 20 | 9964.5543
2023-10-22 | 21 | 9896.3812
2023-10-22 | 22 | 9791.5521
2023-10-22 | 23 | 9553.9577
2023-10-22 | 24 | 9259.4208
2023-10-23 | 1 | 9017.0301
2023-10-23 | 2 | 8935.7203
2023-10-23 | 3 | 8852.5604
2023-10-23 | 4 | 8823.7474
2023-10-23 | 5 | 8859.3811
2023-10-23 | 6 | 9016.9356
2023-10-23 | 7 | 9426.6457
2023-10-23 | 8 | 9899.524
2023-10-23 | 9 | 10121.4919
2023-10-23 | 10 | 10066.2118
2023-10-23 | 11 | 10077.6519
2023-10-23 | 12 | 10068.0321
2023-10-23 | 13 | 10032.1589
2023-10-23 | 14 | 10010.0904
2023-10-23 | 15 | 9994.245
2023-10-23 | 16 | 9992.0773
2023-10-23 | 17 | 10062.4315
2023-10-23 | 18 | 10105.8754
2023-10-23 | 19 | 10225.2708
2023-10-23 | 20 | 10246.7707
2023-10-23 | 21 | 10169.656
2023-10-23 | 22 | 10025.1575
2023-10-23 | 23 | 9737.6195
2023-10-23 | 24 | 9394.8574
2023-10-24 | 1 | 9119.6259
2023-10-24 | 2 | 8929.3904
2023-10-24 | 3 | 8849.3129
2023-10-24 | 4 | 8815.9485
2023-10-24 | 5 | 8844.8113
2023-10-24 | 6 | 8988.9112
2023-10-24 | 7 | 9354.1372
2023-10-24 | 8 | 9818.0536
2023-10-24 | 9 | 10064.7095
2023-10-24 | 10 | 10048.113
2023-10-24 | 11 | 10060.8605
2023-10-24 | 12 | 10131.941
2023-10-24 | 13 | 10109.9053
2023-10-24 | 14 | 10128.1413
2023-10-24 | 15 | 10124.2879
2023-10-24 | 16 | 10141.4484
2023-10-24 | 17 | 10204.7193
2023-10-24 | 18 | 10141.4556
2023-10-24 | 19 | 10186.8784
2023-10-24 | 20 | 10164.3538
2023-10-24 | 21 | 10099.5995
2023-10-24 | 22 | 9947.149
2023-10-24 | 23 | 9643.4953
2023-10-24 | 24 | 9306.0403
2023-10-25 | 1 | 9042.5566
2023-10-25 | 2 | 8849.0921
2023-10-25 | 3 | 8773.4825
2023-10-25 | 4 | 8744.0772
2023-10-25 | 5 | 8783.6873
2023-10-25 | 6 | 8975.0066
2023-10-25 | 7 | 9346.2966
2023-10-25 | 8 | 9852.1966
2023-10-25 | 9 | 10086.4834
2023-10-25 | 10 | 10043.7054
2023-10-25 | 11 | 10059.3655
2023-10-25 | 12 | 10100.8418
2023-10-25 | 13 | 10036.988
2023-10-25 | 14 | 10105.9562
2023-10-25 | 15 | 10067.7258
2023-10-25 | 16 | 10035.4762
2023-10-25 | 17 | 10093.0181
2023-10-25 | 18 | 10094.6888
2023-10-25 | 19 | 10231.6175
2023-10-25 | 20 | 10213.5764
2023-10-25 | 21 | 10176.921
2023-10-25 | 22 | 10036.5546
2023-10-25 | 23 | 9743.7731
2023-10-25 | 24 | 9401.1249
2023-10-26 | 1 | 9098.588
2023-10-26 | 2 | 8968.9843
2023-10-26 | 3 | 8887.703
2023-10-26 | 4 | 8862.8617
2023-10-26 | 5 | 8891.2547
2023-10-26 | 6 | 9066.0033
2023-10-26 | 7 | 9414.5151
2023-10-26 | 8 | 9850.2323
2023-10-26 | 9 | 10105.8833
2023-10-26 | 10 | 10101.7145
2023-10-26 | 11 | 10186.0023
2023-10-26 | 12 | 10177.0189
2023-10-26 | 13 | 10200.1138
2023-10-26 | 14 | 10253.8002
2023-10-26 | 15 | 10305.8342
2023-10-26 | 16 | 10304.0627
2023-10-26 | 17 | 10303.0197
2023-10-26 | 18 | 10310.41
2023-10-26 | 19 | 10392.8196
2023-10-26 | 20 | 10355.4478
2023-10-26 | 21 | 10274.3106
2023-10-26 | 22 | 10122.6182
2023-10-26 | 23 | 9860.6843
2023-10-26 | 24 | 9523.9205
2023-10-27 | 1 | 9260.6618
2023-10-27 | 2 | 9112.672
2023-10-27 | 3 | 9001.485
2023-10-27 | 4 | 8940.1904
2023-10-27 | 5 | 9025.912
2023-10-27 | 6 | 9176.9274
2023-10-27 | 7 | 9493.8363
2023-10-27 | 8 | 9932.5517
2023-10-27 | 9 | 10199.5753
2023-10-27 | 10 | 10222.9913
2023-10-27 | 11 | 10271.6364
2023-10-27 | 12 | 10268.1606
2023-10-27 | 13 | 10270.7908
2023-10-27 | 14 | 10265.6723
2023-10-27 | 15 | 10243.5705
2023-10-27 | 16 | 10231.2736
2023-10-27 | 17 | 10258.7393
2023-10-27 | 18 | 10303.4293
2023-10-27 | 19 | 10463.4638
2023-10-27 | 20 | 10478.0172
2023-10-27 | 21 | 10425.2435
2023-10-27 | 22 | 10296.1491
2023-10-27 | 23 | 10025.059
2023-10-27 | 24 | 9729.7202
2023-10-28 | 1 | 9474.3916
2023-10-28 | 2 | 9287.0327
2023-10-28 | 3 | 9224.8197
2023-10-28 | 4 | 9134.7813
2023-10-28 | 5 | 9141.3088
2023-10-28 | 6 | 9177.6463
2023-10-28 | 7 | 9269.7523
2023-10-28 | 8 | 9475.2117
2023-10-28 | 9 | 9650.3281
2023-10-28 | 10 | 9741.2375
2023-10-28 | 11 | 9793.4442
2023-10-28 | 12 | 9774.8768
2023-10-28 | 13 | 9744.0998
2023-10-28 | 14 | 9692.2894
2023-10-28 | 15 | 9662.7292
2023-10-28 | 16 | 9646.4865
2023-10-28 | 17 | 9704.3378
2023-10-28 | 18 | 9782.2689
2023-10-28 | 19 | 10002.6486
2023-10-28 | 20 | 9984.1221
2023-10-28 | 21 | 9924.3747
2023-10-28 | 22 | 9836.3926
2023-10-28 | 23 | 9643.3343
2023-10-28 | 24 | 9389.5751
2023-10-29 | 1 | 9142.8823
2023-10-29 | 2 | 8964.1358
2023-10-29 | 3 | 8861.2492
2023-10-29 | 4 | 8812.5231
2023-10-29 | 5 | 8804.3411
2023-10-29 | 6 | 8836.5651
2023-10-29 | 7 | 8948.0317
2023-10-29 | 8 | 9095.2377
2023-10-29 | 9 | 9250.1619
2023-10-29 | 10 | 9355.6921
2023-10-29 | 11 | 9467.1838
2023-10-29 | 12 | 9553.1159
2023-10-29 | 13 | 9626.1945
2023-10-29 | 14 | 9653.457
2023-10-29 | 15 | 9529.484
2023-10-29 | 16 | 9625.2382
2023-10-29 | 17 | 9690.969
2023-10-29 | 18 | 9751.0341
2023-10-29 | 19 | 9936.3159
2023-10-29 | 20 | 9921.9016
2023-10-29 | 21 | 9864.7695
2023-10-29 | 22 | 9783.9968
2023-10-29 | 23 | 9535.8184
2023-10-29 | 24 | 9261.0599
2023-10-30 | 1 | 8982.3174
2023-10-30 | 2 | 8905.6062
2023-10-30 | 3 | 8821.2545
2023-10-30 | 4 | 8785.9624
2023-10-30 | 5 | 8811.6087
2023-10-30 | 6 | 8966.5023
2023-10-30 | 7 | 9309.9788
2023-10-30 | 8 | 9744.7391
2023-10-30 | 9 | 9957.2891
2023-10-30 | 10 | 9982.0785
2023-10-30 | 11 | 10010.2424
2023-10-30 | 12 | 10025.6021
2023-10-30 | 13 | 10025.5186
2023-10-30 | 14 | 10036.7926
2023-10-30 | 15 | 10083.1406
2023-10-30 | 16 | 10068.5374
2023-10-30 | 17 | 10203.4152
2023-10-30 | 18 | 10188.7135
2023-10-30 | 19 | 10397.6419
2023-10-30 | 20 | 10372.0038
2023-10-30 | 21 | 10279.0646
2023-10-30 | 22 | 10082.6345
2023-10-30 | 23 | 9790.1342
2023-10-30 | 24 | 9455.937
2023-10-31 | 1 | 9237.2991
2023-10-31 | 2 | 9108.2707
2023-10-31 | 3 | 9051.8934
2023-10-31 | 4 | 9013.9752
2023-10-31 | 5 | 9064.8647
2023-10-31 | 6 | 9210.7925
2023-10-31 | 7 | 9558.498
2023-10-31 | 8 | 10002.9065
2023-10-31 | 9 | 10210.2115
2023-10-31 | 10 | 10248.7249
2023-10-31 | 11 | 10271.1534
2023-10-31 | 12 | 10258.4661
2023-10-31 | 13 | 10267.8275
2023-10-31 | 14 | 10251.745
2023-10-31 | 15 | 10208.7465
2023-10-31 | 16 | 10203.503
2023-10-31 | 17 | 10226.9415
2023-10-31 | 18 | 10311.2396
2023-10-31 | 19 | 10504.9746
2023-10-31 | 20 | 10517.241
2023-10-31 | 21 | 10426.8635
2023-10-31 | 22 | 10280.4236
2023-10-31 | 23 | 10013.4896
2023-10-31 | 24 | 9676.2897
2023-11-01 | 1 | 9420.1856
2023-11-01 | 2 | 9322.3397
2023-11-01 | 3 | 9223.1899
2023-11-01 | 4 | 9176.7059
2023-11-01 | 5 | 9209.304
2023-11-01 | 6 | 9363.9941
2023-11-01 | 7 | 9718.8453
2023-11-01 | 8 | 10207.8192
2023-11-01 | 9 | 10436.1473
2023-11-01 | 10 | 10495.5178
2023-11-01 | 11 | 10567.2035
2023-11-01 | 12 | 10618.5431
2023-11-01 | 13 | 10656.0438
2023-11-01 | 14 | 10706.7814
2023-11-01 | 15 | 10714.375
2023-11-01 | 16 | 10719.5883
2023-11-01 | 17 | 10699.6911
2023-11-01 | 18 | 10813.2032
2023-11-01 | 19 | 11023.5603
2023-11-01 | 20 | 10970.1062
2023-11-01 | 21 | 10859.4937
2023-11-01 | 22 | 10688.5413
2023-11-01 | 23 | 10369.026
2023-11-01 | 24 | 10009.6583
2023-11-02 | 1 | 9726.1584
2023-11-02 | 2 | 9580.252
2023-11-02 | 3 | 9487.6295
2023-11-02 | 4 | 9443.6812
2023-11-02 | 5 | 9452.9554
2023-11-02 | 6 | 9576.4462
2023-11-02 | 7 | 9873.3086
2023-11-02 | 8 | 10334.8481
2023-11-02 | 9 | 10588.6342
2023-11-02 | 10 | 10683.9008
2023-11-02 | 11 | 10743.5028
2023-11-02 | 12 | 10779.37
2023-11-02 | 13 | 10749.3943
2023-11-02 | 14 | 10693.2902
2023-11-02 | 15 | 10692.0304
2023-11-02 | 16 | 10722.3276
2023-11-02 | 17 | 10797.8498
2023-11-02 | 18 | 10909.7978
2023-11-02 | 19 | 11190.8276
2023-11-02 | 20 | 11133.7637
2023-11-02 | 21 | 11017.8371
2023-11-02 | 22 | 10875.2623
2023-11-02 | 23 | 10621.8594
2023-11-02 | 24 | 10315.4281
2023-11-03 | 1 | 10022.6279
2023-11-03 | 2 | 9831.7034
2023-11-03 | 3 | 9712.1603
2023-11-03 | 4 | 9664.1046
2023-11-03 | 5 | 9680.4038
2023-11-03 | 6 | 9795.9966
2023-11-03 | 7 | 10099.6951
2023-11-03 | 8 | 10557.6884
2023-11-03 | 9 | 10790.0687
2023-11-03 | 10 | 10894.2682
2023-11-03 | 11 | 10974.486
2023-11-03 | 12 | 10928.3297
2023-11-03 | 13 | 10923.7531
2023-11-03 | 14 | 10805.1717
2023-11-03 | 15 | 10799.2979
2023-11-03 | 16 | 10743.9512
2023-11-03 | 17 | 10763.8589
2023-11-03 | 18 | 10876.9068
2023-11-03 | 19 | 11145.3859
2023-11-03 | 20 | 11099.451
2023-11-03 | 21 | 11026.6979
2023-11-03 | 22 | 10869.6964
2023-11-03 | 23 | 10617.4863
2023-11-03 | 24 | 10318.4445
2023-11-04 | 1 | 10026.0512
2023-11-04 | 2 | 9704.4813
2023-11-04 | 3 | 9567.8715
2023-11-04 | 4 | 9469.2732
2023-11-04 | 5 | 9433.5491
2023-11-04 | 6 | 9413.2297
2023-11-04 | 7 | 9439.9787
2023-11-04 | 8 | 9620.6396
2023-11-04 | 9 | 9846.6121
2023-11-04 | 10 | 10065.2056
2023-11-04 | 11 | 10150.5041
2023-11-04 | 12 | 10140.4185
2023-11-04 | 13 | 10102.442
2023-11-04 | 14 | 10061.6545
2023-11-04 | 15 | 10012.0866
2023-11-04 | 16 | 9979.9867
2023-11-04 | 17 | 10032.2052
2023-11-04 | 18 | 10175.6904
2023-11-04 | 19 | 10491.4855
2023-11-04 | 20 | 10477.8486
2023-11-04 | 21 | 10398.8269
2023-11-04 | 22 | 10273.6662
2023-11-04 | 23 | 10069.728
2023-11-04 | 24 | 9801.073
2023-11-05 | 1 | 9546.4828
2023-11-05 | 2 | 9356.9593
2023-11-05 | 02X | 9356.866
2023-11-05 | 3 | 9292.3929
2023-11-05 | 4 | 9266.136
2023-11-05 | 5 | 9296.0966
2023-11-05 | 6 | 9384.4689
2023-11-05 | 7 | 9544.1903
2023-11-05 | 8 | 9654.6955
2023-11-05 | 9 | 9821.2322
2023-11-05 | 10 | 9954.1895
2023-11-05 | 11 | 9971.5257
2023-11-05 | 12 | 9991.3203
2023-11-05 | 13 | 9974.8786
2023-11-05 | 14 | 9948.4739
2023-11-05 | 15 | 9951.1843
2023-11-05 | 16 | 10056.7143
2023-11-05 | 17 | 10253.2906
2023-11-05 | 18 | 10538.8834
2023-11-05 | 19 | 10504.0922
2023-11-05 | 20 | 10431.7851
2023-11-05 | 21 | 10296.8634
2023-11-05 | 22 | 10048.6651
2023-11-05 | 23 | 9736.0123
2023-11-05 | 24 | 9482.6346
2023-11-06 | 1 | 9371.5901
2023-11-06 | 2 | 9297.3662
2023-11-06 | 3 | 9257.1594
2023-11-06 | 4 | 9276.5846
2023-11-06 | 5 | 9432.6331
2023-11-06 | 6 | 9777.7629
2023-11-06 | 7 | 10258.7554
2023-11-06 | 8 | 10429.3808
2023-11-06 | 9 | 10469.0935
2023-11-06 | 10 | 10502.4922
2023-11-06 | 11 | 10474.0982
2023-11-06 | 12 | 10457.7656
2023-11-06 | 13 | 10436.8518
2023-11-06 | 14 | 10421.9947
2023-11-06 | 15 | 10442.2094
2023-11-06 | 16 | 10518.7954
2023-11-06 | 17 | 10657.3109
2023-11-06 | 18 | 10852.3293
2023-11-06 | 19 | 10798.81
2023-11-06 | 20 | 10720.0658
2023-11-06 | 21 | 10575.191
2023-11-06 | 22 | 10277.1287
2023-11-06 | 23 | 9919.9628
2023-11-06 | 24 | 9651.8248
2023-11-07 | 1 | 9454.3977
2023-11-07 | 2 | 9374.7728
2023-11-07 | 3 | 9342.3906
2023-11-07 | 4 | 9371.7953
2023-11-07 | 5 | 9523.0887
2023-11-07 | 6 | 9880.7334
2023-11-07 | 7 | 10382.1549
2023-11-07 | 8 | 10555.9443
2023-11-07 | 9 | 10623.4608
2023-11-07 | 10 | 10670.8095
2023-11-07 | 11 | 10693.6419
2023-11-07 | 12 | 10713.5058
2023-11-07 | 13 | 10718.3971
2023-11-07 | 14 | 10715.0195
2023-11-07 | 15 | 10723.7004
2023-11-07 | 16 | 10807.3543
2023-11-07 | 17 | 10977.1162
2023-11-07 | 18 | 11226.1321
2023-11-07 | 19 | 11141.5454
2023-11-07 | 20 | 11057.726
2023-11-07 | 21 | 10903.6822
2023-11-07 | 22 | 10614.4081
2023-11-07 | 23 | 10261.0383
2023-11-07 | 24 | 9978.4112
2023-11-08 | 1 | 9782.4321
2023-11-08 | 2 | 9693.9862
2023-11-08 | 3 | 9662.9448
2023-11-08 | 4 | 9667.2169
2023-11-08 | 5 | 9791.18
2023-11-08 | 6 | 10081.7538
2023-11-08 | 7 | 10524.4532
2023-11-08 | 8 | 10731.0336
2023-11-08 | 9 | 10834.35
2023-11-08 | 10 | 10858.5683
2023-11-08 | 11 | 10834.0466
2023-11-08 | 12 | 10756.6099
2023-11-08 | 13 | 10744.9325
2023-11-08 | 14 | 10753.7552
2023-11-08 | 15 | 10685.4824
2023-11-08 | 16 | 10739.0421
2023-11-08 | 17 | 10957.9306
2023-11-08 | 18 | 11166.0901
2023-11-08 | 19 | 11105.5246
2023-11-08 | 20 | 11046.3787
2023-11-08 | 21 | 10922.7734
2023-11-08 | 22 | 10647.2482
2023-11-08 | 23 | 10306.9731
2023-11-08 | 24 | 10009.0014
2023-11-09 | 1 | 9843.345
2023-11-09 | 2 | 9749.0347
2023-11-09 | 3 | 9695.639
2023-11-09 | 4 | 9699.0935
2023-11-09 | 5 | 9815.905
2023-11-09 | 6 | 10088.8097
2023-11-09 | 7 | 10564.5078
2023-11-09 | 8 | 10737.0238
2023-11-09 | 9 | 10849.7752
2023-11-09 | 10 | 10846.7641
2023-11-09 | 11 | 10896.4652
2023-11-09 | 12 | 10846.8025
2023-11-09 | 13 | 10793.9521
2023-11-09 | 14 | 10686.7102
2023-11-09 | 15 | 10664.1338
2023-11-09 | 16 | 10749.1596
2023-11-09 | 17 | 10885.6573
2023-11-09 | 18 | 11092.8651
2023-11-09 | 19 | 11028.8294
2023-11-09 | 20 | 10960.7509
2023-11-09 | 21 | 10809.8237
2023-11-09 | 22 | 10556.3106
2023-11-09 | 23 | 10243.1282
2023-11-09 | 24 | 9970.9657
2023-11-10 | 1 | 9753.2831
2023-11-10 | 2 | 9642.1685
2023-11-10 | 3 | 9595.5666
2023-11-10 | 4 | 9577.28
2023-11-10 | 5 | 9698.5464
2023-11-10 | 6 | 9968.3955
2023-11-10 | 7 | 10425.9304
2023-11-10 | 8 | 10624.5932
2023-11-10 | 9 | 10747.2463
2023-11-10 | 10 | 10806.6531
2023-11-10 | 11 | 10787.6644
2023-11-10 | 12 | 10722.7157
2023-11-10 | 13 | 10685.0189
2023-11-10 | 14 | 10698.1161
2023-11-10 | 15 | 10668.6793
2023-11-10 | 16 | 10686.9282
2023-11-10 | 17 | 10796.4539
2023-11-10 | 18 | 10956.0114
2023-11-10 | 19 | 10872.3136
2023-11-10 | 20 | 10796.818
2023-11-10 | 21 | 10648.4784
2023-11-10 | 22 | 10381.3882
2023-11-10 | 23 | 10057.0161
2023-11-10 | 24 | 9782.2844
2023-11-11 | 1 | 9528.3813
2023-11-11 | 2 | 9402.3762
2023-11-11 | 3 | 9325.211
2023-11-11 | 4 | 9311.6381
2023-11-11 | 5 | 9333.1065
2023-11-11 | 6 | 9415.5068
2023-11-11 | 7 | 9578.9824
2023-11-11 | 8 | 9651.1375
2023-11-11 | 9 | 9851.3287
2023-11-11 | 10 | 9940.3038
2023-11-11 | 11 | 10016.2917
2023-11-11 | 12 | 10076.0618
2023-11-11 | 13 | 10115.4086
2023-11-11 | 14 | 10115.4614
2023-11-11 | 15 | 10095.8726
2023-11-11 | 16 | 10202.4152
2023-11-11 | 17 | 10419.2924
2023-11-11 | 18 | 10672.6395
2023-11-11 | 19 | 10626.9478
2023-11-11 | 20 | 10552.7125
2023-11-11 | 21 | 10417.2471
2023-11-11 | 22 | 10186.2258
2023-11-11 | 23 | 9881.2241
2023-11-11 | 24 | 9624.2004
2023-11-12 | 1 | 9526.5611
2023-11-12 | 2 | 9427.4001
2023-11-12 | 3 | 9382.1043
2023-11-12 | 4 | 9387.6292
2023-11-12 | 5 | 9432.8585
2023-11-12 | 6 | 9542.9435
2023-11-12 | 7 | 9745.3234
2023-11-12 | 8 | 9833.2326
2023-11-12 | 9 | 10034.075
2023-11-12 | 10 | 10143.6681
2023-11-12 | 11 | 10228.3032
2023-11-12 | 12 | 10178.8305
2023-11-12 | 13 | 10114.0839
2023-11-12 | 14 | 10098.1141
2023-11-12 | 15 | 10088.6945
2023-11-12 | 16 | 10229.3551
2023-11-12 | 17 | 10481.9859
2023-11-12 | 18 | 10721.3748
2023-11-12 | 19 | 10668.1862
2023-11-12 | 20 | 10598.3986
2023-11-12 | 21 | 10470.3552
2023-11-12 | 22 | 10248.0344
2023-11-12 | 23 | 9936.1755
2023-11-12 | 24 | 9658.4467
2023-11-13 | 1 | 9533.9029
2023-11-13 | 2 | 9434.0729
2023-11-13 | 3 | 9375.5651
2023-11-13 | 4 | 9374.9907
2023-11-13 | 5 | 9479.547
2023-11-13 | 6 | 9790.6788
2023-11-13 | 7 | 10219.3781
2023-11-13 | 8 | 10441.7933
2023-11-13 | 9 | 10579.1635
2023-11-13 | 10 | 10589.4433
2023-11-13 | 11 | 10493.7585
2023-11-13 | 12 | 10546.8935
2023-11-13 | 13 | 10556.7497
2023-11-13 | 14 | 10522.5295
2023-11-13 | 15 | 10520.4463
2023-11-13 | 16 | 10585.1877
2023-11-13 | 17 | 10676.4591
2023-11-13 | 18 | 10795.7201
2023-11-13 | 19 | 10690.7237
2023-11-13 | 20 | 10611.3606
2023-11-13 | 21 | 10455.4513
2023-11-13 | 22 | 10156.0122
2023-11-13 | 23 | 9799.5623
2023-11-13 | 24 | 9527.72
2023-11-14 | 1 | 9338.7
2023-11-14 | 2 | 9253.85
2023-11-14 | 3 | 9208.6064
2023-11-14 | 4 | 9240.5397
2023-11-14 | 5 | 9409.5884
2023-11-14 | 6 | 9765.3623
2023-11-14 | 7 | 10248.1431
2023-11-14 | 8 | 10405.0261
2023-11-14 | 9 | 10540.0288
2023-11-14 | 10 | 10547.0854
2023-11-14 | 11 | 10546.3184
2023-11-14 | 12 | 10496.2737
2023-11-14 | 13 | 10575.1943
2023-11-14 | 14 | 10464.8691
2023-11-14 | 15 | 10585.3817
2023-11-14 | 16 | 10653.6414
2023-11-14 | 17 | 10805.2847
2023-11-14 | 18 | 10921.5507
2023-11-14 | 19 | 10820.4226
2023-11-14 | 20 | 10738.4873
2023-11-14 | 21 | 10568.5048
2023-11-14 | 22 | 10263.8827
2023-11-14 | 23 | 9914.7755
2023-11-14 | 24 | 9640.4272
2023-11-15 | 1 | 9439.0184
2023-11-15 | 2 | 9347.3172
2023-11-15 | 3 | 9308.3614
2023-11-15 | 4 | 9327.3983
2023-11-15 | 5 | 9467.7181
2023-11-15 | 6 | 9815.3754
2023-11-15 | 7 | 10291.0685
2023-11-15 | 8 | 10558.2436
2023-11-15 | 9 | 10678.7385
2023-11-15 | 10 | 10583.1245
2023-11-15 | 11 | 10586.1179
2023-11-15 | 12 | 10621.8996
2023-11-15 | 13 | 10621.0848
2023-11-15 | 14 | 10645.9397
2023-11-15 | 15 | 10697.2455
2023-11-15 | 16 | 10782.2826
2023-11-15 | 17 | 10951.2305
2023-11-15 | 18 | 11071.7669
2023-11-15 | 19 | 10964.1055
2023-11-15 | 20 | 10872.8147
2023-11-15 | 21 | 10678.7135
2023-11-15 | 22 | 10366.0918
2023-11-15 | 23 | 10015.1605
2023-11-15 | 24 | 9726.7735
2023-11-16 | 1 | 9568.3865
2023-11-16 | 2 | 9472.789
2023-11-16 | 3 | 9430.3556
2023-11-16 | 4 | 9427.8405
2023-11-16 | 5 | 9546.3917
2023-11-16 | 6 | 9850.6276
2023-11-16 | 7 | 10343.7815
2023-11-16 | 8 | 10625.573
2023-11-16 | 9 | 10784.8966
2023-11-16 | 10 | 10734.0318
2023-11-16 | 11 | 10661.6697
2023-11-16 | 12 | 10619.1866
2023-11-16 | 13 | 10574.0835
2023-11-16 | 14 | 10566.5641
2023-11-16 | 15 | 10645.954
2023-11-16 | 16 | 10690.7571
2023-11-16 | 17 | 10846.3161
2023-11-16 | 18 | 10966.4799
2023-11-16 | 19 | 10890.227
2023-11-16 | 20 | 10839.8131
2023-11-16 | 21 | 10646.05
2023-11-16 | 22 | 10361.3522
2023-11-16 | 23 | 10042.441
2023-11-16 | 24 | 9769.4912
2023-11-17 | 1 | 9586.2253
2023-11-17 | 2 | 9476.9174
2023-11-17 | 3 | 9432.0632
2023-11-17 | 4 | 9455.4785
2023-11-17 | 5 | 9593.6467
2023-11-17 | 6 | 9903.1798
2023-11-17 | 7 | 10361.9991
2023-11-17 | 8 | 10618.0165
2023-11-17 | 9 | 10778.0352
2023-11-17 | 10 | 10727.4933
2023-11-17 | 11 | 10760.2477
2023-11-17 | 12 | 10706.7048
2023-11-17 | 13 | 10713.1956
2023-11-17 | 14 | 10722.1451
2023-11-17 | 15 | 10722.9733
2023-11-17 | 16 | 10778.5821
2023-11-17 | 17 | 11015.4201
2023-11-17 | 18 | 11169.5149
2023-11-17 | 19 | 11066.4056
2023-11-17 | 20 | 10973.4367
2023-11-17 | 21 | 10828.0405
2023-11-17 | 22 | 10564.2562
2023-11-17 | 23 | 10243.225
2023-11-17 | 24 | 9966.6065
2023-11-18 | 1 | 9773.0549
2023-11-18 | 2 | 9670.6351
2023-11-18 | 3 | 9594.5566
2023-11-18 | 4 | 9586.4775
2023-11-18 | 5 | 9626.9327
2023-11-18 | 6 | 9717.7582
2023-11-18 | 7 | 9923.9192
2023-11-18 | 8 | 10140.5161
2023-11-18 | 9 | 10394.944
2023-11-18 | 10 | 10423.0641
2023-11-18 | 11 | 10505.3985
2023-11-18 | 12 | 10505.4633
2023-11-18 | 13 | 10507.8284
2023-11-18 | 14 | 10481.8909
2023-11-18 | 15 | 10484.6979
2023-11-18 | 16 | 10545.3412
2023-11-18 | 17 | 10775.1086
2023-11-18 | 18 | 11007.41
2023-11-18 | 19 | 10958.6215
2023-11-18 | 20 | 10885.4807
2023-11-18 | 21 | 10761.8606
2023-11-18 | 22 | 10591.5556
2023-11-18 | 23 | 10311.771
2023-11-18 | 24 | 10056.5853
2023-11-19 | 1 | 9852.4399
2023-11-19 | 2 | 9717.2316
2023-11-19 | 3 | 9637.9597
2023-11-19 | 4 | 9604.7607
2023-11-19 | 5 | 9596.2753
2023-11-19 | 6 | 9625.6511
2023-11-19 | 7 | 9780.041
2023-11-19 | 8 | 10077.4051
2023-11-19 | 9 | 10314.239
2023-11-19 | 10 | 10190.2414
2023-11-19 | 11 | 10243.2396
2023-11-19 | 12 | 10288.8547
2023-11-19 | 13 | 10283.7681
2023-11-19 | 14 | 10264.3667
2023-11-19 | 15 | 10286.5868
2023-11-19 | 16 | 10404.5855
2023-11-19 | 17 | 10763.9794
2023-11-19 | 18 | 11022.3375
2023-11-19 | 19 | 10958.4733
2023-11-19 | 20 | 10878.23
2023-11-19 | 21 | 10743.6305
2023-11-19 | 22 | 10498.2986
2023-11-19 | 23 | 10168.2463
2023-11-19 | 24 | 9898.1559
2023-11-20 | 1 | 9774.6269
2023-11-20 | 2 | 9664.7508
2023-11-20 | 3 | 9601.5674
2023-11-20 | 4 | 9610.8142
2023-11-20 | 5 | 9705.9381
2023-11-20 | 6 | 9997.3818
2023-11-20 | 7 | 10451.146
2023-11-20 | 8 | 10824.9071
2023-11-20 | 9 | 10978.0401
2023-11-20 | 10 | 10799.8092
2023-11-20 | 11 | 10825.2026
2023-11-20 | 12 | 10783.4699
2023-11-20 | 13 | 10818.5416
2023-11-20 | 14 | 10775.7309
2023-11-20 | 15 | 10802.335
2023-11-20 | 16 | 10899.8677
2023-11-20 | 17 | 11166.26
2023-11-20 | 18 | 11332.6162
2023-11-20 | 19 | 11243.3389
2023-11-20 | 20 | 11154.8049
2023-11-20 | 21 | 11006.5002
2023-11-20 | 22 | 10718.9435
2023-11-20 | 23 | 10356.986
2023-11-20 | 24 | 10069.1805
2023-11-21 | 1 | 9865.1331
2023-11-21 | 2 | 9775.8302
2023-11-21 | 3 | 9734.6531
2023-11-21 | 4 | 9747.3272
2023-11-21 | 5 | 9879.9978
2023-11-21 | 6 | 10180.9547
2023-11-21 | 7 | 10640.1257
2023-11-21 | 8 | 11007.1479
2023-11-21 | 9 | 11147.3815
2023-11-21 | 10 | 11046.8217
2023-11-21 | 11 | 11065.5867
2023-11-21 | 12 | 11124.619
2023-11-21 | 13 | 11105.7634
2023-11-21 | 14 | 11071.597
2023-11-21 | 15 | 11138.6361
2023-11-21 | 16 | 11179.0654
2023-11-21 | 17 | 11404.8112
2023-11-21 | 18 | 11616.7489
2023-11-21 | 19 | 11515.1117
2023-11-21 | 20 | 11416.1251
2023-11-21 | 21 | 11265.5334
2023-11-21 | 22 | 11018.0935
2023-11-21 | 23 | 10685.8269
2023-11-21 | 24 | 10374.6918
2023-11-22 | 1 | 10133.1598
2023-11-22 | 2 | 10043.1638
2023-11-22 | 3 | 9993.8835
2023-11-22 | 4 | 9967.3332
2023-11-22 | 5 | 10046.9607
2023-11-22 | 6 | 10249.5628
2023-11-22 | 7 | 10669.8897
2023-11-22 | 8 | 11069.5228
2023-11-22 | 9 | 11234.7279
2023-11-22 | 10 | 11114.3754
2023-11-22 | 11 | 11126.0521
2023-11-22 | 12 | 11106.5771
2023-11-22 | 13 | 11109.5727
2023-11-22 | 14 | 11064.3376
2023-11-22 | 15 | 11110.7045
2023-11-22 | 16 | 11132.6438
2023-11-22 | 17 | 11393.4984
2023-11-22 | 18 | 11622.8147
2023-11-22 | 19 | 11562.9196
2023-11-22 | 20 | 11470.1162
2023-11-22 | 21 | 11324.3164
2023-11-22 | 22 | 11113.7103
2023-11-22 | 23 | 10756.7427
2023-11-22 | 24 | 10420.917
2023-11-23 | 1 | 10221.0935
2023-11-23 | 2 | 10105.8557
2023-11-23 | 3 | 10027.7183
2023-11-23 | 4 | 10015.5523
2023-11-23 | 5 | 10068.4739
2023-11-23 | 6 | 10228.156
2023-11-23 | 7 | 10636.8396
2023-11-23 | 8 | 11093.3648
2023-11-23 | 9 | 11234.5462
2023-11-23 | 10 | 11173.7823
2023-11-23 | 11 | 11223.3966
2023-11-23 | 12 | 11202.06
2023-11-23 | 13 | 11147.892
2023-11-23 | 14 | 11083.0179
2023-11-23 | 15 | 11072.7389
2023-11-23 | 16 | 11098.321
2023-11-23 | 17 | 11349.5534
2023-11-23 | 18 | 11532.28
2023-11-23 | 19 | 11444.2802
2023-11-23 | 20 | 11296.7673
2023-11-23 | 21 | 11171.8875
2023-11-23 | 22 | 10912.9599
2023-11-23 | 23 | 10586.7615
2023-11-23 | 24 | 10279.2447
2023-11-24 | 1 | 10058.976
2023-11-24 | 2 | 9935.0168
2023-11-24 | 3 | 9862.9016
2023-11-24 | 4 | 9851.3565
2023-11-24 | 5 | 9937.6351
2023-11-24 | 6 | 10143.4526
2023-11-24 | 7 | 10590.6288
2023-11-24 | 8 | 10993.2585
2023-11-24 | 9 | 11159.3861
2023-11-24 | 10 | 11088.9408
2023-11-24 | 11 | 11051.1345
2023-11-24 | 12 | 10979.7979
2023-11-24 | 13 | 10924.2663
2023-11-24 | 14 | 10944.1092
2023-11-24 | 15 | 10827.1077
2023-11-24 | 16 | 10902.9276
2023-11-24 | 17 | 11111.9594
2023-11-24 | 18 | 11249.3485
2023-11-24 | 19 | 11167.5234
2023-11-24 | 20 | 11090.1338
2023-11-24 | 21 | 10962.0886
2023-11-24 | 22 | 10708.8794
2023-11-24 | 23 | 10374.8175
2023-11-24 | 24 | 10096.109
2023-11-25 | 1 | 9873.2412
2023-11-25 | 2 | 9740.204
2023-11-25 | 3 | 9684.8032
2023-11-25 | 4 | 9634.8342
2023-11-25 | 5 | 9612.8624
2023-11-25 | 6 | 9641.5473
2023-11-25 | 7 | 9817.2286
2023-11-25 | 8 | 10133.1134
2023-11-25 | 9 | 10359.7588
2023-11-25 | 10 | 10299.3891
2023-11-25 | 11 | 10259.2702
2023-11-25 | 12 | 10257.6474
2023-11-25 | 13 | 10234.1146
2023-11-25 | 14 | 10204.7295
2023-11-25 | 15 | 10203.4874
2023-11-25 | 16 | 10294.0472
2023-11-25 | 17 | 10576.1584
2023-11-25 | 18 | 10728.3327
2023-11-25 | 19 | 10652.0107
2023-11-25 | 20 | 10580.7269
2023-11-25 | 21 | 10454.3697
2023-11-25 | 22 | 10264.682
2023-11-25 | 23 | 10001.078
2023-11-25 | 24 | 9747.6781
2023-11-26 | 1 | 9562.4172
2023-11-26 | 2 | 9430.4751
2023-11-26 | 3 | 9365.1485
2023-11-26 | 4 | 9340.7599
2023-11-26 | 5 | 9355.1969
2023-11-26 | 6 | 9439.0063
2023-11-26 | 7 | 9624.3744
2023-11-26 | 8 | 9889.9346
2023-11-26 | 9 | 10076.6417
2023-11-26 | 10 | 10073.1711
2023-11-26 | 11 | 10108.5626
2023-11-26 | 12 | 10118.0781
2023-11-26 | 13 | 10080.3917
2023-11-26 | 14 | 10088.3504
2023-11-26 | 15 | 10135.5071
2023-11-26 | 16 | 10208.3699
2023-11-26 | 17 | 10549.9158
2023-11-26 | 18 | 10714.9646
2023-11-26 | 19 | 10657.345
2023-11-26 | 20 | 10586.8583
2023-11-26 | 21 | 10458.855
2023-11-26 | 22 | 10224.6913
2023-11-26 | 23 | 9907.7403
2023-11-26 | 24 | 9641.2114
2023-11-27 | 1 | 9552.9721
2023-11-27 | 2 | 9459.0176
2023-11-27 | 3 | 9416.3262
2023-11-27 | 4 | 9425.2885
2023-11-27 | 5 | 9567.6043
2023-11-27 | 6 | 9928.6062
2023-11-27 | 7 | 10389.6121
2023-11-27 | 8 | 10761.0036
2023-11-27 | 9 | 10855.4531
2023-11-27 | 10 | 10782.2833
2023-11-27 | 11 | 10820.8385
2023-11-27 | 12 | 10731.1761
2023-11-27 | 13 | 10689.3397
2023-11-27 | 14 | 10705.6335
2023-11-27 | 15 | 10808.7014
2023-11-27 | 16 | 10789.3748
2023-11-27 | 17 | 11032.347
2023-11-27 | 18 | 11117.515
2023-11-27 | 19 | 11043.745
2023-11-27 | 20 | 11001.7223
2023-11-27 | 21 | 10792.4063
2023-11-27 | 22 | 10489.8089
2023-11-27 | 23 | 10114.9435
2023-11-27 | 24 | 9829.4232
2023-11-28 | 1 | 9640.9635
2023-11-28 | 2 | 9563.8468
2023-11-28 | 3 | 9518.1528
2023-11-28 | 4 | 9520.5017
2023-11-28 | 5 | 9622.7884
2023-11-28 | 6 | 9934.0492
2023-11-28 | 7 | 10389.238
2023-11-28 | 8 | 10789.17
2023-11-28 | 9 | 10882.9673
2023-11-28 | 10 | 10768.646
2023-11-28 | 11 | 10766.3484
2023-11-28 | 12 | 10674.0597
2023-11-28 | 13 | 10703.6971
2023-11-28 | 14 | 10708.9669
2023-11-28 | 15 | 10725.8469
2023-11-28 | 16 | 10776.3016
2023-11-28 | 17 | 10979.5782
2023-11-28 | 18 | 11078.5763
2023-11-28 | 19 | 11005.0944
2023-11-28 | 20 | 10923.9774
2023-11-28 | 21 | 10756.3342
2023-11-28 | 22 | 10457.0467
2023-11-28 | 23 | 10098.8184
2023-11-28 | 24 | 9813.4288
2023-11-29 | 1 | 9608.9745
2023-11-29 | 2 | 9520.3019
2023-11-29 | 3 | 9474.1029
2023-11-29 | 4 | 9500.931
2023-11-29 | 5 | 9662.6086
2023-11-29 | 6 | 9975.2337
2023-11-29 | 7 | 10434.6572
2023-11-29 | 8 | 10788.2176
2023-11-29 | 9 | 10867.876
2023-11-29 | 10 | 10742.2457
2023-11-29 | 11 | 10809.921
2023-11-29 | 12 | 10806.8704
2023-11-29 | 13 | 10773.5417
2023-11-29 | 14 | 10652.6427
2023-11-29 | 15 | 10651.9174
2023-11-29 | 16 | 10718.4648
2023-11-29 | 17 | 10964.2372
2023-11-29 | 18 | 11026.2338
2023-11-29 | 19 | 10939.2816
2023-11-29 | 20 | 10879.3738
2023-11-29 | 21 | 10727.0028
2023-11-29 | 22 | 10427.1709
2023-11-29 | 23 | 10065.4731
2023-11-29 | 24 | 9767.6412
2023-11-30 | 1 | 9608.0605
2023-11-30 | 2 | 9495.7392
2023-11-30 | 3 | 9439.6361
2023-11-30 | 4 | 9455.6108
2023-11-30 | 5 | 9580.7487
2023-11-30 | 6 | 9870.5514
2023-11-30 | 7 | 10330.9237
2023-11-30 | 8 | 10683.4623
2023-11-30 | 9 | 10740.7061
2023-11-30 | 10 | 10625.5708
2023-11-30 | 11 | 10520.8475
2023-11-30 | 12 | 10567.8021
2023-11-30 | 13 | 10532.538
2023-11-30 | 14 | 10548.4116
2023-11-30 | 15 | 10564.4537
2023-11-30 | 16 | 10608.5426
2023-11-30 | 17 | 10797.8245
2023-11-30 | 18 | 10840.907
2023-11-30 | 19 | 10795.6774
2023-11-30 | 20 | 10711.2195
2023-11-30 | 21 | 10554.7296
2023-11-30 | 22 | 10248.9762
2023-11-30 | 23 | 9932.3444
2023-11-30 | 24 | 9667.6059
2023-12-01 | 1 | 9681.2393
2023-12-01 | 2 | 9586.4553
2023-12-01 | 3 | 9538.3672
2023-12-01 | 4 | 9560.3871
2023-12-01 | 5 | 9719.746
2023-12-01 | 6 | 10088.1312
2023-12-01 | 7 | 10583.7068
2023-12-01 | 8 | 10899.047
2023-12-01 | 9 | 10984.6977
2023-12-01 | 10 | 10870.7531
2023-12-01 | 11 | 10866.4376
2023-12-01 | 12 | 10846.0731
2023-12-01 | 13 | 10916.8325
2023-12-01 | 14 | 10825.5579
2023-12-01 | 15 | 10827.7478
2023-12-01 | 16 | 10885.4959
2023-12-01 | 17 | 11159.8611
2023-12-01 | 18 | 11251.2792
2023-12-01 | 19 | 11151.1746
2023-12-01 | 20 | 11064.0634
2023-12-01 | 21 | 10909.2553
2023-12-01 | 22 | 10646.0898
2023-12-01 | 23 | 10327.9682
2023-12-01 | 24 | 10047.1215
2023-12-02 | 1 | 9834.5815
2023-12-02 | 2 | 9704.664
2023-12-02 | 3 | 9614.5761
2023-12-02 | 4 | 9604.7736
2023-12-02 | 5 | 9624.9826
2023-12-02 | 6 | 9712.0871
2023-12-02 | 7 | 9918.7378
2023-12-02 | 8 | 10231.2294
2023-12-02 | 9 | 10382.8219
2023-12-02 | 10 | 10393.3976
2023-12-02 | 11 | 10450.8927
2023-12-02 | 12 | 10441.683
2023-12-02 | 13 | 10388.4523
2023-12-02 | 14 | 10394.7275
2023-12-02 | 15 | 10422.9491
2023-12-02 | 16 | 10509.6075
2023-12-02 | 17 | 10760.3458
2023-12-02 | 18 | 10883.6355
2023-12-02 | 19 | 10803.061
2023-12-02 | 20 | 10709.1953
2023-12-02 | 21 | 10574.107
2023-12-02 | 22 | 10376.3518
2023-12-02 | 23 | 10117.5036
2023-12-02 | 24 | 9873.7441
2023-12-03 | 1 | 9709.4316
2023-12-03 | 2 | 9590.1719
2023-12-03 | 3 | 9531.9222
2023-12-03 | 4 | 9503.4076
2023-12-03 | 5 | 9531.3082
2023-12-03 | 6 | 9638.8516
2023-12-03 | 7 | 9825.1318
2023-12-03 | 8 | 10082.9716
2023-12-03 | 9 | 10232.718
2023-12-03 | 10 | 10293.7435
2023-12-03 | 11 | 10418.5554
2023-12-03 | 12 | 10459.792
2023-12-03 | 13 | 10500.4557
2023-12-03 | 14 | 10477.0448
2023-12-03 | 15 | 10428.6655
2023-12-03 | 16 | 10578.6286
2023-12-03 | 17 | 10941.7911
2023-12-03 | 18 | 11126.5487
2023-12-03 | 19 | 11041.7999
2023-12-03 | 20 | 10970.384
2023-12-03 | 21 | 10854.7448
2023-12-03 | 22 | 10630.7089
2023-12-03 | 23 | 10340.3537
2023-12-03 | 24 | 10066.6515
2023-12-04 | 1 | 9954.9783
2023-12-04 | 2 | 9857.5682
2023-12-04 | 3 | 9818.3389
2023-12-04 | 4 | 9840.2306
2023-12-04 | 5 | 9954.5392
2023-12-04 | 6 | 10243.0225
2023-12-04 | 7 | 10692.1168
2023-12-04 | 8 | 11069.3269
2023-12-04 | 9 | 11134.223
2023-12-04 | 10 | 11004.6426
2023-12-04 | 11 | 11082.0994
2023-12-04 | 12 | 11048.891
2023-12-04 | 13 | 11018.3341
2023-12-04 | 14 | 10985.1383
2023-12-04 | 15 | 10989.8035
2023-12-04 | 16 | 11039.6525
2023-12-04 | 17 | 11201.545
2023-12-04 | 18 | 11227.0857
2023-12-04 | 19 | 11129.2932
2023-12-04 | 20 | 11079.837
2023-12-04 | 21 | 10928.8426
2023-12-04 | 22 | 10614.7941
2023-12-04 | 23 | 10230.7907
2023-12-04 | 24 | 9923.5347
2023-12-05 | 1 | 9707.0622
2023-12-05 | 2 | 9613.9844
2023-12-05 | 3 | 9565.9797
2023-12-05 | 4 | 9572.1639
2023-12-05 | 5 | 9696.6366
2023-12-05 | 6 | 10041.0156
2023-12-05 | 7 | 10502.4162
2023-12-05 | 8 | 10877.2302
2023-12-05 | 9 | 10913.9551
2023-12-05 | 10 | 10834.2779
2023-12-05 | 11 | 10836.0747
2023-12-05 | 12 | 10820.3216
2023-12-05 | 13 | 10828.9063
2023-12-05 | 14 | 10832.4587
2023-12-05 | 15 | 10923.5624
2023-12-05 | 16 | 11015.6248
2023-12-05 | 17 | 11238.0857
2023-12-05 | 18 | 11326.9063
2023-12-05 | 19 | 11237.6627
2023-12-05 | 20 | 11128.3119
2023-12-05 | 21 | 10962.4986
2023-12-05 | 22 | 10664.1386
2023-12-05 | 23 | 10316.316
2023-12-05 | 24 | 10043.4892
2023-12-06 | 1 | 9852.9334
2023-12-06 | 2 | 9771.2642
2023-12-06 | 3 | 9731.7088
2023-12-06 | 4 | 9753.2955
2023-12-06 | 5 | 9887.3748
2023-12-06 | 6 | 10209.7502
2023-12-06 | 7 | 10637.4098
2023-12-06 | 8 | 11011.1534
2023-12-06 | 9 | 11064.6844
2023-12-06 | 10 | 11036.3687
2023-12-06 | 11 | 11074.0967
2023-12-06 | 12 | 11031.7955
2023-12-06 | 13 | 11003.4095
2023-12-06 | 14 | 11044.2452
2023-12-06 | 15 | 11021.8519
2023-12-06 | 16 | 11089.3024
2023-12-06 | 17 | 11318.2692
2023-12-06 | 18 | 11412.6372
2023-12-06 | 19 | 11331.4708
2023-12-06 | 20 | 11252.4118
2023-12-06 | 21 | 11089.4804
2023-12-06 | 22 | 10804.7736
2023-12-06 | 23 | 10448.5888
2023-12-06 | 24 | 10159.2702
2023-12-07 | 1 | 10003.17
2023-12-07 | 2 | 9893.9787
2023-12-07 | 3 | 9836.8979
2023-12-07 | 4 | 9847.3027
2023-12-07 | 5 | 9979.6448
2023-12-07 | 6 | 10257.2017
2023-12-07 | 7 | 10719.1695
2023-12-07 | 8 | 11097.4259
2023-12-07 | 9 | 11160.5069
2023-12-07 | 10 | 11134.272
2023-12-07 | 11 | 11149.1634
2023-12-07 | 12 | 11162.0933
2023-12-07 | 13 | 11108.9094
2023-12-07 | 14 | 11148.6801
2023-12-07 | 15 | 11101.8042
2023-12-07 | 16 | 11186.8139
2023-12-07 | 17 | 11436.0928
2023-12-07 | 18 | 11567.7125
2023-12-07 | 19 | 11465.0937
2023-12-07 | 20 | 11358.4109
2023-12-07 | 21 | 11204.3296
2023-12-07 | 22 | 10961.7303
2023-12-07 | 23 | 10627.8275
2023-12-07 | 24 | 10328.5218
2023-12-08 | 1 | 10114.0455
2023-12-08 | 2 | 10004.6991
2023-12-08 | 3 | 9954.1696
2023-12-08 | 4 | 9961.1025
2023-12-08 | 5 | 10039.3896
2023-12-08 | 6 | 10265.3806
2023-12-08 | 7 | 10713.2282
2023-12-08 | 8 | 11129.1836
2023-12-08 | 9 | 11187.2934
2023-12-08 | 10 | 11084.1197
2023-12-08 | 11 | 11092.0923
2023-12-08 | 12 | 10977.3676
2023-12-08 | 13 | 10955.5671
2023-12-08 | 14 | 10925.413
2023-12-08 | 15 | 10914.2514
2023-12-08 | 16 | 10962.0417
2023-12-08 | 17 | 11213.4974
2023-12-08 | 18 | 11236.9154
2023-12-08 | 19 | 11159.4417
2023-12-08 | 20 | 11087.4751
2023-12-08 | 21 | 10936.9085
2023-12-08 | 22 | 10660.0696
2023-12-08 | 23 | 10337.754
2023-12-08 | 24 | 10039.9151
2023-12-09 | 1 | 9791.0288
2023-12-09 | 2 | 9645.7894
2023-12-09 | 3 | 9548.8241
2023-12-09 | 4 | 9541.4217
2023-12-09 | 5 | 9553.4501
2023-12-09 | 6 | 9661.8063
2023-12-09 | 7 | 9835.1924
2023-12-09 | 8 | 10156.8446
2023-12-09 | 9 | 10299.3405
2023-12-09 | 10 | 10291.7215
2023-12-09 | 11 | 10325.6095
2023-12-09 | 12 | 10386.9409
2023-12-09 | 13 | 10385.3127
2023-12-09 | 14 | 10388.4214
2023-12-09 | 15 | 10372.1401
2023-12-09 | 16 | 10479.9951
2023-12-09 | 17 | 10784.7432
2023-12-09 | 18 | 10924.9956
2023-12-09 | 19 | 10819.7203
2023-12-09 | 20 | 10706.7408
2023-12-09 | 21 | 10578.9894
2023-12-09 | 22 | 10367.985
2023-12-09 | 23 | 10129.2393
2023-12-09 | 24 | 9892.761
2023-12-10 | 1 | 9728.7603
2023-12-10 | 2 | 9619.7994
2023-12-10 | 3 | 9565.7866
2023-12-10 | 4 | 9560.047
2023-12-10 | 5 | 9615.852
2023-12-10 | 6 | 9720.2634
2023-12-10 | 7 | 9906.2241
2023-12-10 | 8 | 10168.1943
2023-12-10 | 9 | 10272.2989
2023-12-10 | 10 | 10362.6045
2023-12-10 | 11 | 10463.3654
2023-12-10 | 12 | 10565.7132
2023-12-10 | 13 | 10568.5641
2023-12-10 | 14 | 10593.5628
2023-12-10 | 15 | 10619.5114
2023-12-10 | 16 | 10758.2958
2023-12-10 | 17 | 11066.1027
2023-12-10 | 18 | 11266.6092
2023-12-10 | 19 | 11193.3583
2023-12-10 | 20 | 11108.2943
2023-12-10 | 21 | 10971.8655
2023-12-10 | 22 | 10763.3418
2023-12-10 | 23 | 10467.9659
2023-12-10 | 24 | 10202.2263
2023-12-11 | 1 | 10083.7367
2023-12-11 | 2 | 9996.5234
2023-12-11 | 3 | 9967.6843
2023-12-11 | 4 | 9988.0824
2023-12-11 | 5 | 10119.1832
2023-12-11 | 6 | 10422.0676
2023-12-11 | 7 | 10871.2393
2023-12-11 | 8 | 11246.0853
2023-12-11 | 9 | 11292.5911
2023-12-11 | 10 | 11244.8263
2023-12-11 | 11 | 11243.2009
2023-12-11 | 12 | 11221.7911
2023-12-11 | 13 | 11201.8954
2023-12-11 | 14 | 11186.2078
2023-12-11 | 15 | 11199.3903
2023-12-11 | 16 | 11293.9745
2023-12-11 | 17 | 11606.1321
2023-12-11 | 18 | 11740.5374
2023-12-11 | 19 | 11656.5642
2023-12-11 | 20 | 11560.09
2023-12-11 | 21 | 11407.6788
2023-12-11 | 22 | 11131.8625
2023-12-11 | 23 | 10779.4555
2023-12-11 | 24 | 10474.073
2023-12-12 | 1 | 10238.9746
2023-12-12 | 2 | 10125.2566
2023-12-12 | 3 | 10063.7779
2023-12-12 | 4 | 10045.1802
2023-12-12 | 5 | 10116.7969
2023-12-12 | 6 | 10327.4662
2023-12-12 | 7 | 10760.022
2023-12-12 | 8 | 11184.1581
2023-12-12 | 9 | 11229.3269
2023-12-12 | 10 | 11133.7717
2023-12-12 | 11 | 11087.666
2023-12-12 | 12 | 11046.5514
2023-12-12 | 13 | 11001.4127
2023-12-12 | 14 | 11028.8817
2023-12-12 | 15 | 11017.3568
2023-12-12 | 16 | 11031.2743
2023-12-12 | 17 | 11269.7201
2023-12-12 | 18 | 11324.4861
2023-12-12 | 19 | 11259.1172
2023-12-12 | 20 | 11179.6176
2023-12-12 | 21 | 11021.0105
2023-12-12 | 22 | 10719.4258
2023-12-12 | 23 | 10341.4179
2023-12-12 | 24 | 10051.5583
2023-12-13 | 1 | 9841.9354
2023-12-13 | 2 | 9728.9246
2023-12-13 | 3 | 9672.68
2023-12-13 | 4 | 9692.9739
2023-12-13 | 5 | 9805.5759
2023-12-13 | 6 | 10119.3314
2023-12-13 | 7 | 10576.2746
2023-12-13 | 8 | 10951.7552
2023-12-13 | 9 | 10963.7111
2023-12-13 | 10 | 10956.2903
2023-12-13 | 11 | 10982.847
2023-12-13 | 12 | 10979.5572
2023-12-13 | 13 | 10904.6013
2023-12-13 | 14 | 10920.7718
2023-12-13 | 15 | 10868.6551
2023-12-13 | 16 | 10940.4183
2023-12-13 | 17 | 11190.7059
2023-12-13 | 18 | 11243.7742
2023-12-13 | 19 | 11157.7314
2023-12-13 | 20 | 11090.213
2023-12-13 | 21 | 10940.6739
2023-12-13 | 22 | 10650.1678
2023-12-13 | 23 | 10296.6938
2023-12-13 | 24 | 10010.8108
2023-12-14 | 1 | 9879.3751
2023-12-14 | 2 | 9764.2398
2023-12-14 | 3 | 9730.483
2023-12-14 | 4 | 9757.3665
2023-12-14 | 5 | 9892.5267
2023-12-14 | 6 | 10222.1284
2023-12-14 | 7 | 10673.7708
2023-12-14 | 8 | 11040.1364
2023-12-14 | 9 | 11062.1982
2023-12-14 | 10 | 11065.0719
2023-12-14 | 11 | 11100.4195
2023-12-14 | 12 | 11092.4359
2023-12-14 | 13 | 11131.6067
2023-12-14 | 14 | 11103.9514
2023-12-14 | 15 | 11047.8251
2023-12-14 | 16 | 11126.5147
2023-12-14 | 17 | 11375.651
2023-12-14 | 18 | 11458.2952
2023-12-14 | 19 | 11339.7842
2023-12-14 | 20 | 11231.6666
2023-12-14 | 21 | 11078.6344
2023-12-14 | 22 | 10817.3082
2023-12-14 | 23 | 10499.2054
2023-12-14 | 24 | 10220.813
2023-12-15 | 1 | 10019.3521
2023-12-15 | 2 | 9913.3184
2023-12-15 | 3 | 9862.1109
2023-12-15 | 4 | 9869.5946
2023-12-15 | 5 | 9985.3616
2023-12-15 | 6 | 10262.2447
2023-12-15 | 7 | 10733.6716
2023-12-15 | 8 | 11122.2473
2023-12-15 | 9 | 11150.258
2023-12-15 | 10 | 11161.8025
2023-12-15 | 11 | 11176.0558
2023-12-15 | 12 | 11168.876
2023-12-15 | 13 | 11066.5456
2023-12-15 | 14 | 11047.6299
2023-12-15 | 15 | 11040.1407
2023-12-15 | 16 | 11171.0589
2023-12-15 | 17 | 11406.2589
2023-12-15 | 18 | 11539.8773
2023-12-15 | 19 | 11451.8999
2023-12-15 | 20 | 11350.875
2023-12-15 | 21 | 11180.6219
2023-12-15 | 22 | 10915.1553
2023-12-15 | 23 | 10595.7104
2023-12-15 | 24 | 10316.8116
2023-12-16 | 1 | 10091.6238
2023-12-16 | 2 | 9954.1573
2023-12-16 | 3 | 9887.0599
2023-12-16 | 4 | 9858.8044
2023-12-16 | 5 | 9870.4978
2023-12-16 | 6 | 9914.4745
2023-12-16 | 7 | 10114.0622
2023-12-16 | 8 | 10470.3083
2023-12-16 | 9 | 10606.1634
2023-12-16 | 10 | 10701.4562
2023-12-16 | 11 | 10756.8371
2023-12-16 | 12 | 10759.5245
2023-12-16 | 13 | 10704.955
2023-12-16 | 14 | 10652.3564
2023-12-16 | 15 | 10627.182
2023-12-16 | 16 | 10668.5217
2023-12-16 | 17 | 10936.4103
2023-12-16 | 18 | 11091.7311
2023-12-16 | 19 | 11006.1432
2023-12-16 | 20 | 10926.3431
2023-12-16 | 21 | 10803.9117
2023-12-16 | 22 | 10618.4027
2023-12-16 | 23 | 10337.4217
2023-12-16 | 24 | 10076.2685
2023-12-17 | 1 | 9886.2583
2023-12-17 | 2 | 9757.4775
2023-12-17 | 3 | 9689.0105
2023-12-17 | 4 | 9656.2397
2023-12-17 | 5 | 9662.3671
2023-12-17 | 6 | 9721.7179
2023-12-17 | 7 | 9905.7369
2023-12-17 | 8 | 10198.5061
2023-12-17 | 9 | 10277.726
2023-12-17 | 10 | 10341.0188
2023-12-17 | 11 | 10486.4013
2023-12-17 | 12 | 10546.3278
2023-12-17 | 13 | 10532.0283
2023-12-17 | 14 | 10496.9754
2023-12-17 | 15 | 10522.3166
2023-12-17 | 16 | 10639.4552
2023-12-17 | 17 | 10977.9284
2023-12-17 | 18 | 11155.9629
2023-12-17 | 19 | 11096.6224
2023-12-17 | 20 | 11013.5185
2023-12-17 | 21 | 10856.4213
2023-12-17 | 22 | 10632.9092
2023-12-17 | 23 | 10338.7856
2023-12-17 | 24 | 10070.314
2023-12-18 | 1 | 9959.4939
2023-12-18 | 2 | 9872.2298
2023-12-18 | 3 | 9835.0578
2023-12-18 | 4 | 9847.7951
2023-12-18 | 5 | 9971.3484
2023-12-18 | 6 | 10277.6408
2023-12-18 | 7 | 10730.304
2023-12-18 | 8 | 11111.4937
2023-12-18 | 9 | 11132.5289
2023-12-18 | 10 | 11149.6101
2023-12-18 | 11 | 11169.0102
2023-12-18 | 12 | 11181.0116
2023-12-18 | 13 | 11146.1463
2023-12-18 | 14 | 11118.8452
2023-12-18 | 15 | 11076.1006
2023-12-18 | 16 | 11195.2013
2023-12-18 | 17 | 11490.4867
2023-12-18 | 18 | 11594.3059
2023-12-18 | 19 | 11517.7623
2023-12-18 | 20 | 11427.5808
2023-12-18 | 21 | 11268.0798
2023-12-18 | 22 | 10993.3826
2023-12-18 | 23 | 10651.2645
2023-12-18 | 24 | 10344.686
2023-12-19 | 1 | 10100.2718
2023-12-19 | 2 | 9994.4739
2023-12-19 | 3 | 9928.2051
2023-12-19 | 4 | 9926.1211
2023-12-19 | 5 | 9992.9689
2023-12-19 | 6 | 10216.17
2023-12-19 | 7 | 10634.7608
2023-12-19 | 8 | 11062.6778
2023-12-19 | 9 | 11120.263
2023-12-19 | 10 | 11053.3792
2023-12-19 | 11 | 10968.5449
2023-12-19 | 12 | 10939.5396
2023-12-19 | 13 | 10954.9982
2023-12-19 | 14 | 10916.9456
2023-12-19 | 15 | 10923.3251
2023-12-19 | 16 | 11001.3248
2023-12-19 | 17 | 11252.4692
2023-12-19 | 18 | 11321.3307
2023-12-19 | 19 | 11233.3346
2023-12-19 | 20 | 11154.5239
2023-12-19 | 21 | 10994.1602
2023-12-19 | 22 | 10691.4629
2023-12-19 | 23 | 10317.1068
2023-12-19 | 24 | 10029.074
2023-12-20 | 1 | 9807.0392
2023-12-20 | 2 | 9709.2675
2023-12-20 | 3 | 9668.5434
2023-12-20 | 4 | 9683.3584
2023-12-20 | 5 | 9810.7296
2023-12-20 | 6 | 10120.2673
2023-12-20 | 7 | 10541.5178
2023-12-20 | 8 | 10905.498
2023-12-20 | 9 | 10946.1802
2023-12-20 | 10 | 10895.7486
2023-12-20 | 11 | 10824.5637
2023-12-20 | 12 | 10837.814
2023-12-20 | 13 | 10813.9324
2023-12-20 | 14 | 10798.1197
2023-12-20 | 15 | 10783.7556
2023-12-20 | 16 | 10837.8215
2023-12-20 | 17 | 11080.7167
2023-12-20 | 18 | 11107.656
2023-12-20 | 19 | 11036.1278
2023-12-20 | 20 | 11000.8571
2023-12-20 | 21 | 10809.7225
2023-12-20 | 22 | 10517.1053
2023-12-20 | 23 | 10167.4621
2023-12-20 | 24 | 9892.9205
2023-12-21 | 1 | 9737.2549
2023-12-21 | 2 | 9649.8607
2023-12-21 | 3 | 9610.1328
2023-12-21 | 4 | 9628.716
2023-12-21 | 5 | 9758.6583
2023-12-21 | 6 | 10080.3492
2023-12-21 | 7 | 10540.7152
2023-12-21 | 8 | 10943.4955
2023-12-21 | 9 | 10973.8662
2023-12-21 | 10 | 10958.3583
2023-12-21 | 11 | 11023.2936
2023-12-21 | 12 | 10927.8647
2023-12-21 | 13 | 10983.1831
2023-12-21 | 14 | 11014.8696
2023-12-21 | 15 | 11025.2133
2023-12-21 | 16 | 11021.5701
2023-12-21 | 17 | 11320.9121
2023-12-21 | 18 | 11396.9775
2023-12-21 | 19 | 11270.1333
2023-12-21 | 20 | 11145.1856
2023-12-21 | 21 | 10981.826
2023-12-21 | 22 | 10708.8389
2023-12-21 | 23 | 10385.6228
2023-12-21 | 24 | 10119.5226
2023-12-22 | 1 | 9932.8827
2023-12-22 | 2 | 9837.6414
2023-12-22 | 3 | 9806.8998
2023-12-22 | 4 | 9823.507
2023-12-22 | 5 | 9950.5705
2023-12-22 | 6 | 10250.7833
2023-12-22 | 7 | 10666.6602
2023-12-22 | 8 | 11052.6399
2023-12-22 | 9 | 11112.0498
2023-12-22 | 10 | 11041.4149
2023-12-22 | 11 | 10950.5115
2023-12-22 | 12 | 10911.9318
2023-12-22 | 13 | 10916.4268
2023-12-22 | 14 | 10835.8423
2023-12-22 | 15 | 10819.679
2023-12-22 | 16 | 10873.9298
2023-12-22 | 17 | 11127.2397
2023-12-22 | 18 | 11163.5622
2023-12-22 | 19 | 11081.3263
2023-12-22 | 20 | 11001.567
2023-12-22 | 21 | 10856.6033
2023-12-22 | 22 | 10596.6244
2023-12-22 | 23 | 10267.7084
2023-12-22 | 24 | 9977.3337
2023-12-23 | 1 | 9786.4894
2023-12-23 | 2 | 9659.492
2023-12-23 | 3 | 9580.1656
2023-12-23 | 4 | 9549.9953
2023-12-23 | 5 | 9565.2443
2023-12-23 | 6 | 9653.3093
2023-12-23 | 7 | 9854.4316
2023-12-23 | 8 | 10162.9904
2023-12-23 | 9 | 10309.7453
2023-12-23 | 10 | 10409.9121
2023-12-23 | 11 | 10428.8725
2023-12-23 | 12 | 10433.6492
2023-12-23 | 13 | 10394.8112
2023-12-23 | 14 | 10394.9372
2023-12-23 | 15 | 10411.1639
2023-12-23 | 16 | 10512.6828
2023-12-23 | 17 | 10746.7973
2023-12-23 | 18 | 10883.4669
2023-12-23 | 19 | 10806.0347
2023-12-23 | 20 | 10711.2978
2023-12-23 | 21 | 10590.9836
2023-12-23 | 22 | 10382.2037
2023-12-23 | 23 | 10132.7003
2023-12-23 | 24 | 9878.7096
2023-12-24 | 1 | 9721.3112
2023-12-24 | 2 | 9610.5866
2023-12-24 | 3 | 9561.2824
2023-12-24 | 4 | 9576.7269
2023-12-24 | 5 | 9621.6665
2023-12-24 | 6 | 9715.2569
2023-12-24 | 7 | 9886.9992
2023-12-24 | 8 | 10146.2355
2023-12-24 | 9 | 10268.7175
2023-12-24 | 10 | 10370.0723
2023-12-24 | 11 | 10419.3159
2023-12-24 | 12 | 10486.0358
2023-12-24 | 13 | 10420.4832
2023-12-24 | 14 | 10462.1599
2023-12-24 | 15 | 10456.5641
2023-12-24 | 16 | 10593.6807
2023-12-24 | 17 | 10963.1852
2023-12-24 | 18 | 11182.7605
2023-12-24 | 19 | 11131.2113
2023-12-24 | 20 | 11031.3467
2023-12-24 | 21 | 10880.1735
2023-12-24 | 22 | 10664.4157
2023-12-24 | 23 | 10351.5075
2023-12-24 | 24 | 10083.495
2023-12-25 | 1 | 9955.0177
2023-12-25 | 2 | 9823.0082
2023-12-25 | 3 | 9750.5838
2023-12-25 | 4 | 9724.2416
2023-12-25 | 5 | 9696.585
2023-12-25 | 6 | 9709.2859
2023-12-25 | 7 | 9867.3665
2023-12-25 | 8 | 10185.9533
2023-12-25 | 9 | 10319.4865
2023-12-25 | 10 | 10365.3072
2023-12-25 | 11 | 10361.7958
2023-12-25 | 12 | 10433.5323
2023-12-25 | 13 | 10411.6386
2023-12-25 | 14 | 10375.2188
2023-12-25 | 15 | 10416.7136
2023-12-25 | 16 | 10512.126
2023-12-25 | 17 | 10822.69
2023-12-25 | 18 | 11008.219
2023-12-25 | 19 | 10956.8063
2023-12-25 | 20 | 10878.1386
2023-12-25 | 21 | 10738.1685
2023-12-25 | 22 | 10505.402
2023-12-25 | 23 | 10199.7767
2023-12-25 | 24 | 9923.3061
2023-12-26 | 1 | 9813.6332
2023-12-26 | 2 | 9681.3062
2023-12-26 | 3 | 9608.4461
2023-12-26 | 4 | 9585.7241
2023-12-26 | 5 | 9609.7095
2023-12-26 | 6 | 9648.5277
2023-12-26 | 7 | 9817.1783
2023-12-26 | 8 | 10100.2267
2023-12-26 | 9 | 10222.3484
2023-12-26 | 10 | 10277.6563
2023-12-26 | 11 | 10220.4429
2023-12-26 | 12 | 10215.0774
2023-12-26 | 13 | 10261.3821
2023-12-26 | 14 | 10245.7547
2023-12-26 | 15 | 10315.1558
2023-12-26 | 16 | 10348.5295
2023-12-26 | 17 | 10681.798
2023-12-26 | 18 | 10834.6958
2023-12-26 | 19 | 10765.6128
2023-12-26 | 20 | 10709.5729
2023-12-26 | 21 | 10571.9116
2023-12-26 | 22 | 10341.0332
2023-12-26 | 23 | 10001.8389
2023-12-26 | 24 | 9738.0223
2023-12-27 | 1 | 9674.715
2023-12-27 | 2 | 9563.7617
2023-12-27 | 3 | 9494.8349
2023-12-27 | 4 | 9477.6786
2023-12-27 | 5 | 9498.677
2023-12-27 | 6 | 9617.5597
2023-12-27 | 7 | 9829.6362
2023-12-27 | 8 | 10112.7107
2023-12-27 | 9 | 10245.2901
2023-12-27 | 10 | 10292.514
2023-12-27 | 11 | 10275.3402
2023-12-27 | 12 | 10263.3354
2023-12-27 | 13 | 10242.6537
2023-12-27 | 14 | 10203.4067
2023-12-27 | 15 | 10206.4242
2023-12-27 | 16 | 10306.3296
2023-12-27 | 17 | 10610.5252
2023-12-27 | 18 | 10755.7386
2023-12-27 | 19 | 10703.9865
2023-12-27 | 20 | 10605.6227
2023-12-27 | 21 | 10463.6334
2023-12-27 | 22 | 10264.9386
2023-12-27 | 23 | 10011.727
2023-12-27 | 24 | 9791.8262
2023-12-28 | 1 | 9658.6148
2023-12-28 | 2 | 9562.1999
2023-12-28 | 3 | 9522.8928
2023-12-28 | 4 | 9527.7621
2023-12-28 | 5 | 9651.025
2023-12-28 | 6 | 9979.0516
2023-12-28 | 7 | 10446.5822
2023-12-28 | 8 | 10799.8219
2023-12-28 | 9 | 10841.9221
2023-12-28 | 10 | 10852.0451
2023-12-28 | 11 | 10806.6382
2023-12-28 | 12 | 10760.5543
2023-12-28 | 13 | 10680.6956
2023-12-28 | 14 | 10644.8266
2023-12-28 | 15 | 10635.8502
2023-12-28 | 16 | 10685.6255
2023-12-28 | 17 | 10939.7205
2023-12-28 | 18 | 11001.4649
2023-12-28 | 19 | 10928.5201
2023-12-28 | 20 | 10873.693
2023-12-28 | 21 | 10689.6299
2023-12-28 | 22 | 10414.6679
2023-12-28 | 23 | 10095.9967
2023-12-28 | 24 | 9862.9568
2023-12-29 | 1 | 9678.8249
2023-12-29 | 2 | 9577.3967
2023-12-29 | 3 | 9521.3835
2023-12-29 | 4 | 9516.2614
2023-12-29 | 5 | 9651.6038
2023-12-29 | 6 | 9988.639
2023-12-29 | 7 | 10473.3138
2023-12-29 | 8 | 10827.5702
2023-12-29 | 9 | 10870.888
2023-12-29 | 10 | 10844.2458
2023-12-29 | 11 | 10840.3157
2023-12-29 | 12 | 10774.2721
2023-12-29 | 13 | 10759.2471
2023-12-29 | 14 | 10756.6542
2023-12-29 | 15 | 10758.1171
2023-12-29 | 16 | 10842.0329
2023-12-29 | 17 | 11102.0756
2023-12-29 | 18 | 11232.364
2023-12-29 | 19 | 11134.8307
2023-12-29 | 20 | 11037.3838
2023-12-29 | 21 | 10854.1148
2023-12-29 | 22 | 10578.848
2023-12-29 | 23 | 10259.6173
2023-12-29 | 24 | 9975.9278
2023-12-30 | 1 | 9778.3815
2023-12-30 | 2 | 9672.7263
2023-12-30 | 3 | 9612.8934
2023-12-30 | 4 | 9587.6325
2023-12-30 | 5 | 9615.9746
2023-12-30 | 6 | 9700.6152
2023-12-30 | 7 | 9928.9531
2023-12-30 | 8 | 10226.8634
2023-12-30 | 9 | 10361.3627
2023-12-30 | 10 | 10404.0895
2023-12-30 | 11 | 10396.589
2023-12-30 | 12 | 10386.4401
2023-12-30 | 13 | 10342.6848
2023-12-30 | 14 | 10271.8071
2023-12-30 | 15 | 10274.4367
2023-12-30 | 16 | 10355.8537
2023-12-30 | 17 | 10657.5944
2023-12-30 | 18 | 10802.5035
2023-12-30 | 19 | 10739.845
2023-12-30 | 20 | 10671.1866
2023-12-30 | 21 | 10559.9059
2023-12-30 | 22 | 10344.8326
2023-12-30 | 23 | 10086.7005
2023-12-30 | 24 | 9850.283
2023-12-31 | 1 | 9671.5116
2023-12-31 | 2 | 9579.8739
2023-12-31 | 3 | 9519.4292
2023-12-31 | 4 | 9505.0298
2023-12-31 | 5 | 9536.0796
2023-12-31 | 6 | 9622.9405
2023-12-31 | 7 | 9826.4267
2023-12-31 | 8 | 10067.0162
2023-12-31 | 9 | 10191.4702
2023-12-31 | 10 | 10315.0426
2023-12-31 | 11 | 10367.2275
2023-12-31 | 12 | 10364.6482
2023-12-31 | 13 | 10348.3986
2023-12-31 | 14 | 10332.2613
2023-12-31 | 15 | 10335.9862
2023-12-31 | 16 | 10436.4013
2023-12-31 | 17 | 10689.7101
2023-12-31 | 18 | 10879.7207
2023-12-31 | 19 | 10856.7453
2023-12-31 | 20 | 10760.4042
2023-12-31 | 21 | 10624.1964
2023-12-31 | 22 | 10399.2591
2023-12-31 | 23 | 10102.1628
2023-12-31 | 24 | 9839.4284
2024-01-01 | 1 | 9778.5409
2024-01-01 | 2 | 9657.9394
2024-01-01 | 3 | 9596.232
2024-01-01 | 4 | 9576.1487
2024-01-01 | 5 | 9605.2076
2024-01-01 | 6 | 9674.6997
2024-01-01 | 7 | 9868.9408
2024-01-01 | 8 | 10127.7765
2024-01-01 | 9 | 10238.9098
2024-01-01 | 10 | 10334.8079
2024-01-01 | 11 | 10365.9141
2024-01-01 | 12 | 10276.5312
2024-01-01 | 13 | 10270.0245
2024-01-01 | 14 | 10385.3918
2024-01-01 | 15 | 10402.1496
2024-01-01 | 16 | 10500.1967
2024-01-01 | 17 | 10764.3001
2024-01-01 | 18 | 10956.213
2024-01-01 | 19 | 10934.4858
2024-01-01 | 20 | 10835.5169
2024-01-01 | 21 | 10692.6131
2024-01-01 | 22 | 10455.7352
2024-01-01 | 23 | 10139.1921
2024-01-01 | 24 | 9867.6941
2024-01-02 | 1 | 9818.3423
2024-01-02 | 2 | 9700.1956
2024-01-02 | 3 | 9633.625
2024-01-02 | 4 | 9575.6
2024-01-02 | 5 | 9606.036
2024-01-02 | 6 | 9711.2118
2024-01-02 | 7 | 9894.7623
2024-01-02 | 8 | 10212.7474
2024-01-02 | 9 | 10337.9021
2024-01-02 | 10 | 10416.7486
2024-01-02 | 11 | 10457.8943
2024-01-02 | 12 | 10330.2032
2024-01-02 | 13 | 10304.9548
2024-01-02 | 14 | 10407.8958
2024-01-02 | 15 | 10378.0456
2024-01-02 | 16 | 10440.8967
2024-01-02 | 17 | 10664.0556
2024-01-02 | 18 | 10829.0559
2024-01-02 | 19 | 10778.5476
2024-01-02 | 20 | 10676.4608
2024-01-02 | 21 | 10566.2427
2024-01-02 | 22 | 10349.4779
2024-01-02 | 23 | 10102.4799
2024-01-02 | 24 | 9817.7673
2024-01-03 | 1 | 9864.1489
2024-01-03 | 2 | 9754.4301
2024-01-03 | 3 | 9734.6357
2024-01-03 | 4 | 9788.6963
2024-01-03 | 5 | 9962.402
2024-01-03 | 6 | 10380.4487
2024-01-03 | 7 | 10823.5439
2024-01-03 | 8 | 11120.4821
2024-01-03 | 9 | 11146.0829
2024-01-03 | 10 | 11133.4699
2024-01-03 | 11 | 11081.9562
2024-01-03 | 12 | 11050.8194
2024-01-03 | 13 | 11173.5885
2024-01-03 | 14 | 11159.8263
2024-01-03 | 15 | 11026.2374
2024-01-03 | 16 | 11102.2126
2024-01-03 | 17 | 11392.8186
2024-01-03 | 18 | 11526.3581
2024-01-03 | 19 | 11447.3852
2024-01-03 | 20 | 11349.8005
2024-01-03 | 21 | 11196.3893
2024-01-03 | 22 | 10912.9286
2024-01-03 | 23 | 10565.7668
2024-01-03 | 24 | 10281.4371
2024-01-04 | 1 | 10122.6645
2024-01-04 | 2 | 9999.7349
2024-01-04 | 3 | 9936.5546
2024-01-04 | 4 | 9924.9696
2024-01-04 | 5 | 10003.4239
2024-01-04 | 6 | 10226.2362
2024-01-04 | 7 | 10664.9345
2024-01-04 | 8 | 11084.0344
2024-01-04 | 9 | 11154.5946
2024-01-04 | 10 | 11176.1788
2024-01-04 | 11 | 11153.3111
2024-01-04 | 12 | 11156.3432
2024-01-04 | 13 | 11124.1482
2024-01-04 | 14 | 11063.5787
2024-01-04 | 15 | 11101.9179
2024-01-04 | 16 | 11130.475
2024-01-04 | 17 | 11324.929
2024-01-04 | 18 | 11484.2566
2024-01-04 | 19 | 11392.2201
2024-01-04 | 20 | 11286.1622
2024-01-04 | 21 | 11123.3749
2024-01-04 | 22 | 10866.2958
2024-01-04 | 23 | 10534.0926
2024-01-04 | 24 | 10248.3476
2024-01-05 | 1 | 10034.3519
2024-01-05 | 2 | 9932.2781
2024-01-05 | 3 | 9883.3104
2024-01-05 | 4 | 9907.2987
2024-01-05 | 5 | 10003.9031
2024-01-05 | 6 | 10297.3454
2024-01-05 | 7 | 10766.5129
2024-01-05 | 8 | 11134.078
2024-01-05 | 9 | 11205.1351
2024-01-05 | 10 | 11206.2748
2024-01-05 | 11 | 11185.1647
2024-01-05 | 12 | 11208.0712
2024-01-05 | 13 | 11179.5688
2024-01-05 | 14 | 11162.4992
2024-01-05 | 15 | 11137.5355
2024-01-05 | 16 | 11131.7075
2024-01-05 | 17 | 11319.7323
2024-01-05 | 18 | 11446.5176
2024-01-05 | 19 | 11347.2359
2024-01-05 | 20 | 11277.5548
2024-01-05 | 21 | 11146.3579
2024-01-05 | 22 | 10873.2958
2024-01-05 | 23 | 10554.224
2024-01-05 | 24 | 10267.864
2024-01-06 | 1 | 10047.0243
2024-01-06 | 2 | 9919.9672
2024-01-06 | 3 | 9826.4506
2024-01-06 | 4 | 9808.0456
2024-01-06 | 5 | 9819.1478
2024-01-06 | 6 | 9848.97
2024-01-06 | 7 | 10061.9812
2024-01-06 | 8 | 10381.325
2024-01-06 | 9 | 10533.8651
2024-01-06 | 10 | 10629.0722
2024-01-06 | 11 | 10633.7664
2024-01-06 | 12 | 10642.0727
2024-01-06 | 13 | 10478.6408
2024-01-06 | 14 | 10572.9115
2024-01-06 | 15 | 10513.0024
2024-01-06 | 16 | 10637.0521
2024-01-06 | 17 | 10835.1507
2024-01-06 | 18 | 11032.644
2024-01-06 | 19 | 10957.9867
2024-01-06 | 20 | 10873.6969
2024-01-06 | 21 | 10741.6846
2024-01-06 | 22 | 10547.8588
2024-01-06 | 23 | 10284.6979
2024-01-06 | 24 | 10027.2143
2024-01-07 | 1 | 9834.8461
2024-01-07 | 2 | 9698.5116
2024-01-07 | 3 | 9625.3137
2024-01-07 | 4 | 9599.0289
2024-01-07 | 5 | 9637.1861
2024-01-07 | 6 | 9647.6305
2024-01-07 | 7 | 9810.5607
2024-01-07 | 8 | 10103.3876
2024-01-07 | 9 | 10179.2202
2024-01-07 | 10 | 10281.9507
2024-01-07 | 11 | 10368.2676
2024-01-07 | 12 | 10404.3776
2024-01-07 | 13 | 10424.6793
2024-01-07 | 14 | 10394.8114
2024-01-07 | 15 | 10410.719
2024-01-07 | 16 | 10469.276
2024-01-07 | 17 | 10695.5594
2024-01-07 | 18 | 10870.512
2024-01-07 | 19 | 10837.0327
2024-01-07 | 20 | 10774.657
2024-01-07 | 21 | 10635.7879
2024-01-07 | 22 | 10371.2697
2024-01-07 | 23 | 10062.3
2024-01-07 | 24 | 9789.1186
2024-01-08 | 1 | 9664.0095
2024-01-08 | 2 | 9568.3493
2024-01-08 | 3 | 9518.0353
2024-01-08 | 4 | 9540.1638
2024-01-08 | 5 | 9690.6026
2024-01-08 | 6 | 9991.2281
2024-01-08 | 7 | 10395.7676
2024-01-08 | 8 | 10795.3138
2024-01-08 | 9 | 10793.0416
2024-01-08 | 10 | 10761.8375
2024-01-08 | 11 | 10713.9819
2024-01-08 | 12 | 10781.605
2024-01-08 | 13 | 10859.6768
2024-01-08 | 14 | 10847.2593
2024-01-08 | 15 | 10881.139
2024-01-08 | 16 | 10931.291
2024-01-08 | 17 | 11065.6137
2024-01-08 | 18 | 11196.7276
2024-01-08 | 19 | 11098.141
2024-01-08 | 20 | 11003.7995
2024-01-08 | 21 | 10832.5261
2024-01-08 | 22 | 10527.1527
2024-01-08 | 23 | 10197.8629
2024-01-08 | 24 | 9913.8668
2024-01-09 | 1 | 9719.9379
2024-01-09 | 2 | 9608.2461
2024-01-09 | 3 | 9574.9868
2024-01-09 | 4 | 9597.5637
2024-01-09 | 5 | 9735.651
2024-01-09 | 6 | 10079.5631
2024-01-09 | 7 | 10556.2669
2024-01-09 | 8 | 10917.2422
2024-01-09 | 9 | 10914.9738
2024-01-09 | 10 | 10924.6211
2024-01-09 | 11 | 10980.3489
2024-01-09 | 12 | 10990.5721
2024-01-09 | 13 | 10925.7794
2024-01-09 | 14 | 10944.8793
2024-01-09 | 15 | 10933.093
2024-01-09 | 16 | 10990.8554
2024-01-09 | 17 | 11160.3341
2024-01-09 | 18 | 11308.6151
2024-01-09 | 19 | 11221.4335
2024-01-09 | 20 | 11123.5203
2024-01-09 | 21 | 10966.1561
2024-01-09 | 22 | 10684.9259
2024-01-09 | 23 | 10330.1529
2024-01-09 | 24 | 10030.0723
2024-01-10 | 1 | 9815.9763
2024-01-10 | 2 | 9718.9932
2024-01-10 | 3 | 9675.5356
2024-01-10 | 4 | 9688.2256
2024-01-10 | 5 | 9833.9299
2024-01-10 | 6 | 10137.5445
2024-01-10 | 7 | 10612.3815
2024-01-10 | 8 | 10990.5277
2024-01-10 | 9 | 11002.9225
2024-01-10 | 10 | 11020.8756
2024-01-10 | 11 | 11045.7881
2024-01-10 | 12 | 11069.1729
2024-01-10 | 13 | 10985.075
2024-01-10 | 14 | 10994.4518
2024-01-10 | 15 | 11132.8256
2024-01-10 | 16 | 11176.4532
2024-01-10 | 17 | 11358.6423
2024-01-10 | 18 | 11582.9207
2024-01-10 | 19 | 11492.8018
2024-01-10 | 20 | 11387.8757
2024-01-10 | 21 | 11230.8096
2024-01-10 | 22 | 10957.7198
2024-01-10 | 23 | 10598.1803
2024-01-10 | 24 | 10299.3301
2024-01-11 | 1 | 10135.2424
2024-01-11 | 2 | 10032.7572
2024-01-11 | 3 | 10022.5761
2024-01-11 | 4 | 10029.1467
2024-01-11 | 5 | 10134.4962
2024-01-11 | 6 | 10383.5369
2024-01-11 | 7 | 10815.3696
2024-01-11 | 8 | 11212.9137
2024-01-11 | 9 | 11254.1257
2024-01-11 | 10 | 11211.1849
2024-01-11 | 11 | 11201.6818
2024-01-11 | 12 | 11201.7567
2024-01-11 | 13 | 11192.3502
2024-01-11 | 14 | 11185.7434
2024-01-11 | 15 | 11161.7381
2024-01-11 | 16 | 11221.4881
2024-01-11 | 17 | 11467.86
2024-01-11 | 18 | 11700.7224
2024-01-11 | 19 | 11597.0889
2024-01-11 | 20 | 11484.2858
2024-01-11 | 21 | 11352.7789
2024-01-11 | 22 | 11144.3141
2024-01-11 | 23 | 10841.2717
2024-01-11 | 24 | 10543.5062
2024-01-12 | 1 | 10319.9451
2024-01-12 | 2 | 10203.2391
2024-01-12 | 3 | 10139.7973
2024-01-12 | 4 | 10129.9224
2024-01-12 | 5 | 10209.1381
2024-01-12 | 6 | 10413.4722
2024-01-12 | 7 | 10816.0538
2024-01-12 | 8 | 11250.1828
2024-01-12 | 9 | 11311.6676
2024-01-12 | 10 | 11326.4083
2024-01-12 | 11 | 11317.4456
2024-01-12 | 12 | 11379.1852
2024-01-12 | 13 | 11357.5343
2024-01-12 | 14 | 11220.8831
2024-01-12 | 15 | 11213.703
2024-01-12 | 16 | 11366.0506
2024-01-12 | 17 | 11490.7542
2024-01-12 | 18 | 11802.7663
2024-01-12 | 19 | 11728.4139
2024-01-12 | 20 | 11603.8367
2024-01-12 | 21 | 11490.0797
2024-01-12 | 22 | 11296.6236
2024-01-12 | 23 | 10991.2378
2024-01-12 | 24 | 10685.074
2024-01-13 | 1 | 10479.3454
2024-01-13 | 2 | 10327.0235
2024-01-13 | 3 | 10250.7248
2024-01-13 | 4 | 10210.8198
2024-01-13 | 5 | 10211.9134
2024-01-13 | 6 | 10205.8951
2024-01-13 | 7 | 10378.5563
2024-01-13 | 8 | 10711.4985
2024-01-13 | 9 | 10893.9443
2024-01-13 | 10 | 10993.1145
2024-01-13 | 11 | 10950.1644
2024-01-13 | 12 | 10928.7216
2024-01-13 | 13 | 10994.3046
2024-01-13 | 14 | 10821.3071
2024-01-13 | 15 | 10784.1092
2024-01-13 | 16 | 10952.2788
2024-01-13 | 17 | 11161.4917
2024-01-13 | 18 | 11506.4589
2024-01-13 | 19 | 11445.0058
2024-01-13 | 20 | 11326.2268
2024-01-13 | 21 | 11256.5271
2024-01-13 | 22 | 11128.8039
2024-01-13 | 23 | 10894.5451
2024-01-13 | 24 | 10632.2078
2024-01-14 | 1 | 10426.0152
2024-01-14 | 2 | 10282.2957
2024-01-14 | 3 | 10189.3695
2024-01-14 | 4 | 10142.2276
2024-01-14 | 5 | 10087.4387
2024-01-14 | 6 | 10027.2278
2024-01-14 | 7 | 10133.0797
2024-01-14 | 8 | 10479.1751
2024-01-14 | 9 | 10640.8141
2024-01-14 | 10 | 10763.1887
2024-01-14 | 11 | 10882.6272
2024-01-14 | 12 | 10939.4288
2024-01-14 | 13 | 10914.9316
2024-01-14 | 14 | 10919.3367
2024-01-14 | 15 | 10907.1635
2024-01-14 | 16 | 10968.3665
2024-01-14 | 17 | 11210.1106
2024-01-14 | 18 | 11582.7301
2024-01-14 | 19 | 11517.6894
2024-01-14 | 20 | 11423.1781
2024-01-14 | 21 | 11337.7271
2024-01-14 | 22 | 11183.9972
2024-01-14 | 23 | 10890.8108
2024-01-14 | 24 | 10595.7599
2024-01-15 | 1 | 10423.3954
2024-01-15 | 2 | 10299.7748
2024-01-15 | 3 | 10236.925
2024-01-15 | 4 | 10238.9114
2024-01-15 | 5 | 10304.5593
2024-01-15 | 6 | 10481.6758
2024-01-15 | 7 | 10863.3105
2024-01-15 | 8 | 11302.6809
2024-01-15 | 9 | 11383.4188
2024-01-15 | 10 | 11406.3421
2024-01-15 | 11 | 11448.9428
2024-01-15 | 12 | 11420.3276
2024-01-15 | 13 | 11309.4781
2024-01-15 | 14 | 11296.5792
2024-01-15 | 15 | 11284.443
2024-01-15 | 16 | 11445.4292
2024-01-15 | 17 | 11618.3341
2024-01-15 | 18 | 11933.7814
2024-01-15 | 19 | 11844.3397
2024-01-15 | 20 | 11737.163
2024-01-15 | 21 | 11619.3623
2024-01-15 | 22 | 11416.634
2024-01-15 | 23 | 11068.8904
2024-01-15 | 24 | 10744.9959
2024-01-16 | 1 | 10484.7858
2024-01-16 | 2 | 10367.4971
2024-01-16 | 3 | 10300.2772
2024-01-16 | 4 | 10284.7985
2024-01-16 | 5 | 10337.9958
2024-01-16 | 6 | 10497.7033
2024-01-16 | 7 | 10853.6861
2024-01-16 | 8 | 11301.0432
2024-01-16 | 9 | 11385.7434
2024-01-16 | 10 | 11416.5214
2024-01-16 | 11 | 11457.77
2024-01-16 | 12 | 11393.1681
2024-01-16 | 13 | 11434.2333
2024-01-16 | 14 | 11466.4858
2024-01-16 | 15 | 11447.6062
2024-01-16 | 16 | 11479.6273
2024-01-16 | 17 | 11643.5455
2024-01-16 | 18 | 11961.1208
2024-01-16 | 19 | 11851.1448
2024-01-16 | 20 | 11747.0393
2024-01-16 | 21 | 11656.1069
2024-01-16 | 22 | 11475.5445
2024-01-16 | 23 | 11149.0673
2024-01-16 | 24 | 10811.6326
2024-01-17 | 1 | 10541.0245
2024-01-17 | 2 | 10413.248
2024-01-17 | 3 | 10335.0939
2024-01-17 | 4 | 10314.6037
2024-01-17 | 5 | 10359.9766
2024-01-17 | 6 | 10504.3616
2024-01-17 | 7 | 10857.5522
2024-01-17 | 8 | 11305.651
2024-01-17 | 9 | 11412.1465
2024-01-17 | 10 | 11467.491
2024-01-17 | 11 | 11491.612
2024-01-17 | 12 | 11516.9425
2024-01-17 | 13 | 11503.6999
2024-01-17 | 14 | 11329.6473
2024-01-17 | 15 | 11317.0328
2024-01-17 | 16 | 11469.6414
2024-01-17 | 17 | 11631.5763
2024-01-17 | 18 | 11920.4651
2024-01-17 | 19 | 11827.2716
2024-01-17 | 20 | 11713.6801
2024-01-17 | 21 | 11639.1736
2024-01-17 | 22 | 11446.8206
2024-01-17 | 23 | 11114.7297
2024-01-17 | 24 | 10775.1917
2024-01-18 | 1 | 10528.7747
2024-01-18 | 2 | 10369.98
2024-01-18 | 3 | 10276.3713
2024-01-18 | 4 | 10244.6834
2024-01-18 | 5 | 10272.9906
2024-01-18 | 6 | 10372.1641
2024-01-18 | 7 | 10781.2809
2024-01-18 | 8 | 11250.0757
2024-01-18 | 9 | 11380.6445
2024-01-18 | 10 | 11324.4875
2024-01-18 | 11 | 11337.5983
2024-01-18 | 12 | 11336.1809
2024-01-18 | 13 | 11322.413
2024-01-18 | 14 | 11335.9171
2024-01-18 | 15 | 11300.3659
2024-01-18 | 16 | 11446.2454
2024-01-18 | 17 | 11598.9294
2024-01-18 | 18 | 11920.6782
2024-01-18 | 19 | 11823.5216
2024-01-18 | 20 | 11688.0277
2024-01-18 | 21 | 11592.3481
2024-01-18 | 22 | 11417.6343
2024-01-18 | 23 | 11125.0473
2024-01-18 | 24 | 10789.7759
2024-01-19 | 1 | 10545.9165
2024-01-19 | 2 | 10419.4965
2024-01-19 | 3 | 10340.0602
2024-01-19 | 4 | 10321.5964
2024-01-19 | 5 | 10373.9619
2024-01-19 | 6 | 10557.4755
2024-01-19 | 7 | 10926.1087
2024-01-19 | 8 | 11347.9752
2024-01-19 | 9 | 11448.9504
2024-01-19 | 10 | 11451.3989
2024-01-19 | 11 | 11480.3941
2024-01-19 | 12 | 11343.6684
2024-01-19 | 13 | 11315.3871
2024-01-19 | 14 | 11312.2974
2024-01-19 | 15 | 11324.3942
2024-01-19 | 16 | 11371.7204
2024-01-19 | 17 | 11527.4696
2024-01-19 | 18 | 11818.7074
2024-01-19 | 19 | 11720.0779
2024-01-19 | 20 | 11581.0154
2024-01-19 | 21 | 11480.9192
2024-01-19 | 22 | 11279.9319
2024-01-19 | 23 | 10993.8937
2024-01-19 | 24 | 10661.6485
2024-01-20 | 1 | 10412.297
2024-01-20 | 2 | 10266.4437
2024-01-20 | 3 | 10158.1647
2024-01-20 | 4 | 10088.9089
2024-01-20 | 5 | 10021.4076
2024-01-20 | 6 | 9934.0923
2024-01-20 | 7 | 10104.8979
2024-01-20 | 8 | 10524.214
2024-01-20 | 9 | 10728.0606
2024-01-20 | 10 | 10802.3634
2024-01-20 | 11 | 10861.9628
2024-01-20 | 12 | 10833.3519
2024-01-20 | 13 | 10833.9577
2024-01-20 | 14 | 10790.8819
2024-01-20 | 15 | 10766.618
2024-01-20 | 16 | 10812.8422
2024-01-20 | 17 | 10977.8714
2024-01-20 | 18 | 11341.2783
2024-01-20 | 19 | 11334.8441
2024-01-20 | 20 | 11223.5701
2024-01-20 | 21 | 11116.3283
2024-01-20 | 22 | 10973.8654
2024-01-20 | 23 | 10738.3482
2024-01-20 | 24 | 10458.3041
2024-01-21 | 1 | 10240.3817
2024-01-21 | 2 | 10074.9151
2024-01-21 | 3 | 9979.1521
2024-01-21 | 4 | 9958.7625
2024-01-21 | 5 | 9922.7208
2024-01-21 | 6 | 9881.9479
2024-01-21 | 7 | 10000.3786
2024-01-21 | 8 | 10354.8841
2024-01-21 | 9 | 10496.0236
2024-01-21 | 10 | 10551.359
2024-01-21 | 11 | 10629.9579
2024-01-21 | 12 | 10703.822
2024-01-21 | 13 | 10733.7262
2024-01-21 | 14 | 10740.7029
2024-01-21 | 15 | 10737.8385
2024-01-21 | 16 | 10809.6161
2024-01-21 | 17 | 11020.4149
2024-01-21 | 18 | 11418.5482
2024-01-21 | 19 | 11401.7137
2024-01-21 | 20 | 11284.3033
2024-01-21 | 21 | 11155.0746
2024-01-21 | 22 | 10953.5511
2024-01-21 | 23 | 10644.5275
2024-01-21 | 24 | 10358.6541
2024-01-22 | 1 | 10209.6226
2024-01-22 | 2 | 10101.2526
2024-01-22 | 3 | 10047.5446
2024-01-22 | 4 | 10037.1272
2024-01-22 | 5 | 10100.7156
2024-01-22 | 6 | 10302.9722
2024-01-22 | 7 | 10706.9777
2024-01-22 | 8 | 11130.4464
2024-01-22 | 9 | 11204.5324
2024-01-22 | 10 | 11091.2972
2024-01-22 | 11 | 11049.5494
2024-01-22 | 12 | 11000.6168
2024-01-22 | 13 | 10974.2631
2024-01-22 | 14 | 11029.3772
2024-01-22 | 15 | 10989.8815
2024-01-22 | 16 | 11073.863
2024-01-22 | 17 | 11181.9824
2024-01-22 | 18 | 11381.2927
2024-01-22 | 19 | 11328.4676
2024-01-22 | 20 | 11267.4905
2024-01-22 | 21 | 11109.066
2024-01-22 | 22 | 10818.6665
2024-01-22 | 23 | 10453.8746
2024-01-22 | 24 | 10164.7097
2024-01-23 | 1 | 9944.7264
2024-01-23 | 2 | 9829.3181
2024-01-23 | 3 | 9764.3271
2024-01-23 | 4 | 9765.697
2024-01-23 | 5 | 9869.5636
2024-01-23 | 6 | 10145.0662
2024-01-23 | 7 | 10590.1282
2024-01-23 | 8 | 10980.3987
2024-01-23 | 9 | 11031.8951
2024-01-23 | 10 | 10912.0615
2024-01-23 | 11 | 10895.6894
2024-01-23 | 12 | 10892.4782
2024-01-23 | 13 | 10984.2065
2024-01-23 | 14 | 11001.677
2024-01-23 | 15 | 10856.1984
2024-01-23 | 16 | 10968.2771
2024-01-23 | 17 | 11124.9499
2024-01-23 | 18 | 11384.6513
2024-01-23 | 19 | 11288.7899
2024-01-23 | 20 | 11183.5549
2024-01-23 | 21 | 11020.0196
2024-01-23 | 22 | 10717.3449
2024-01-23 | 23 | 10349.8609
2024-01-23 | 24 | 10054.3678
2024-01-24 | 1 | 9835.383
2024-01-24 | 2 | 9732.1844
2024-01-24 | 3 | 9710.9903
2024-01-24 | 4 | 9683.8317
2024-01-24 | 5 | 9805.1439
2024-01-24 | 6 | 10085.4789
2024-01-24 | 7 | 10552.7316
2024-01-24 | 8 | 10943.041
2024-01-24 | 9 | 11012.9593
2024-01-24 | 10 | 10967.8042
2024-01-24 | 11 | 10981.6338
2024-01-24 | 12 | 10982.7322
2024-01-24 | 13 | 10931.0343
2024-01-24 | 14 | 10918.4972
2024-01-24 | 15 | 10899.528
2024-01-24 | 16 | 10943.3657
2024-01-24 | 17 | 11040.3591
2024-01-24 | 18 | 11231.0526
2024-01-24 | 19 | 11135.2719
2024-01-24 | 20 | 11060.3473
2024-01-24 | 21 | 10880.1858
2024-01-24 | 22 | 10577.9758
2024-01-24 | 23 | 10214.0461
2024-01-24 | 24 | 9951.3765
2024-01-25 | 1 | 9761.3688
2024-01-25 | 2 | 9649.1717
2024-01-25 | 3 | 9585.6453
2024-01-25 | 4 | 9585.6111
2024-01-25 | 5 | 9654.6526
2024-01-25 | 6 | 9943.0779
2024-01-25 | 7 | 10379.8702
2024-01-25 | 8 | 10774.1014
2024-01-25 | 9 | 10837.8306
2024-01-25 | 10 | 10779.9209
2024-01-25 | 11 | 10688.0638
2024-01-25 | 12 | 10647.1159
2024-01-25 | 13 | 10656.299
2024-01-25 | 14 | 10661.688
2024-01-25 | 15 | 10655.1586
2024-01-25 | 16 | 10727.8531
2024-01-25 | 17 | 10837.5511
2024-01-25 | 18 | 11076.4446
2024-01-25 | 19 | 11038.0448
2024-01-25 | 20 | 10942.9529
2024-01-25 | 21 | 10773.8382
2024-01-25 | 22 | 10512.6754
2024-01-25 | 23 | 10205.9277
2024-01-25 | 24 | 9970.6801
2024-01-26 | 1 | 9755.4257
2024-01-26 | 2 | 9669.3349
2024-01-26 | 3 | 9648.765
2024-01-26 | 4 | 9646.1706
2024-01-26 | 5 | 9793.6101
2024-01-26 | 6 | 10107.4529
2024-01-26 | 7 | 10572.2174
2024-01-26 | 8 | 10925.8747
2024-01-26 | 9 | 11008.2816
2024-01-26 | 10 | 10938.7869
2024-01-26 | 11 | 10867.6341
2024-01-26 | 12 | 10807.0387
2024-01-26 | 13 | 10753.4206
2024-01-26 | 14 | 10788.1671
2024-01-26 | 15 | 10752.4862
2024-01-26 | 16 | 10796.1023
2024-01-26 | 17 | 10849.0041
2024-01-26 | 18 | 11056.5798
2024-01-26 | 19 | 11030.9192
2024-01-26 | 20 | 10969.8034
2024-01-26 | 21 | 10830.0389
2024-01-26 | 22 | 10563.5779
2024-01-26 | 23 | 10266.4591
2024-01-26 | 24 | 9988.531
2024-01-27 | 1 | 9783.3103
2024-01-27 | 2 | 9672.0754
2024-01-27 | 3 | 9596.1842
2024-01-27 | 4 | 9574.7288
2024-01-27 | 5 | 9609.0816
2024-01-27 | 6 | 9725.0566
2024-01-27 | 7 | 9963.8457
2024-01-27 | 8 | 10233.3569
2024-01-27 | 9 | 10405.0492
2024-01-27 | 10 | 10376.4442
2024-01-27 | 11 | 10385.7255
2024-01-27 | 12 | 10391.3117
2024-01-27 | 13 | 10340.1345
2024-01-27 | 14 | 10325.2215
2024-01-27 | 15 | 10336.6304
2024-01-27 | 16 | 10425.4791
2024-01-27 | 17 | 10532.6685
2024-01-27 | 18 | 10799.8881
2024-01-27 | 19 | 10773.3379
2024-01-27 | 20 | 10693.3261
2024-01-27 | 21 | 10554.2602
2024-01-27 | 22 | 10342.3771
2024-01-27 | 23 | 10087.3219
2024-01-27 | 24 | 9852.3757
2024-01-28 | 1 | 9675.8672
2024-01-28 | 2 | 9569.8458
2024-01-28 | 3 | 9505.2807
2024-01-28 | 4 | 9487.8161
2024-01-28 | 5 | 9508.1078
2024-01-28 | 6 | 9573.6853
2024-01-28 | 7 | 9683.5892
2024-01-28 | 8 | 9969.0788
2024-01-28 | 9 | 10122.8776
2024-01-28 | 10 | 10128.5623
2024-01-28 | 11 | 10213.2569
2024-01-28 | 12 | 10251.1227
2024-01-28 | 13 | 10221.9568
2024-01-28 | 14 | 10226.0635
2024-01-28 | 15 | 10229.037
2024-01-28 | 16 | 10321.9111
2024-01-28 | 17 | 10449.227
2024-01-28 | 18 | 10663.5958
2024-01-28 | 19 | 10627.1704
2024-01-28 | 20 | 10565.8151
2024-01-28 | 21 | 10425.5466
2024-01-28 | 22 | 10181.4913
2024-01-28 | 23 | 9902.1065
2024-01-28 | 24 | 9648.1758
2024-01-29 | 1 | 9539.6327
2024-01-29 | 2 | 9407.0227
2024-01-29 | 3 | 9365.2325
2024-01-29 | 4 | 9383.4966
2024-01-29 | 5 | 9520.0828
2024-01-29 | 6 | 9854.2587
2024-01-29 | 7 | 10321.2077
2024-01-29 | 8 | 10677.3953
2024-01-29 | 9 | 10777.7247
2024-01-29 | 10 | 10682.3333
2024-01-29 | 11 | 10680.1969
2024-01-29 | 12 | 10748.5697
2024-01-29 | 13 | 10727.9774
2024-01-29 | 14 | 10669.1409
2024-01-29 | 15 | 10658.854
2024-01-29 | 16 | 10663.3182
2024-01-29 | 17 | 10743.2086
2024-01-29 | 18 | 10842.7478
2024-01-29 | 19 | 10827.2228
2024-01-29 | 20 | 10750.2388
2024-01-29 | 21 | 10618.844
2024-01-29 | 22 | 10300.6347
2024-01-29 | 23 | 9977.7034
2024-01-29 | 24 | 9703.4443
2024-01-30 | 1 | 9521.2463
2024-01-30 | 2 | 9443.0453
2024-01-30 | 3 | 9411.4715
2024-01-30 | 4 | 9413.9605
2024-01-30 | 5 | 9589.1668
2024-01-30 | 6 | 9953.5009
2024-01-30 | 7 | 10459.7214
2024-01-30 | 8 | 10800.1836
2024-01-30 | 9 | 10886.5716
2024-01-30 | 10 | 10833.8891
2024-01-30 | 11 | 10887.133
2024-01-30 | 12 | 10839.8742
2024-01-30 | 13 | 10861.7108
2024-01-30 | 14 | 10877.0329
2024-01-30 | 15 | 10858.5378
2024-01-30 | 16 | 10956.8703
2024-01-30 | 17 | 11109.8145
2024-01-30 | 18 | 11376.0849
2024-01-30 | 19 | 11339.9875
2024-01-30 | 20 | 11244.4018
2024-01-30 | 21 | 11084.4009
2024-01-30 | 22 | 10822.4839
2024-01-30 | 23 | 10473.8331
2024-01-30 | 24 | 10196.0003
2024-01-31 | 1 | 10002.6457
2024-01-31 | 2 | 9930.4817
2024-01-31 | 3 | 9902.7115
2024-01-31 | 4 | 9924.6955
2024-01-31 | 5 | 10062.173
2024-01-31 | 6 | 10385.6477
2024-01-31 | 7 | 10850.1204
2024-01-31 | 8 | 11219.3438
2024-01-31 | 9 | 11343.0249
2024-01-31 | 10 | 11230.7874
2024-01-31 | 11 | 11228.3374
2024-01-31 | 12 | 11237.1978
2024-01-31 | 13 | 11226.4535
2024-01-31 | 14 | 11234.1675
2024-01-31 | 15 | 11229.3843
2024-01-31 | 16 | 11304.5277
2024-01-31 | 17 | 11463.9821
2024-01-31 | 18 | 11830.8295
2024-01-31 | 19 | 11786.4726
2024-01-31 | 20 | 11701.1846
2024-01-31 | 21 | 11564.5613
2024-01-31 | 22 | 11341.9095
2024-01-31 | 23 | 10994.7627
2024-01-31 | 24 | 10668.0124
2024-02-01 | 1 | 10476.6638
2024-02-01 | 2 | 10377.0726
2024-02-01 | 3 | 10316.9405
2024-02-01 | 4 | 10325.567
2024-02-01 | 5 | 10392.4605
2024-02-01 | 6 | 10632.7019
2024-02-01 | 7 | 11001.5715
2024-02-01 | 8 | 11418.1725
2024-02-01 | 9 | 11601.8084
2024-02-01 | 10 | 11498.0668
2024-02-01 | 11 | 11416.709
2024-02-01 | 12 | 11396.4838
2024-02-01 | 13 | 11406.1913
2024-02-01 | 14 | 11340.5284
2024-02-01 | 15 | 11279.8733
2024-02-01 | 16 | 11340.1393
2024-02-01 | 17 | 11500.4363
2024-02-01 | 18 | 11903.2861
2024-02-01 | 19 | 11908.0067
2024-02-01 | 20 | 11800.6557
2024-02-01 | 21 | 11751.547
2024-02-01 | 22 | 11629.5968
2024-02-01 | 23 | 11361.7544
2024-02-01 | 24 | 11040.2692
2024-02-02 | 1 | 10772.9603
2024-02-02 | 2 | 10660.9868
2024-02-02 | 3 | 10596.1335
2024-02-02 | 4 | 10591.5634
2024-02-02 | 5 | 10645.6793
2024-02-02 | 6 | 10846.0869
2024-02-02 | 7 | 11147.2995
2024-02-02 | 8 | 11557.8618
2024-02-02 | 9 | 11761.6523
2024-02-02 | 10 | 11714.3204
2024-02-02 | 11 | 11717.0355
2024-02-02 | 12 | 11529.9183
2024-02-02 | 13 | 11577.3709
2024-02-02 | 14 | 11507.9747
2024-02-02 | 15 | 11336.4516
2024-02-02 | 16 | 11319.2602
2024-02-02 | 17 | 11453.1757
2024-02-02 | 18 | 11792.2951
2024-02-02 | 19 | 11851.9815
2024-02-02 | 20 | 11764.9645
2024-02-02 | 21 | 11727.4746
2024-02-02 | 22 | 11592.7693
2024-02-02 | 23 | 11326.4682
2024-02-02 | 24 | 11005.5352
2024-02-03 | 1 | 10732.2831
2024-02-03 | 2 | 10584.4609
2024-02-03 | 3 | 10485.3417
2024-02-03 | 4 | 10410.6785
2024-02-03 | 5 | 10356.0981
2024-02-03 | 6 | 10239.8648
2024-02-03 | 7 | 10367.3194
2024-02-03 | 8 | 10784.1494
2024-02-03 | 9 | 11061.0925
2024-02-03 | 10 | 11036.2959
2024-02-03 | 11 | 11037.5765
2024-02-03 | 12 | 10995.5002
2024-02-03 | 13 | 10840.8693
2024-02-03 | 14 | 10759.3086
2024-02-03 | 15 | 10690.2457
2024-02-03 | 16 | 10687.2204
2024-02-03 | 17 | 10797.0785
2024-02-03 | 18 | 11089.9417
2024-02-03 | 19 | 11155.2321
2024-02-03 | 20 | 11087.1086
2024-02-03 | 21 | 11012.1073
2024-02-03 | 22 | 10824.4874
2024-02-03 | 23 | 10557.4618
2024-02-03 | 24 | 10307.3144
2024-02-04 | 1 | 10067.9211
2024-02-04 | 2 | 9896.5454
2024-02-04 | 3 | 9783.2263
2024-02-04 | 4 | 9718.3721
2024-02-04 | 5 | 9646.473
2024-02-04 | 6 | 9569.6339
2024-02-04 | 7 | 9736.8507
2024-02-04 | 8 | 10082.0507
2024-02-04 | 9 | 10270.862
2024-02-04 | 10 | 10211.2833
2024-02-04 | 11 | 10142.1011
2024-02-04 | 12 | 10148.6831
2024-02-04 | 13 | 10101.7005
2024-02-04 | 14 | 10055.7938
2024-02-04 | 15 | 10153.4359
2024-02-04 | 16 | 10220.312
2024-02-04 | 17 | 10364.8797
2024-02-04 | 18 | 10613.0909
2024-02-04 | 19 | 10681.2917
2024-02-04 | 20 | 10644.3466
2024-02-04 | 21 | 10513.0037
2024-02-04 | 22 | 10296.985
2024-02-04 | 23 | 9957.4838
2024-02-04 | 24 | 9721.0808
2024-02-05 | 1 | 9603.6216
2024-02-05 | 2 | 9508.6443
2024-02-05 | 3 | 9449.5541
2024-02-05 | 4 | 9462.3105
2024-02-05 | 5 | 9551.4868
2024-02-05 | 6 | 9860.8285
2024-02-05 | 7 | 10278.7728
2024-02-05 | 8 | 10638.9541
2024-02-05 | 9 | 10760.9126
2024-02-05 | 10 | 10631.049
2024-02-05 | 11 | 10577.6945
2024-02-05 | 12 | 10563.78
2024-02-05 | 13 | 10549.6936
2024-02-05 | 14 | 10588.9689
2024-02-05 | 15 | 10606.6589
2024-02-05 | 16 | 10616.7661
2024-02-05 | 17 | 10666.1627
2024-02-05 | 18 | 10762.7297
2024-02-05 | 19 | 10764.0676
2024-02-05 | 20 | 10674.0618
2024-02-05 | 21 | 10522.8329
2024-02-05 | 22 | 10245.1446
2024-02-05 | 23 | 9893.2809
2024-02-05 | 24 | 9594.7093
2024-02-06 | 1 | 9393.2295
2024-02-06 | 2 | 9301.9898
2024-02-06 | 3 | 9262.1543
2024-02-06 | 4 | 9289.4305
2024-02-06 | 5 | 9426.641
2024-02-06 | 6 | 9776.1498
2024-02-06 | 7 | 10229.9271
2024-02-06 | 8 | 10566.0649
2024-02-06 | 9 | 10692.4943
2024-02-06 | 10 | 10576.9075
2024-02-06 | 11 | 10603.0514
2024-02-06 | 12 | 10544.8152
2024-02-06 | 13 | 10469.026
2024-02-06 | 14 | 10536.9457
2024-02-06 | 15 | 10534.3297
2024-02-06 | 16 | 10563.9865
2024-02-06 | 17 | 10647.527
2024-02-06 | 18 | 10746.2496
2024-02-06 | 19 | 10788.2626
2024-02-06 | 20 | 10694.63
2024-02-06 | 21 | 10547.1456
2024-02-06 | 22 | 10253.8366
2024-02-06 | 23 | 9911.1522
2024-02-06 | 24 | 9661.1494
2024-02-07 | 1 | 9472.4727
2024-02-07 | 2 | 9393.9884
2024-02-07 | 3 | 9328.8741
2024-02-07 | 4 | 9347.7691
2024-02-07 | 5 | 9530.7009
2024-02-07 | 6 | 9853.0432
2024-02-07 | 7 | 10306.7745
2024-02-07 | 8 | 10657.123
2024-02-07 | 9 | 10795.541
2024-02-07 | 10 | 10701.7595
2024-02-07 | 11 | 10737.7068
2024-02-07 | 12 | 10652.2924
2024-02-07 | 13 | 10796.4051
2024-02-07 | 14 | 10837.2185
2024-02-07 | 15 | 10849.7123
2024-02-07 | 16 | 10925.706
2024-02-07 | 17 | 11013.1852
2024-02-07 | 18 | 11177.8817
2024-02-07 | 19 | 11201.1001
2024-02-07 | 20 | 11095.5298
2024-02-07 | 21 | 10937.3069
2024-02-07 | 22 | 10652.1745
2024-02-07 | 23 | 10322.3776
2024-02-07 | 24 | 10071.6951
2024-02-08 | 1 | 9943.6204
2024-02-08 | 2 | 9861.7512
2024-02-08 | 3 | 9827.9279
2024-02-08 | 4 | 9842.5883
2024-02-08 | 5 | 10002.7102
2024-02-08 | 6 | 10321.4624
2024-02-08 | 7 | 10792.159
2024-02-08 | 8 | 11119.139
2024-02-08 | 9 | 11275.2629
2024-02-08 | 10 | 11106.6092
2024-02-08 | 11 | 11098.3582
2024-02-08 | 12 | 11087.6455
2024-02-08 | 13 | 11041.9501
2024-02-08 | 14 | 11042.0849
2024-02-08 | 15 | 11000.6259
2024-02-08 | 16 | 11039.6063
2024-02-08 | 17 | 11164.0637
2024-02-08 | 18 | 11450.8362
2024-02-08 | 19 | 11510.2932
2024-02-08 | 20 | 11422.4089
2024-02-08 | 21 | 11284.23
2024-02-08 | 22 | 11067.3891
2024-02-08 | 23 | 10755.5144
2024-02-08 | 24 | 10444.8827
2024-02-09 | 1 | 10224.4425
2024-02-09 | 2 | 10129.1863
2024-02-09 | 3 | 10091.1282
2024-02-09 | 4 | 10097.7115
2024-02-09 | 5 | 10193.034
2024-02-09 | 6 | 10441.5726
2024-02-09 | 7 | 10837.7489
2024-02-09 | 8 | 11237.0104
2024-02-09 | 9 | 11443.3699
2024-02-09 | 10 | 11315.9355
2024-02-09 | 11 | 11338.4777
2024-02-09 | 12 | 11316.0152
2024-02-09 | 13 | 11127.6913
2024-02-09 | 14 | 11090.2153
2024-02-09 | 15 | 11204.3728
2024-02-09 | 16 | 11203.5444
2024-02-09 | 17 | 11235.5987
2024-02-09 | 18 | 11530.827
2024-02-09 | 19 | 11556.7571
2024-02-09 | 20 | 11471.0214
2024-02-09 | 21 | 11360.7831
2024-02-09 | 22 | 11170.2529
2024-02-09 | 23 | 10869.5064
2024-02-09 | 24 | 10581.5668
2024-02-10 | 1 | 10363.2274
2024-02-10 | 2 | 10235.0888
2024-02-10 | 3 | 10166.4162
2024-02-10 | 4 | 10159.5084
2024-02-10 | 5 | 10184.0067
2024-02-10 | 6 | 10229.0346
2024-02-10 | 7 | 10323.1858
2024-02-10 | 8 | 10570.9564
2024-02-10 | 9 | 10866.1878
2024-02-10 | 10 | 10898.1128
2024-02-10 | 11 | 10921.0162
2024-02-10 | 12 | 10911.0084
2024-02-10 | 13 | 10833.7045
2024-02-10 | 14 | 10737.8298
2024-02-10 | 15 | 10741.6819
2024-02-10 | 16 | 10729.7843
2024-02-10 | 17 | 10881.9844
2024-02-10 | 18 | 11178.9881
2024-02-10 | 19 | 11307.077
2024-02-10 | 20 | 11250.5874
2024-02-10 | 21 | 11144.226
2024-02-10 | 22 | 11037.7936
2024-02-10 | 23 | 10796.5014
2024-02-10 | 24 | 10521.5356
2024-02-11 | 1 | 10313.0106
2024-02-11 | 2 | 10160.0876
2024-02-11 | 3 | 10074.6539
2024-02-11 | 4 | 9998.4984
2024-02-11 | 5 | 9882.1286
2024-02-11 | 6 | 9830.1191
2024-02-11 | 7 | 9959.5117
2024-02-11 | 8 | 10197.1546
2024-02-11 | 9 | 10491.6604
2024-02-11 | 10 | 10558.1967
2024-02-11 | 11 | 10544.9662
2024-02-11 | 12 | 10602.6751
2024-02-11 | 13 | 10564.4709
2024-02-11 | 14 | 10527.1441
2024-02-11 | 15 | 10514.7227
2024-02-11 | 16 | 10579.206
2024-02-11 | 17 | 10731.1088
2024-02-11 | 18 | 10928.8631
2024-02-11 | 19 | 11017.1135
2024-02-11 | 20 | 10947.5873
2024-02-11 | 21 | 10829.7363
2024-02-11 | 22 | 10608.5687
2024-02-11 | 23 | 10279.901
2024-02-11 | 24 | 10031.5494
2024-02-12 | 1 | 9887.7066
2024-02-12 | 2 | 9756.9474
2024-02-12 | 3 | 9705.4214
2024-02-12 | 4 | 9711.241
2024-02-12 | 5 | 9810.1929
2024-02-12 | 6 | 10046.9509
2024-02-12 | 7 | 10468.4893
2024-02-12 | 8 | 10781.0978
2024-02-12 | 9 | 10912.6719
2024-02-12 | 10 | 10795.0923
2024-02-12 | 11 | 10873.2344
2024-02-12 | 12 | 10769.0788
2024-02-12 | 13 | 10753.6496
2024-02-12 | 14 | 10664.7119
2024-02-12 | 15 | 10705.7711
2024-02-12 | 16 | 10768.4659
2024-02-12 | 17 | 10800.1562
2024-02-12 | 18 | 10872.949
2024-02-12 | 19 | 10950.7311
2024-02-12 | 20 | 10868.4818
2024-02-12 | 21 | 10715.5265
2024-02-12 | 22 | 10419.2453
2024-02-12 | 23 | 10038.326
2024-02-12 | 24 | 9780.6678
2024-02-13 | 1 | 9589.0479
2024-02-13 | 2 | 9487.0613
2024-02-13 | 3 | 9452.4169
2024-02-13 | 4 | 9449.4929
2024-02-13 | 5 | 9580.4498
2024-02-13 | 6 | 9884.3313
2024-02-13 | 7 | 10319.8385
2024-02-13 | 8 | 10478.9483
2024-02-13 | 9 | 10612.2725
2024-02-13 | 10 | 10611.4194
2024-02-13 | 11 | 10583.6542
2024-02-13 | 12 | 10578.4423
2024-02-13 | 13 | 10561.8523
2024-02-13 | 14 | 10530.1178
2024-02-13 | 15 | 10541.0011
2024-02-13 | 16 | 10609.8756
2024-02-13 | 17 | 10695.4423
2024-02-13 | 18 | 10807.2031
2024-02-13 | 19 | 10894.3802
2024-02-13 | 20 | 10812.9344
2024-02-13 | 21 | 10675.4748
2024-02-13 | 22 | 10337.4767
2024-02-13 | 23 | 10006.9468
2024-02-13 | 24 | 9726.5066
2024-02-14 | 1 | 9537.7539
2024-02-14 | 2 | 9423.7564
2024-02-14 | 3 | 9393.9011
2024-02-14 | 4 | 9422.4894
2024-02-14 | 5 | 9574.8306
2024-02-14 | 6 | 9913.8322
2024-02-14 | 7 | 10386.5761
2024-02-14 | 8 | 10540.0249
2024-02-14 | 9 | 10694.4666
2024-02-14 | 10 | 10765.7272
2024-02-14 | 11 | 10725.236
2024-02-14 | 12 | 10736.9234
2024-02-14 | 13 | 10634.6392
2024-02-14 | 14 | 10682.7996
2024-02-14 | 15 | 10633.388
2024-02-14 | 16 | 10673.5339
2024-02-14 | 17 | 10716.2614
2024-02-14 | 18 | 10818.843
2024-02-14 | 19 | 10899.1972
2024-02-14 | 20 | 10818.7768
2024-02-14 | 21 | 10635.4498
2024-02-14 | 22 | 10330.876
2024-02-14 | 23 | 9987.8657
2024-02-14 | 24 | 9716.9117
2024-02-15 | 1 | 9573.2703
2024-02-15 | 2 | 9476.4548
2024-02-15 | 3 | 9438.5756
2024-02-15 | 4 | 9473.3947
2024-02-15 | 5 | 9601.2243
2024-02-15 | 6 | 9936.7721
2024-02-15 | 7 | 10404.6753
2024-02-15 | 8 | 10581.8451
2024-02-15 | 9 | 10695.5285
2024-02-15 | 10 | 10686.7729
2024-02-15 | 11 | 10646.6024
2024-02-15 | 12 | 10619.5305
2024-02-15 | 13 | 10587.6937
2024-02-15 | 14 | 10561.0329
2024-02-15 | 15 | 10551.7829
2024-02-15 | 16 | 10587.5798
2024-02-15 | 17 | 10619.8889
2024-02-15 | 18 | 10734.0147
2024-02-15 | 19 | 10876.0898
2024-02-15 | 20 | 10809.8686
2024-02-15 | 21 | 10631.8622
2024-02-15 | 22 | 10371.3039
2024-02-15 | 23 | 10082.4975
2024-02-15 | 24 | 9839.6765
2024-02-16 | 1 | 9668.7702
2024-02-16 | 2 | 9596.5105
2024-02-16 | 3 | 9557.9804
2024-02-16 | 4 | 9580.2533
2024-02-16 | 5 | 9693.7234
2024-02-16 | 6 | 10009.2782
2024-02-16 | 7 | 10466.3448
2024-02-16 | 8 | 10643.9724
2024-02-16 | 9 | 10781.5983
2024-02-16 | 10 | 10802.6239
2024-02-16 | 11 | 10796.6688
2024-02-16 | 12 | 10763.7599
2024-02-16 | 13 | 10705.5995
2024-02-16 | 14 | 10579.7456
2024-02-16 | 15 | 10641.2062
2024-02-16 | 16 | 10638.0105
2024-02-16 | 17 | 10752.1862
2024-02-16 | 18 | 10836.881
2024-02-16 | 19 | 10975.3765
2024-02-16 | 20 | 10899.3552
2024-02-16 | 21 | 10741.5075
2024-02-16 | 22 | 10501.2607
2024-02-16 | 23 | 10169.6318
2024-02-16 | 24 | 9911.0171
2024-02-17 | 1 | 9697.7112
2024-02-17 | 2 | 9593.8642
2024-02-17 | 3 | 9533.4234
2024-02-17 | 4 | 9502.8762
2024-02-17 | 5 | 9534.252
2024-02-17 | 6 | 9638.9089
2024-02-17 | 7 | 9883.7634
2024-02-17 | 8 | 10008.2655
2024-02-17 | 9 | 10221.8824
2024-02-17 | 10 | 10364.4032
2024-02-17 | 11 | 10432.952
2024-02-17 | 12 | 10403.3359
2024-02-17 | 13 | 10394.5803
2024-02-17 | 14 | 10377.7939
2024-02-17 | 15 | 10421.9615
2024-02-17 | 16 | 10564.3948
2024-02-17 | 17 | 10669.4128
2024-02-17 | 18 | 10830.2315
2024-02-17 | 19 | 10977.8758
2024-02-17 | 20 | 10893.8848
2024-02-17 | 21 | 10771.5017
2024-02-17 | 22 | 10601.889
2024-02-17 | 23 | 10386.117
2024-02-17 | 24 | 10142.8992
2024-02-18 | 1 | 9947.7044
2024-02-18 | 2 | 9850.2237
2024-02-18 | 3 | 9788.2981
2024-02-18 | 4 | 9770.0207
2024-02-18 | 5 | 9818.3972
2024-02-18 | 6 | 9908.4421
2024-02-18 | 7 | 10093.5373
2024-02-18 | 8 | 10189.3691
2024-02-18 | 9 | 10381.6709
2024-02-18 | 10 | 10521.739
2024-02-18 | 11 | 10613.5515
2024-02-18 | 12 | 10685.728
2024-02-18 | 13 | 10695.0081
2024-02-18 | 14 | 10702.6753
2024-02-18 | 15 | 10704.7781
2024-02-18 | 16 | 10816.447
2024-02-18 | 17 | 11073.9885
2024-02-18 | 18 | 11346.9312
2024-02-18 | 19 | 11487.0264
2024-02-18 | 20 | 11395.0986
2024-02-18 | 21 | 11293.0092
2024-02-18 | 22 | 11129.8383
2024-02-18 | 23 | 10810.3615
2024-02-18 | 24 | 10538.2806
2024-02-19 | 1 | 10401.2713
2024-02-19 | 2 | 10263.3339
2024-02-19 | 3 | 10190.8724
2024-02-19 | 4 | 10155.5106
2024-02-19 | 5 | 10156.5829
2024-02-19 | 6 | 10134.4405
2024-02-19 | 7 | 10250.4118
2024-02-19 | 8 | 10399.5477
2024-02-19 | 9 | 10574.7509
2024-02-19 | 10 | 10694.2587
2024-02-19 | 11 | 10777.4542
2024-02-19 | 12 | 10823.5793
2024-02-19 | 13 | 10813.8937
2024-02-19 | 14 | 10788.93
2024-02-19 | 15 | 10779.8863
2024-02-19 | 16 | 10842.8585
2024-02-19 | 17 | 11078.4202
2024-02-19 | 18 | 11432.52
2024-02-19 | 19 | 11608.5226
2024-02-19 | 20 | 11483.1915
2024-02-19 | 21 | 11398.4228
2024-02-19 | 22 | 11233.4296
2024-02-19 | 23 | 10944.9198
2024-02-19 | 24 | 10639.0167
2024-02-20 | 1 | 10476.3454
2024-02-20 | 2 | 10346.1238
2024-02-20 | 3 | 10279.7407
2024-02-20 | 4 | 10275.6522
2024-02-20 | 5 | 10339.5927
2024-02-20 | 6 | 10558.8026
2024-02-20 | 7 | 10941.5121
2024-02-20 | 8 | 11203.1472
2024-02-20 | 9 | 11315.1511
2024-02-20 | 10 | 11369.3099
2024-02-20 | 11 | 11366.4347
2024-02-20 | 12 | 11358.049
2024-02-20 | 13 | 11326.3472
2024-02-20 | 14 | 11301.0809
2024-02-20 | 15 | 11274.2225
2024-02-20 | 16 | 11314.2543
2024-02-20 | 17 | 11492.7788
2024-02-20 | 18 | 11723.2201
2024-02-20 | 19 | 11886.9952
2024-02-20 | 20 | 11793.4159
2024-02-20 | 21 | 11684.4594
2024-02-20 | 22 | 11502.4659
2024-02-20 | 23 | 11147.5673
2024-02-20 | 24 | 10838.5632
2024-02-21 | 1 | 10577.8018
2024-02-21 | 2 | 10465.6912
2024-02-21 | 3 | 10411.3768
2024-02-21 | 4 | 10407.4508
2024-02-21 | 5 | 10488.6474
2024-02-21 | 6 | 10726.5724
2024-02-21 | 7 | 11079.2333
2024-02-21 | 8 | 11305.6016
2024-02-21 | 9 | 11405.0923
2024-02-21 | 10 | 11421.9595
2024-02-21 | 11 | 11382.9194
2024-02-21 | 12 | 11421.4215
2024-02-21 | 13 | 11320.2968
2024-02-21 | 14 | 11280.1243
2024-02-21 | 15 | 11282.739
2024-02-21 | 16 | 11301.5887
2024-02-21 | 17 | 11433.8317
2024-02-21 | 18 | 11532.177
2024-02-21 | 19 | 11735.2571
2024-02-21 | 20 | 11683.847
2024-02-21 | 21 | 11591.8627
2024-02-21 | 22 | 11374.095
2024-02-21 | 23 | 11057.6666
2024-02-21 | 24 | 10748.4234
2024-02-22 | 1 | 10541.25
2024-02-22 | 2 | 10420.8749
2024-02-22 | 3 | 10327.0712
2024-02-22 | 4 | 10284.322
2024-02-22 | 5 | 10330.3152
2024-02-22 | 6 | 10507.4449
2024-02-22 | 7 | 10901.7589
2024-02-22 | 8 | 11206.999
2024-02-22 | 9 | 11336.7559
2024-02-22 | 10 | 11402.2674
2024-02-22 | 11 | 11307.0544
2024-02-22 | 12 | 11260.7927
2024-02-22 | 13 | 11239.2712
2024-02-22 | 14 | 11124.9827
2024-02-22 | 15 | 11047.611
2024-02-22 | 16 | 11035.144
2024-02-22 | 17 | 11147.6517
2024-02-22 | 18 | 11294.4338
2024-02-22 | 19 | 11493.8642
2024-02-22 | 20 | 11403.6582
2024-02-22 | 21 | 11299.2538
2024-02-22 | 22 | 11073.8803
2024-02-22 | 23 | 10782.2452
2024-02-22 | 24 | 10481.1577
2024-02-23 | 1 | 10261.2208
2024-02-23 | 2 | 10139.7756
2024-02-23 | 3 | 10061.3605
2024-02-23 | 4 | 10003.3365
2024-02-23 | 5 | 10061.5963
2024-02-23 | 6 | 10251.4511
2024-02-23 | 7 | 10670.9148
2024-02-23 | 8 | 10959.8633
2024-02-23 | 9 | 11031.1827
2024-02-23 | 10 | 11045.8815
2024-02-23 | 11 | 10989.5206
2024-02-23 | 12 | 10999.5657
2024-02-23 | 13 | 10873.8204
2024-02-23 | 14 | 10878.9343
2024-02-23 | 15 | 10841.3957
2024-02-23 | 16 | 10833.2888
2024-02-23 | 17 | 10956.5176
2024-02-23 | 18 | 11003.7948
2024-02-23 | 19 | 11174.8074
2024-02-23 | 20 | 11090.6439
2024-02-23 | 21 | 10964.0978
2024-02-23 | 22 | 10711.2845
2024-02-23 | 23 | 10416.4079
2024-02-23 | 24 | 10132.0424
2024-02-24 | 1 | 9912.7989
2024-02-24 | 2 | 9806.0165
2024-02-24 | 3 | 9719.6732
2024-02-24 | 4 | 9703.981
2024-02-24 | 5 | 9738.4493
2024-02-24 | 6 | 9814.7457
2024-02-24 | 7 | 10038.8732
2024-02-24 | 8 | 10239.0269
2024-02-24 | 9 | 10367.3453
2024-02-24 | 10 | 10528.9111
2024-02-24 | 11 | 10576.7131
2024-02-24 | 12 | 10592.9518
2024-02-24 | 13 | 10564.0221
2024-02-24 | 14 | 10556.084
2024-02-24 | 15 | 10544.3659
2024-02-24 | 16 | 10613.0739
2024-02-24 | 17 | 10783.4794
2024-02-24 | 18 | 11011.1623
2024-02-24 | 19 | 11171.9042
2024-02-24 | 20 | 11093.0519
2024-02-24 | 21 | 10972.6854
2024-02-24 | 22 | 10820.0821
2024-02-24 | 23 | 10567.675
2024-02-24 | 24 | 10327.3705
2024-02-25 | 1 | 10141.0386
2024-02-25 | 2 | 10021.3871
2024-02-25 | 3 | 9967.3152
2024-02-25 | 4 | 9937.6404
2024-02-25 | 5 | 9951.435
2024-02-25 | 6 | 9984.9391
2024-02-25 | 7 | 10107.7903
2024-02-25 | 8 | 10289.6375
2024-02-25 | 9 | 10401.5912
2024-02-25 | 10 | 10532.5731
2024-02-25 | 11 | 10632.1799
2024-02-25 | 12 | 10703.4315
2024-02-25 | 13 | 10711.3102
2024-02-25 | 14 | 10694.9557
2024-02-25 | 15 | 10696.6499
2024-02-25 | 16 | 10775.9248
2024-02-25 | 17 | 10998.3656
2024-02-25 | 18 | 11267.1623
2024-02-25 | 19 | 11441.4913
2024-02-25 | 20 | 11375.4037
2024-02-25 | 21 | 11272.8461
2024-02-25 | 22 | 11105.828
2024-02-25 | 23 | 10801.2549
2024-02-25 | 24 | 10528.6004
2024-02-26 | 1 | 10376.7186
2024-02-26 | 2 | 10272.312
2024-02-26 | 3 | 10227.6507
2024-02-26 | 4 | 10243.2659
2024-02-26 | 5 | 10346.168
2024-02-26 | 6 | 10619.337
2024-02-26 | 7 | 11020.5001
2024-02-26 | 8 | 11309.9627
2024-02-26 | 9 | 11406.9091
2024-02-26 | 10 | 11504.8534
2024-02-26 | 11 | 11423.1063
2024-02-26 | 12 | 11461.3295
2024-02-26 | 13 | 11471.4
2024-02-26 | 14 | 11463.2517
2024-02-26 | 15 | 11445.6684
2024-02-26 | 16 | 11417.72
2024-02-26 | 17 | 11546.9447
2024-02-26 | 18 | 11703.4052
2024-02-26 | 19 | 11832.7771
2024-02-26 | 20 | 11794.887
2024-02-26 | 21 | 11709.77
2024-02-26 | 22 | 11501.4939
2024-02-26 | 23 | 11150.2497
2024-02-26 | 24 | 10846.1087
2024-02-27 | 1 | 10604.5297
2024-02-27 | 2 | 10484.1061
2024-02-27 | 3 | 10428.8009
2024-02-27 | 4 | 10426.3517
2024-02-27 | 5 | 10495.6249
2024-02-27 | 6 | 10684.2648
2024-02-27 | 7 | 11046.6108
2024-02-27 | 8 | 11334.733
2024-02-27 | 9 | 11427.9963
2024-02-27 | 10 | 11386.9454
2024-02-27 | 11 | 11347.6629
2024-02-27 | 12 | 11329.3742
2024-02-27 | 13 | 11332.1348
2024-02-27 | 14 | 11166.1234
2024-02-27 | 15 | 11146.1236
2024-02-27 | 16 | 11173.5983
2024-02-27 | 17 | 11247.5203
2024-02-27 | 18 | 11356.0038
2024-02-27 | 19 | 11537.8813
2024-02-27 | 20 | 11518.399
2024-02-27 | 21 | 11436.7447
2024-02-27 | 22 | 11177.9672
2024-02-27 | 23 | 10810.4886
2024-02-27 | 24 | 10481.9505
2024-02-28 | 1 | 10243.0421
2024-02-28 | 2 | 10090.5164
2024-02-28 | 3 | 9989.3845
2024-02-28 | 4 | 9957.3785
2024-02-28 | 5 | 9999.6334
2024-02-28 | 6 | 10120.4746
2024-02-28 | 7 | 10504.7627
2024-02-28 | 8 | 10872.508
2024-02-28 | 9 | 10929.8817
2024-02-28 | 10 | 10985.9374
2024-02-28 | 11 | 10953.0372
2024-02-28 | 12 | 11010.2638
2024-02-28 | 13 | 10965.5427
2024-02-28 | 14 | 10943.6712
2024-02-28 | 15 | 10922.9163
2024-02-28 | 16 | 10972.9939
2024-02-28 | 17 | 11043.1859
2024-02-28 | 18 | 11071.558
2024-02-28 | 19 | 11232.0388
2024-02-28 | 20 | 11168.7311
2024-02-28 | 21 | 11012.1921
2024-02-28 | 22 | 10738.8383
2024-02-28 | 23 | 10379.0468
2024-02-28 | 24 | 10101.0967
2024-02-29 | 1 | 9931.5322
2024-02-29 | 2 | 9833.564
2024-02-29 | 3 | 9785.9721
2024-02-29 | 4 | 9801.0848
2024-02-29 | 5 | 9928.5894
2024-02-29 | 6 | 10259.4559
2024-02-29 | 7 | 10695.5572
2024-02-29 | 8 | 11010.1425
2024-02-29 | 9 | 11016.1153
2024-02-29 | 10 | 10972.4294
2024-02-29 | 11 | 10998.427
2024-02-29 | 12 | 10993.6542
2024-02-29 | 13 | 10974.583
2024-02-29 | 14 | 10974.053
2024-02-29 | 15 | 11032.6476
2024-02-29 | 16 | 11127.3017
2024-02-29 | 17 | 11250.0138
2024-02-29 | 18 | 11333.5603
2024-02-29 | 19 | 11470.4394
2024-02-29 | 20 | 11362.6097
2024-02-29 | 21 | 11234.513
2024-02-29 | 22 | 11037.5485
2024-02-29 | 23 | 10716.0037
2024-02-29 | 24 | 10444.659
2024-03-01 | 1 | 10297.7931
2024-03-01 | 2 | 10225.8824
2024-03-01 | 3 | 10152.7333
2024-03-01 | 4 | 10157.3776
2024-03-01 | 5 | 10330.7699
2024-03-01 | 6 | 10626.0686
2024-03-01 | 7 | 11028.4857
2024-03-01 | 8 | 11320.6395
2024-03-01 | 9 | 11381.1035
2024-03-01 | 10 | 11488.3478
2024-03-01 | 11 | 11521.9268
2024-03-01 | 12 | 11469.8539
2024-03-01 | 13 | 11459.2537
2024-03-01 | 14 | 11463.2943
2024-03-01 | 15 | 11433.9807
2024-03-01 | 16 | 11471.5585
2024-03-01 | 17 | 11481.7329
2024-03-01 | 18 | 11657.9078
2024-03-01 | 19 | 11816.8272
2024-03-01 | 20 | 11762.6847
2024-03-01 | 21 | 11648.3808
2024-03-01 | 22 | 11534.9735
2024-03-01 | 23 | 11225.1877
2024-03-01 | 24 | 10965.506
2024-03-02 | 1 | 10455.9629
2024-03-02 | 2 | 10338.4061
2024-03-02 | 3 | 10224.0377
2024-03-02 | 4 | 10181.8695
2024-03-02 | 5 | 10212.1006
2024-03-02 | 6 | 10173.5671
2024-03-02 | 7 | 10317.8431
2024-03-02 | 8 | 10634.0251
2024-03-02 | 9 | 10793.9484
2024-03-02 | 10 | 10910.6841
2024-03-02 | 11 | 10995.5041
2024-03-02 | 12 | 10969.8633
2024-03-02 | 13 | 10929.7451
2024-03-02 | 14 | 10977.9805
2024-03-02 | 15 | 10986.2604
2024-03-02 | 16 | 11013.7182
2024-03-02 | 17 | 11209.8866
2024-03-02 | 18 | 11418.3144
2024-03-02 | 19 | 11522.0323
2024-03-02 | 20 | 11478.0859
2024-03-02 | 21 | 11396.7769
2024-03-02 | 22 | 11351.5199
2024-03-02 | 23 | 11102.0416
2024-03-02 | 24 | 10867.6027
2024-03-03 | 1 | 10636.9294
2024-03-03 | 2 | 10524.2302
2024-03-03 | 3 | 10452.6129
2024-03-03 | 4 | 10420.3036
2024-03-03 | 5 | 10417.4767
2024-03-03 | 6 | 10369.7726
2024-03-03 | 7 | 10387.5209
2024-03-03 | 8 | 10687.1346
2024-03-03 | 9 | 10768.3728
2024-03-03 | 10 | 10869.1985
2024-03-03 | 11 | 10997.0713
2024-03-03 | 12 | 10922.3521
2024-03-03 | 13 | 10857.5068
2024-03-03 | 14 | 10828.8017
2024-03-03 | 15 | 10805.0616
2024-03-03 | 16 | 10858.0145
2024-03-03 | 17 | 11097.4073
2024-03-03 | 18 | 11355.592
2024-03-03 | 19 | 11498.29
2024-03-03 | 20 | 11496.7408
2024-03-03 | 21 | 11523.5588
2024-03-03 | 22 | 11333.8581
2024-03-03 | 23 | 11077.1048
2024-03-03 | 24 | 10775.5183
2024-03-04 | 1 | 10650.5181
2024-03-04 | 2 | 10501.6226
2024-03-04 | 3 | 10414.4386
2024-03-04 | 4 | 10391.3108
2024-03-04 | 5 | 10446.4748
2024-03-04 | 6 | 10612.8633
2024-03-04 | 7 | 10986.4595
2024-03-04 | 8 | 11381.1892
2024-03-04 | 9 | 11391.2412
2024-03-04 | 10 | 11469.368
2024-03-04 | 11 | 11443.6847
2024-03-04 | 12 | 11390.1569
2024-03-04 | 13 | 11251.4303
2024-03-04 | 14 | 11285.1761
2024-03-04 | 15 | 11266.2123
2024-03-04 | 16 | 11232.8976
2024-03-04 | 17 | 11387.6745
2024-03-04 | 18 | 11469.5369
2024-03-04 | 19 | 11588.1818
2024-03-04 | 20 | 11581.9859
2024-03-04 | 21 | 11475.8042
2024-03-04 | 22 | 11265.4024
2024-03-04 | 23 | 10930.8943
2024-03-04 | 24 | 10611.1942
2024-03-05 | 1 | 10364.7327
2024-03-05 | 2 | 10194.4496
2024-03-05 | 3 | 10196.6667
2024-03-05 | 4 | 10178.143
2024-03-05 | 5 | 10243.7719
2024-03-05 | 6 | 10422.3015
2024-03-05 | 7 | 10830.1725
2024-03-05 | 8 | 11232.5696
2024-03-05 | 9 | 11199.1895
2024-03-05 | 10 | 11215.4095
2024-03-05 | 11 | 11320.4221
2024-03-05 | 12 | 11161.1691
2024-03-05 | 13 | 11126.7
2024-03-05 | 14 | 11119.4103
2024-03-05 | 15 | 11085.2698
2024-03-05 | 16 | 11128.8159
2024-03-05 | 17 | 11275.4221
2024-03-05 | 18 | 11444.2373
2024-03-05 | 19 | 11554.4598
2024-03-05 | 20 | 11513.019
2024-03-05 | 21 | 11410.3516
2024-03-05 | 22 | 11204.353
2024-03-05 | 23 | 10924.0056
2024-03-05 | 24 | 10597.9945
2024-03-06 | 1 | 10336.8445
2024-03-06 | 2 | 10210.1004
2024-03-06 | 3 | 10199.3655
2024-03-06 | 4 | 10164.0668
2024-03-06 | 5 | 10283.1096
2024-03-06 | 6 | 10509.3421
2024-03-06 | 7 | 10922.471
2024-03-06 | 8 | 11296.2634
2024-03-06 | 9 | 11264.6137
2024-03-06 | 10 | 11252.6074
2024-03-06 | 11 | 11251.0793
2024-03-06 | 12 | 11201.4607
2024-03-06 | 13 | 11136.9598
2024-03-06 | 14 | 11136.0559
2024-03-06 | 15 | 11104.2017
2024-03-06 | 16 | 11131.8352
2024-03-06 | 17 | 11272.4436
2024-03-06 | 18 | 11417.3162
2024-03-06 | 19 | 11559.0287
2024-03-06 | 20 | 11627.8353
2024-03-06 | 21 | 11498.4583
2024-03-06 | 22 | 11305.452
2024-03-06 | 23 | 10957.1719
2024-03-06 | 24 | 10638.3285
2024-03-07 | 1 | 10461.6476
2024-03-07 | 2 | 10328.7888
2024-03-07 | 3 | 10234.4002
2024-03-07 | 4 | 10224.7406
2024-03-07 | 5 | 10305.6208
2024-03-07 | 6 | 10479.5554
2024-03-07 | 7 | 10878.4752
2024-03-07 | 8 | 11309.9596
2024-03-07 | 9 | 11255.1305
2024-03-07 | 10 | 11280.1422
2024-03-07 | 11 | 11237.1103
2024-03-07 | 12 | 11258.3571
2024-03-07 | 13 | 11150.6389
2024-03-07 | 14 | 11109.6124
2024-03-07 | 15 | 11111.3152
2024-03-07 | 16 | 11122.4317
2024-03-07 | 17 | 11215.2581
2024-03-07 | 18 | 11342.2279
2024-03-07 | 19 | 11431.9565
2024-03-07 | 20 | 11441.7537
2024-03-07 | 21 | 11332.7798
2024-03-07 | 22 | 11181.3778
2024-03-07 | 23 | 10902.137
2024-03-07 | 24 | 10633.0444
2024-03-08 | 1 | 10431.9784
2024-03-08 | 2 | 10316.8753
2024-03-08 | 3 | 10266.9638
2024-03-08 | 4 | 10260.9738
2024-03-08 | 5 | 10340.3571
2024-03-08 | 6 | 10606.9734
2024-03-08 | 7 | 10909.6515
2024-03-08 | 8 | 11327.2166
2024-03-08 | 9 | 11376.448
2024-03-08 | 10 | 11430.8511
2024-03-08 | 11 | 11391.3474
2024-03-08 | 12 | 11350.4229
2024-03-08 | 13 | 11258.3886
2024-03-08 | 14 | 11179.8337
2024-03-08 | 15 | 11132.8791
2024-03-08 | 16 | 11079.8746
2024-03-08 | 17 | 11295.4116
2024-03-08 | 18 | 11391.7566
2024-03-08 | 19 | 11472.7173
2024-03-08 | 20 | 11526.7519
2024-03-08 | 21 | 11477.3929
2024-03-08 | 22 | 11263.2915
2024-03-08 | 23 | 10954.6153
2024-03-08 | 24 | 10664.4858
2024-03-09 | 1 | 10420.5122
2024-03-09 | 2 | 10325.2547
2024-03-09 | 3 | 10229.2286
2024-03-09 | 4 | 10182.6635
2024-03-09 | 5 | 10138.3091
2024-03-09 | 6 | 10150.1214
2024-03-09 | 7 | 10225.4788
2024-03-09 | 8 | 10592.8788
2024-03-09 | 9 | 10739.691
2024-03-09 | 10 | 10860.3786
2024-03-09 | 11 | 10848.992
2024-03-09 | 12 | 10804.124
2024-03-09 | 13 | 10707.2954
2024-03-09 | 14 | 10631.8669
2024-03-09 | 15 | 10539.0766
2024-03-09 | 16 | 10612.6365
2024-03-09 | 17 | 10758.5691
2024-03-09 | 18 | 10906.6839
2024-03-09 | 19 | 11040.5876
2024-03-09 | 20 | 11117.9146
2024-03-09 | 21 | 11100.0691
2024-03-09 | 22 | 10961.5328
2024-03-09 | 23 | 10730.1823
2024-03-09 | 24 | 10435.5017
2024-03-10 | 1 | 10229.6708
2024-03-10 | 3 | 10114.026
2024-03-10 | 4 | 9963.2687
2024-03-10 | 5 | 9897.2082
2024-03-10 | 6 | 9872.6562
2024-03-10 | 7 | 9880.2905
2024-03-10 | 8 | 9886.4039
2024-03-10 | 9 | 10129.3515
2024-03-10 | 10 | 10331.7486
2024-03-10 | 11 | 10421.4476
2024-03-10 | 12 | 10348.9515
2024-03-10 | 13 | 10350.3403
2024-03-10 | 14 | 10212.8038
2024-03-10 | 15 | 10166.1032
2024-03-10 | 16 | 10141.389
2024-03-10 | 17 | 10230.8777
2024-03-10 | 18 | 10437.4832
2024-03-10 | 19 | 10606.5845
2024-03-10 | 20 | 10729.3656
2024-03-10 | 21 | 10868.161
2024-03-10 | 22 | 10789.5295
2024-03-10 | 23 | 10594.5656
2024-03-10 | 24 | 10278.0972
2024-03-11 | 1 | 9954.2202
2024-03-11 | 2 | 9875.5024
2024-03-11 | 3 | 9749.8316
2024-03-11 | 4 | 9635.2267
2024-03-11 | 5 | 9700.997
2024-03-11 | 6 | 9766.8768
2024-03-11 | 7 | 10004.1681
2024-03-11 | 8 | 10251.2394
2024-03-11 | 9 | 10649.9756
2024-03-11 | 10 | 10809.5396
2024-03-11 | 11 | 10786.9417
2024-03-11 | 12 | 10776.7501
2024-03-11 | 13 | 10671.2999
2024-03-11 | 14 | 10550.2025
2024-03-11 | 15 | 10505.6373
2024-03-11 | 16 | 10438.7195
2024-03-11 | 17 | 10513.2829
2024-03-11 | 18 | 10612.0663
2024-03-11 | 19 | 10693.8409
2024-03-11 | 20 | 10756.5858
2024-03-11 | 21 | 10841.9483
2024-03-11 | 22 | 10722.6825
2024-03-11 | 23 | 10427.7136
2024-03-11 | 24 | 10111.817
2024-03-12 | 1 | 9836.8728
2024-03-12 | 2 | 9617.7498
2024-03-12 | 3 | 9569.2375
2024-03-12 | 4 | 9458.6453
2024-03-12 | 5 | 9505.1502
2024-03-12 | 6 | 9605.4639
2024-03-12 | 7 | 9935.5613
2024-03-12 | 8 | 10211.495
2024-03-12 | 9 | 10569.9797
2024-03-12 | 10 | 10754.5858
2024-03-12 | 11 | 10817.9934
2024-03-12 | 12 | 10709.0397
2024-03-12 | 13 | 10659.6986
2024-03-12 | 14 | 10612.6165
2024-03-12 | 15 | 10689.3122
2024-03-12 | 16 | 10586.6752
2024-03-12 | 17 | 10611.2386
2024-03-12 | 18 | 10792.7934
2024-03-12 | 19 | 10964.6788
2024-03-12 | 20 | 11024.6533
2024-03-12 | 21 | 11087.1903
2024-03-12 | 22 | 10948.7017
2024-03-12 | 23 | 10684.5302
2024-03-12 | 24 | 10305.5159
2024-03-13 | 1 | 10080.2343
2024-03-13 | 2 | 9882.8728
2024-03-13 | 3 | 9797.1048
2024-03-13 | 4 | 9761.5559
2024-03-13 | 5 | 9775.5937
2024-03-13 | 6 | 9931.4056
2024-03-13 | 7 | 10260.5352
2024-03-13 | 8 | 10526.6276
2024-03-13 | 9 | 10829.488
2024-03-13 | 10 | 11022.5284
2024-03-13 | 11 | 11104.2435
2024-03-13 | 12 | 11089.7255
2024-03-13 | 13 | 11000.3394
2024-03-13 | 14 | 10941.3753
2024-03-13 | 15 | 10892.2997
2024-03-13 | 16 | 10835.6446
2024-03-13 | 17 | 10874.2916
2024-03-13 | 18 | 10968.5059
2024-03-13 | 19 | 11102.0133
2024-03-13 | 20 | 11177.648
2024-03-13 | 21 | 11286.4052
2024-03-13 | 22 | 11161.3887
2024-03-13 | 23 | 10916.5964
2024-03-13 | 24 | 10506.7907
2024-03-14 | 1 | 10208.0382
2024-03-14 | 2 | 10045.5637
2024-03-14 | 3 | 9929.2715
2024-03-14 | 4 | 9822.9699
2024-03-14 | 5 | 9817.4596
2024-03-14 | 6 | 9888.7618
2024-03-14 | 7 | 10087.3378
2024-03-14 | 8 | 10311.712
2024-03-14 | 9 | 10710.8135
2024-03-14 | 10 | 10842.3999
2024-03-14 | 11 | 10831.3099
2024-03-14 | 12 | 10755.3787
2024-03-14 | 13 | 10714.2001
2024-03-14 | 14 | 10500.6097
2024-03-14 | 15 | 10463.5346
2024-03-14 | 16 | 10439.6982
2024-03-14 | 17 | 10427.4386
2024-03-14 | 18 | 10467.598
2024-03-14 | 19 | 10524.3877
2024-03-14 | 20 | 10630.0184
2024-03-14 | 21 | 10764.7354
2024-03-14 | 22 | 10634.1062
2024-03-14 | 23 | 10391.1541
2024-03-14 | 24 | 10076.4462
2024-03-15 | 1 | 9812.0316
2024-03-15 | 2 | 9617.9834
2024-03-15 | 3 | 9563.4631
2024-03-15 | 4 | 9553.8865
2024-03-15 | 5 | 9589.401
2024-03-15 | 6 | 9736.6138
2024-03-15 | 7 | 9984.8021
2024-03-15 | 8 | 10239.5441
2024-03-15 | 9 | 10567.8771
2024-03-15 | 10 | 10723.7328
2024-03-15 | 11 | 10751.5671
2024-03-15 | 12 | 10680.6253
2024-03-15 | 13 | 10623.6838
2024-03-15 | 14 | 10483.0054
2024-03-15 | 15 | 10469.5792
2024-03-15 | 16 | 10436.4454
2024-03-15 | 17 | 10429.6964
2024-03-15 | 18 | 10499.3697
2024-03-15 | 19 | 10529.7966
2024-03-15 | 20 | 10572.8733
2024-03-15 | 21 | 10667.1448
2024-03-15 | 22 | 10525.9279
2024-03-15 | 23 | 10269.8852
2024-03-15 | 24 | 9961.7471
2024-03-16 | 1 | 9692.1088
2024-03-16 | 2 | 9480.0247
2024-03-16 | 3 | 9359.5293
2024-03-16 | 4 | 9289.2936
2024-03-16 | 5 | 9285.1121
2024-03-16 | 6 | 9296.7798
2024-03-16 | 7 | 9381.1357
2024-03-16 | 8 | 9404.241
2024-03-16 | 9 | 9657.1604
2024-03-16 | 10 | 9910.1238
2024-03-16 | 11 | 9997.8819
2024-03-16 | 12 | 9996.9666
2024-03-16 | 13 | 9968.5806
2024-03-16 | 14 | 9933.7307
2024-03-16 | 15 | 9890.0632
2024-03-16 | 16 | 9878.3836
2024-03-16 | 17 | 9925.0895
2024-03-16 | 18 | 10031.5347
2024-03-16 | 19 | 10158.6995
2024-03-16 | 20 | 10241.5902
2024-03-16 | 21 | 10334.4794
2024-03-16 | 22 | 10211.8247
2024-03-16 | 23 | 10031.5427
2024-03-16 | 24 | 9787.3503
2024-03-17 | 1 | 9595.1669
2024-03-17 | 2 | 9421.1787
2024-03-17 | 3 | 9321.5442
2024-03-17 | 4 | 9261.522
2024-03-17 | 5 | 9233.4377
2024-03-17 | 6 | 9251.0554
2024-03-17 | 7 | 9415.2003
2024-03-17 | 8 | 9422.6759
2024-03-17 | 9 | 9619.707
2024-03-17 | 10 | 9809.9985
2024-03-17 | 11 | 9888.2255
2024-03-17 | 12 | 9926.9461
2024-03-17 | 13 | 9901.0491
2024-03-17 | 14 | 9888.4632
2024-03-17 | 15 | 9828.5613
2024-03-17 | 16 | 9848.721
2024-03-17 | 17 | 9911.9549
2024-03-17 | 18 | 10013.2815
2024-03-17 | 19 | 10134.4968
2024-03-17 | 20 | 10222.0693
2024-03-17 | 21 | 10403.6057
2024-03-17 | 22 | 10309.6398
2024-03-17 | 23 | 10082.2251
2024-03-17 | 24 | 9778.3029
2024-03-18 | 1 | 9554.2236
2024-03-18 | 2 | 9476.9512
2024-03-18 | 3 | 9370.901
2024-03-18 | 4 | 9362.8684
2024-03-18 | 5 | 9393.7917
2024-03-18 | 6 | 9533.5519
2024-03-18 | 7 | 9808.3794
2024-03-18 | 8 | 10110.6485
2024-03-18 | 9 | 10408.3419
2024-03-18 | 10 | 10539.9746
2024-03-18 | 11 | 10618.6109
2024-03-18 | 12 | 10653.5408
2024-03-18 | 13 | 10567.0412
2024-03-18 | 14 | 10534.2978
2024-03-18 | 15 | 10506.6526
2024-03-18 | 16 | 10473.3807
2024-03-18 | 17 | 10505.4674
2024-03-18 | 18 | 10582.6752
2024-03-18 | 19 | 10672.2047
2024-03-18 | 20 | 10700.6371
2024-03-18 | 21 | 10815.3049
2024-03-18 | 22 | 10648.2595
2024-03-18 | 23 | 10340.0425
2024-03-18 | 24 | 10011.148
2024-03-19 | 1 | 9733.6505
2024-03-19 | 2 | 9507.9373
2024-03-19 | 3 | 9426.213
2024-03-19 | 4 | 9379.392
2024-03-19 | 5 | 9425.5999
2024-03-19 | 6 | 9540.6899
2024-03-19 | 7 | 9817.8422
2024-03-19 | 8 | 10110.8853
2024-03-19 | 9 | 10390.2634
2024-03-19 | 10 | 10555.9146
2024-03-19 | 11 | 10543.6804
2024-03-19 | 12 | 10545.5642
2024-03-19 | 13 | 10527.3685
2024-03-19 | 14 | 10388.8585
2024-03-19 | 15 | 10362.8837
2024-03-19 | 16 | 10368.9922
2024-03-19 | 17 | 10417.2477
2024-03-19 | 18 | 10463.2246
2024-03-19 | 19 | 10465.0823
2024-03-19 | 20 | 10536.0796
2024-03-19 | 21 | 10697.7511
2024-03-19 | 22 | 10553.4187
2024-03-19 | 23 | 10273.7159
2024-03-19 | 24 | 9920.3638
2024-03-20 | 1 | 9662.1028
2024-03-20 | 2 | 9473.2605
2024-03-20 | 3 | 9384.2986
2024-03-20 | 4 | 9368.5401
2024-03-20 | 5 | 9403.1277
2024-03-20 | 6 | 9578.7784
2024-03-20 | 7 | 9914.5339
2024-03-20 | 8 | 10254.8528
2024-03-20 | 9 | 10454.5604
2024-03-20 | 10 | 10584.8335
2024-03-20 | 11 | 10594.6527
2024-03-20 | 12 | 10581.2836
2024-03-20 | 13 | 10526.3055
2024-03-20 | 14 | 10492.1562
2024-03-20 | 15 | 10453.9549
2024-03-20 | 16 | 10421.4185
2024-03-20 | 17 | 10479.608
2024-03-20 | 18 | 10543.6807
2024-03-20 | 19 | 10521.587
2024-03-20 | 20 | 10566.4835
2024-03-20 | 21 | 10748.8867
2024-03-20 | 22 | 10606.0068
2024-03-20 | 23 | 10308.904
2024-03-20 | 24 | 9953.1499
2024-03-21 | 1 | 9684.5567
2024-03-21 | 2 | 9586.1382
2024-03-21 | 3 | 9506.2691
2024-03-21 | 4 | 9435.6037
2024-03-21 | 5 | 9477.7841
2024-03-21 | 6 | 9598.1607
2024-03-21 | 7 | 9936.2907
2024-03-21 | 8 | 10284.5144
2024-03-21 | 9 | 10520.173
2024-03-21 | 10 | 10682.2659
2024-03-21 | 11 | 10745.9506
2024-03-21 | 12 | 10717.3864
2024-03-21 | 13 | 10620.0938
2024-03-21 | 14 | 10606.9641
2024-03-21 | 15 | 10571.7162
2024-03-21 | 16 | 10533.8803
2024-03-21 | 17 | 10559.3861
2024-03-21 | 18 | 10636.1953
2024-03-21 | 19 | 10636.8075
2024-03-21 | 20 | 10623.7441
2024-03-21 | 21 | 10751.4433
2024-03-21 | 22 | 10598.2777
2024-03-21 | 23 | 10325.9168
2024-03-21 | 24 | 10008.7669
2024-03-22 | 1 | 9745.2934
2024-03-22 | 2 | 9548.8072
2024-03-22 | 3 | 9451.0476
2024-03-22 | 4 | 9413.0943
2024-03-22 | 5 | 9432.6131
2024-03-22 | 6 | 9558.6543
2024-03-22 | 7 | 9862.9544
2024-03-22 | 8 | 10206.4373
2024-03-22 | 9 | 10470.8754
2024-03-22 | 10 | 10653.7796
2024-03-22 | 11 | 10691.526
2024-03-22 | 12 | 10707.5838
2024-03-22 | 13 | 10657.8925
2024-03-22 | 14 | 10635.3838
2024-03-22 | 15 | 10621.1878
2024-03-22 | 16 | 10612.9585
2024-03-22 | 17 | 10640.4236
2024-03-22 | 18 | 10674.7163
2024-03-22 | 19 | 10687.1373
2024-03-22 | 20 | 10662.886
2024-03-22 | 21 | 10791.1822
2024-03-22 | 22 | 10655.1587
2024-03-22 | 23 | 10388.9897
2024-03-22 | 24 | 10070.0158
2024-03-23 | 1 | 9822.7868
2024-03-23 | 2 | 9632.9007
2024-03-23 | 3 | 9526.9775
2024-03-23 | 4 | 9463.3086
2024-03-23 | 5 | 9448.2093
2024-03-23 | 6 | 9472.3339
2024-03-23 | 7 | 9583.1867
2024-03-23 | 8 | 9703.1773
2024-03-23 | 9 | 9859.8603
2024-03-23 | 10 | 10104.9448
2024-03-23 | 11 | 10256.1302
2024-03-23 | 12 | 10307.7016
2024-03-23 | 13 | 10298.9162
2024-03-23 | 14 | 10238.0709
2024-03-23 | 15 | 10211.5074
2024-03-23 | 16 | 10195.4093
2024-03-23 | 17 | 10243.1193
2024-03-23 | 18 | 10359.774
2024-03-23 | 19 | 10410.6169
2024-03-23 | 20 | 10378.531
2024-03-23 | 21 | 10492.4759
2024-03-23 | 22 | 10375.2184
2024-03-23 | 23 | 10177.4215
2024-03-23 | 24 | 9920.5224
2024-03-24 | 1 | 9665.1984
2024-03-24 | 2 | 9501.0299
2024-03-24 | 3 | 9377.0309
2024-03-24 | 4 | 9314.2203
2024-03-24 | 5 | 9305.3543
2024-03-24 | 6 | 9322.9283
2024-03-24 | 7 | 9385.3188
2024-03-24 | 8 | 9449.9274
2024-03-24 | 9 | 9592.337
2024-03-24 | 10 | 9849.8008
2024-03-24 | 11 | 10033.0564
2024-03-24 | 12 | 10093.7897
2024-03-24 | 13 | 10130.7385
2024-03-24 | 14 | 10127.7916
2024-03-24 | 15 | 10084.0463
2024-03-24 | 16 | 10102.4555
2024-03-24 | 17 | 10182.3196
2024-03-24 | 18 | 10304.2542
2024-03-24 | 19 | 10392.8712
2024-03-24 | 20 | 10352.6968
2024-03-24 | 21 | 10498.7056
2024-03-24 | 22 | 10369.0867
2024-03-24 | 23 | 10144.7596
2024-03-24 | 24 | 9851.6584
2024-03-25 | 1 | 9583.2973
2024-03-25 | 2 | 9468.1285
2024-03-25 | 3 | 9379.6694
2024-03-25 | 4 | 9330.2028
2024-03-25 | 5 | 9359.5527
2024-03-25 | 6 | 9495.0236
2024-03-25 | 7 | 9808.1309
2024-03-25 | 8 | 10204.914
2024-03-25 | 9 | 10425.012
2024-03-25 | 10 | 10578.8896
2024-03-25 | 11 | 10579.0245
2024-03-25 | 12 | 10651.967
2024-03-25 | 13 | 10642.5986
2024-03-25 | 14 | 10605.3237
2024-03-25 | 15 | 10568.4044
2024-03-25 | 16 | 10567.0644
2024-03-25 | 17 | 10554.7225
2024-03-25 | 18 | 10649.958
2024-03-25 | 19 | 10636.4855
2024-03-25 | 20 | 10611.5803
2024-03-25 | 21 | 10767.4577
2024-03-25 | 22 | 10605.4316
2024-03-25 | 23 | 10315.4051
2024-03-25 | 24 | 9966.5399
2024-03-26 | 1 | 9690.7552
2024-03-26 | 2 | 9483.0142
2024-03-26 | 3 | 9386.0908
2024-03-26 | 4 | 9351.5211
2024-03-26 | 5 | 9369.0063
2024-03-26 | 6 | 9509.7032
2024-03-26 | 7 | 9849.231
2024-03-26 | 8 | 10250.9825
2024-03-26 | 9 | 10461.0699
2024-03-26 | 10 | 10615.9979
2024-03-26 | 11 | 10661.3886
2024-03-26 | 12 | 10703.1946
2024-03-26 | 13 | 10672.8667
2024-03-26 | 14 | 10640.5425
2024-03-26 | 15 | 10620.3458
2024-03-26 | 16 | 10585.1208
2024-03-26 | 17 | 10656.5937
2024-03-26 | 18 | 10756.3093
2024-03-26 | 19 | 10756.9156
2024-03-26 | 20 | 10698.3016
2024-03-26 | 21 | 10843.6095
2024-03-26 | 22 | 10694.6995
2024-03-26 | 23 | 10397.9594
2024-03-26 | 24 | 10048.566
2024-03-27 | 1 | 9763.1638
2024-03-27 | 2 | 9566.8117
2024-03-27 | 3 | 9456.4949
2024-03-27 | 4 | 9406.2096
2024-03-27 | 5 | 9414.4189
2024-03-27 | 6 | 9527.5109
2024-03-27 | 7 | 9841.6851
2024-03-27 | 8 | 10253.3468
2024-03-27 | 9 | 10462.5668
2024-03-27 | 10 | 10621.4127
2024-03-27 | 11 | 10687.2267
2024-03-27 | 12 | 10682.6578
2024-03-27 | 13 | 10635.1
2024-03-27 | 14 | 10607.5917
2024-03-27 | 15 | 10554.2257
2024-03-27 | 16 | 10562.4986
2024-03-27 | 17 | 10650.7475
2024-03-27 | 18 | 10705.1457
2024-03-27 | 19 | 10701.3651
2024-03-27 | 20 | 10668.1825
2024-03-27 | 21 | 10876.8769
2024-03-27 | 22 | 10714.1725
2024-03-27 | 23 | 10422.4927
2024-03-27 | 24 | 10064.9127
2024-03-28 | 1 | 9769.5693
2024-03-28 | 2 | 9554.3661
2024-03-28 | 3 | 9485.1846
2024-03-28 | 4 | 9427.6608
2024-03-28 | 5 | 9464.1691
2024-03-28 | 6 | 9569.2768
2024-03-28 | 7 | 9848.7134
2024-03-28 | 8 | 10260.6681
2024-03-28 | 9 | 10461.8546
2024-03-28 | 10 | 10631.4804
2024-03-28 | 11 | 10634.133
2024-03-28 | 12 | 10634.2027
2024-03-28 | 13 | 10524.4449
2024-03-28 | 14 | 10485.8754
2024-03-28 | 15 | 10482.0781
2024-03-28 | 16 | 10446.134
2024-03-28 | 17 | 10452.2972
2024-03-28 | 18 | 10534.3914
2024-03-28 | 19 | 10547.708
2024-03-28 | 20 | 10540.2187
2024-03-28 | 21 | 10763.1031
2024-03-28 | 22 | 10617.215
2024-03-28 | 23 | 10313.3427
2024-03-28 | 24 | 9957.6603
2024-03-29 | 1 | 9660.7588
2024-03-29 | 2 | 9452.0354
2024-03-29 | 3 | 9316.9488
2024-03-29 | 4 | 9239.3879
2024-03-29 | 5 | 9199.1572
2024-03-29 | 6 | 9211.8636
2024-03-29 | 7 | 9288.7329
2024-03-29 | 8 | 9403.44
2024-03-29 | 9 | 9507.3963
2024-03-29 | 10 | 9763.0295
2024-03-29 | 11 | 9877.9501
2024-03-29 | 12 | 9908.1652
2024-03-29 | 13 | 9932.0394
2024-03-29 | 14 | 9910.1028
2024-03-29 | 15 | 9889.9084
2024-03-29 | 16 | 9899.0807
2024-03-29 | 17 | 9969.2114
2024-03-29 | 18 | 10140.7569
2024-03-29 | 19 | 10221.7464
2024-03-29 | 20 | 10246.4805
2024-03-29 | 21 | 10415.9541
2024-03-29 | 22 | 10332.199
2024-03-29 | 23 | 10088.7433
2024-03-29 | 24 | 9796.6792
2024-03-30 | 1 | 9524.0811
2024-03-30 | 2 | 9403.1098
2024-03-30 | 3 | 9280.1421
2024-03-30 | 4 | 9243.3073
2024-03-30 | 5 | 9220.7087
2024-03-30 | 6 | 9203.6075
2024-03-30 | 7 | 9236.257
2024-03-30 | 8 | 9350.9189
2024-03-30 | 9 | 9513.2404
2024-03-30 | 10 | 9734.9414
2024-03-30 | 11 | 9861.841
2024-03-30 | 12 | 9966.1684
2024-03-30 | 13 | 9903.0349
2024-03-30 | 14 | 9873.8707
2024-03-30 | 15 | 9828.6252
2024-03-30 | 16 | 9815.8375
2024-03-30 | 17 | 9873.5163
2024-03-30 | 18 | 9999.5479
2024-03-30 | 19 | 10110.4851
2024-03-30 | 20 | 10111.738
2024-03-30 | 21 | 10297.561
2024-03-30 | 22 | 10206.0683
2024-03-30 | 23 | 9994.6376
2024-03-30 | 24 | 9674.0473
2024-03-31 | 1 | 9431.747
2024-03-31 | 2 | 9305.6566
2024-03-31 | 3 | 9197.1074
2024-03-31 | 4 | 9142.0303
2024-03-31 | 5 | 9105.8046
2024-03-31 | 6 | 9134.4966
2024-03-31 | 7 | 9159.5839
2024-03-31 | 8 | 9296.1417
2024-03-31 | 9 | 9423.5412
2024-03-31 | 10 | 9622.8903
2024-03-31 | 11 | 9764.7857
2024-03-31 | 12 | 9778.2966
2024-03-31 | 13 | 9758.1573
2024-03-31 | 14 | 9696.6157
2024-03-31 | 15 | 9620.2762
2024-03-31 | 16 | 9630.3755
2024-03-31 | 17 | 9705.5424
2024-03-31 | 18 | 9921.55
2024-03-31 | 19 | 9974.9525
2024-03-31 | 20 | 9944.3546
2024-03-31 | 21 | 10177.8597
2024-03-31 | 22 | 10111.8253
2024-03-31 | 23 | 9907.1529
2024-03-31 | 24 | 9597.9705
2024-04-01 | 1 | 9355.1464
2024-04-01 | 2 | 9045.8773
2024-04-01 | 3 | 8969.1479
2024-04-01 | 4 | 8938.7635
2024-04-01 | 5 | 8976.8678
2024-04-01 | 6 | 9137.8209
2024-04-01 | 7 | 9442.2449
2024-04-01 | 8 | 9927.6789
2024-04-01 | 9 | 10029.7352
2024-04-01 | 10 | 10120.9594
2024-04-01 | 11 | 10147.2261
2024-04-01 | 12 | 10131.4456
2024-04-01 | 13 | 10099.2289
2024-04-01 | 14 | 10052.1409
2024-04-01 | 15 | 9999.9437
2024-04-01 | 16 | 9967.9047
2024-04-01 | 17 | 9957.5977
2024-04-01 | 18 | 9993.6805
2024-04-01 | 19 | 9956.2866
2024-04-01 | 20 | 9915.6363
2024-04-01 | 21 | 10100.4981
2024-04-01 | 22 | 10011.5884
2024-04-01 | 23 | 9756.0584
2024-04-01 | 24 | 9421.7972
2024-04-02 | 1 | 9131.5168
2024-04-02 | 2 | 8915.2299
2024-04-02 | 3 | 8815.3865
2024-04-02 | 4 | 8787.2664
2024-04-02 | 5 | 8853.2569
2024-04-02 | 6 | 8989.6007
2024-04-02 | 7 | 9301.4783
2024-04-02 | 8 | 9745.0131
2024-04-02 | 9 | 9911.648
2024-04-02 | 10 | 10038.7554
2024-04-02 | 11 | 10012.3534
2024-04-02 | 12 | 9985.3658
2024-04-02 | 13 | 9929.7849
2024-04-02 | 14 | 9886.7249
2024-04-02 | 15 | 9855.3551
2024-04-02 | 16 | 9827.0188
2024-04-02 | 17 | 9851.8461
2024-04-02 | 18 | 9898.5885
2024-04-02 | 19 | 9875.5254
2024-04-02 | 20 | 9866.649
2024-04-02 | 21 | 10064.9488
2024-04-02 | 22 | 9977.546
2024-04-02 | 23 | 9708.184
2024-04-02 | 24 | 9418.9536
2024-04-03 | 1 | 9160.4905
2024-04-03 | 2 | 8982.5976
2024-04-03 | 3 | 8873.571
2024-04-03 | 4 | 8829.7933
2024-04-03 | 5 | 8863.5696
2024-04-03 | 6 | 9056.3112
2024-04-03 | 7 | 9373.8342
2024-04-03 | 8 | 9820.6027
2024-04-03 | 9 | 9945.8508
2024-04-03 | 10 | 10040.1104
2024-04-03 | 11 | 10083.3099
2024-04-03 | 12 | 10025.0148
2024-04-03 | 13 | 9964.7849
2024-04-03 | 14 | 9919.4328
2024-04-03 | 15 | 9907.6515
2024-04-03 | 16 | 9919.8197
2024-04-03 | 17 | 9960.2935
2024-04-03 | 18 | 10006.4048
2024-04-03 | 19 | 10027.6607
2024-04-03 | 20 | 10006.2482
2024-04-03 | 21 | 10157.5616
2024-04-03 | 22 | 10080.3275
2024-04-03 | 23 | 9800.4251
2024-04-03 | 24 | 9408.1378
2024-04-04 | 1 | 9164.6133
2024-04-04 | 2 | 9021.4948
2024-04-04 | 3 | 8995.6609
2024-04-04 | 4 | 8978.6923
2024-04-04 | 5 | 9003.4682
2024-04-04 | 6 | 9137.6154
2024-04-04 | 7 | 9361.1774
2024-04-04 | 8 | 9761.7095
2024-04-04 | 9 | 10009.8027
2024-04-04 | 10 | 10174.8643
2024-04-04 | 11 | 10137.9952
2024-04-04 | 12 | 10113.924
2024-04-04 | 13 | 10081.1077
2024-04-04 | 14 | 10045.7899
2024-04-04 | 15 | 10021.9605
2024-04-04 | 16 | 9996.8807
2024-04-04 | 17 | 10147.3884
2024-04-04 | 18 | 10173.7877
2024-04-04 | 19 | 10173.0656
2024-04-04 | 20 | 10026.5064
2024-04-04 | 21 | 10174.3379
2024-04-04 | 22 | 10084.8499
2024-04-04 | 23 | 9828.0042
2024-04-04 | 24 | 9523.4448
2024-04-05 | 1 | 9240.003
2024-04-05 | 2 | 9078.2192
2024-04-05 | 3 | 8992.1297
2024-04-05 | 4 | 8968.0877
2024-04-05 | 5 | 8976.9347
2024-04-05 | 6 | 9124.3274
2024-04-05 | 7 | 9340.5844
2024-04-05 | 8 | 9777.0795
2024-04-05 | 9 | 10033.4474
2024-04-05 | 10 | 10152.8399
2024-04-05 | 11 | 10131.5713
2024-04-05 | 12 | 10110.3273
2024-04-05 | 13 | 10069.7694
2024-04-05 | 14 | 10033.8467
2024-04-05 | 15 | 9967.6783
2024-04-05 | 16 | 9929.501
2024-04-05 | 17 | 9917.088
2024-04-05 | 18 | 9956.8261
2024-04-05 | 19 | 9920.8677
2024-04-05 | 20 | 9877.6743
2024-04-05 | 21 | 10053.3333
2024-04-05 | 22 | 10013.4054
2024-04-05 | 23 | 9750.4784
2024-04-05 | 24 | 9451.2972
2024-04-06 | 1 | 9188.7334
2024-04-06 | 2 | 8984.8475
2024-04-06 | 3 | 8934.3235
2024-04-06 | 4 | 8859.1966
2024-04-06 | 5 | 8854.8686
2024-04-06 | 6 | 8905.9075
2024-04-06 | 7 | 8896.7082
2024-04-06 | 8 | 9095.2366
2024-04-06 | 9 | 9246.6828
2024-04-06 | 10 | 9432.2705
2024-04-06 | 11 | 9497.5071
2024-04-06 | 12 | 9529.1897
2024-04-06 | 13 | 9507.7541
2024-04-06 | 14 | 9467.2762
2024-04-06 | 15 | 9428.8661
2024-04-06 | 16 | 9347.8903
2024-04-06 | 17 | 9394.5664
2024-04-06 | 18 | 9504.4825
2024-04-06 | 19 | 9544.4075
2024-04-06 | 20 | 9534.8331
2024-04-06 | 21 | 9685.3499
2024-04-06 | 22 | 9673.3662
2024-04-06 | 23 | 9495.4082
2024-04-06 | 24 | 9265.2398
2024-04-07 | 1 | 9031.9014
2024-04-07 | 2 | 8905.858
2024-04-07 | 3 | 8816.6724
2024-04-07 | 4 | 8741.6641
2024-04-07 | 5 | 8745.8275
2024-04-07 | 6 | 8787.4418
2024-04-07 | 7 | 8704.9465
2024-04-07 | 8 | 8861.9797
2024-04-07 | 9 | 9071.4102
2024-04-07 | 10 | 9226.002
2024-04-07 | 11 | 9294.8206
2024-04-07 | 12 | 9310.6879
2024-04-07 | 13 | 9310.2056
2024-04-07 | 14 | 9299.5275
2024-04-07 | 15 | 9279.039
2024-04-07 | 16 | 9265.7251
2024-04-07 | 17 | 9359.8967
2024-04-07 | 18 | 9463.2915
2024-04-07 | 19 | 9575.9125
2024-04-07 | 20 | 9579.2039
2024-04-07 | 21 | 9779.6538
2024-04-07 | 22 | 9799.101
2024-04-07 | 23 | 9548.2706
2024-04-07 | 24 | 9251.6026
2024-04-08 | 1 | 9026.5359
2024-04-08 | 2 | 8962.188
2024-04-08 | 3 | 8893.3936
2024-04-08 | 4 | 8850.7659
2024-04-08 | 5 | 8889.6185
2024-04-08 | 6 | 9070.4919
2024-04-08 | 7 | 9289.9602
2024-04-08 | 8 | 9714.4472
2024-04-08 | 9 | 9937.8674
2024-04-08 | 10 | 10029.949
2024-04-08 | 11 | 10024.74
2024-04-08 | 12 | 9976.3778
2024-04-08 | 13 | 9914.1352
2024-04-08 | 14 | 9915.6003
2024-04-08 | 15 | 9881.3579
2024-04-08 | 16 | 9890.0644
2024-04-08 | 17 | 9932.3544
2024-04-08 | 18 | 9942.3035
2024-04-08 | 19 | 9922.504
2024-04-08 | 20 | 9922.4048
2024-04-08 | 21 | 10031.1251
2024-04-08 | 22 | 10014.1712
2024-04-08 | 23 | 9768.3025
2024-04-08 | 24 | 9439.2935
2024-04-09 | 1 | 9155.3795
2024-04-09 | 2 | 8945.4104
2024-04-09 | 3 | 8871.2172
2024-04-09 | 4 | 8825.8556
2024-04-09 | 5 | 8860.8426
2024-04-09 | 6 | 9006.5278
2024-04-09 | 7 | 9186.7412
2024-04-09 | 8 | 9636.0667
2024-04-09 | 9 | 9939.8524
2024-04-09 | 10 | 10005.494
2024-04-09 | 11 | 10012.5237
2024-04-09 | 12 | 9970.807
2024-04-09 | 13 | 9957.7458
2024-04-09 | 14 | 9961.9641
2024-04-09 | 15 | 10002.2991
2024-04-09 | 16 | 9973.6782
2024-04-09 | 17 | 10063.0373
2024-04-09 | 18 | 10141.7766
2024-04-09 | 19 | 10121.5224
2024-04-09 | 20 | 9994.7735
2024-04-09 | 21 | 10124.1632
2024-04-09 | 22 | 10102.9007
2024-04-09 | 23 | 9810.7374
2024-04-09 | 24 | 9480.5608
2024-04-10 | 1 | 9227.7312
2024-04-10 | 2 | 9046.3463
2024-04-10 | 3 | 8981.0115
2024-04-10 | 4 | 8987.6759
2024-04-10 | 5 | 9045.5007
2024-04-10 | 6 | 9203.112
2024-04-10 | 7 | 9332.1718
2024-04-10 | 8 | 9745.7838
2024-04-10 | 9 | 10008.0521
2024-04-10 | 10 | 10080.988
2024-04-10 | 11 | 9963.7967
2024-04-10 | 12 | 9915.6429
2024-04-10 | 13 | 9842.5865
2024-04-10 | 14 | 9794.1469
2024-04-10 | 15 | 9764.5223
2024-04-10 | 16 | 9746.7816
2024-04-10 | 17 | 9918.4591
2024-04-10 | 18 | 9860.6438
2024-04-10 | 19 | 9862.286
2024-04-10 | 20 | 9852.001
2024-04-10 | 21 | 9992.9119
2024-04-10 | 22 | 9951.8525
2024-04-10 | 23 | 9677.5468
2024-04-10 | 24 | 9323.4934
2024-04-11 | 1 | 9059.4978
2024-04-11 | 2 | 8906.391
2024-04-11 | 3 | 8819.8275
2024-04-11 | 4 | 8788.6608
2024-04-11 | 5 | 8798.4266
2024-04-11 | 6 | 8934.5337
2024-04-11 | 7 | 9104.2008
2024-04-11 | 8 | 9555.0515
2024-04-11 | 9 | 9819.4577
2024-04-11 | 10 | 9900.633
2024-04-11 | 11 | 9899.3203
2024-04-11 | 12 | 9847.0077
2024-04-11 | 13 | 9782.2722
2024-04-11 | 14 | 9767.6951
2024-04-11 | 15 | 9802.0771
2024-04-11 | 16 | 9772.0481
2024-04-11 | 17 | 9787.3037
2024-04-11 | 18 | 9775.8464
2024-04-11 | 19 | 9746.0823
2024-04-11 | 20 | 9720.5627
2024-04-11 | 21 | 9826.2041
2024-04-11 | 22 | 9838.2899
2024-04-11 | 23 | 9596.5008
2024-04-11 | 24 | 9297.7712
2024-04-12 | 1 | 9034.6581
2024-04-12 | 2 | 8821.8346
2024-04-12 | 3 | 8733.0484
2024-04-12 | 4 | 8688.3841
2024-04-12 | 5 | 8711.9347
2024-04-12 | 6 | 8868.5307
2024-04-12 | 7 | 9059.8784
2024-04-12 | 8 | 9473.3254
2024-04-12 | 9 | 9787.9899
2024-04-12 | 10 | 9858.5868
2024-04-12 | 11 | 9852.7193
2024-04-12 | 12 | 9807.2281
2024-04-12 | 13 | 9806.2565
2024-04-12 | 14 | 9772.4757
2024-04-12 | 15 | 9754.145
2024-04-12 | 16 | 9762.3863
2024-04-12 | 17 | 9860.3957
2024-04-12 | 18 | 9867.2314
2024-04-12 | 19 | 9789.7502
2024-04-12 | 20 | 9754.0134
2024-04-12 | 21 | 9823.7032
2024-04-12 | 22 | 9850.077
2024-04-12 | 23 | 9566.0097
2024-04-12 | 24 | 9269.0444
2024-04-13 | 1 | 9018.572
2024-04-13 | 2 | 8857.9496
2024-04-13 | 3 | 8762.0564
2024-04-13 | 4 | 8720.331
2024-04-13 | 5 | 8692.1585
2024-04-13 | 6 | 8756.1417
2024-04-13 | 7 | 8762.3776
2024-04-13 | 8 | 8919.8714
2024-04-13 | 9 | 9146.2514
2024-04-13 | 10 | 9319.4193
2024-04-13 | 11 | 9434.0837
2024-04-13 | 12 | 9499.7137
2024-04-13 | 13 | 9463.7065
2024-04-13 | 14 | 9447.2657
2024-04-13 | 15 | 9378.2526
2024-04-13 | 16 | 9457.5393
2024-04-13 | 17 | 9511.2999
2024-04-13 | 18 | 9625.5835
2024-04-13 | 19 | 9643.107
2024-04-13 | 20 | 9594.678
2024-04-13 | 21 | 9694.5731
2024-04-13 | 22 | 9732.1042
2024-04-13 | 23 | 9531.1412
2024-04-13 | 24 | 9285.7125
2024-04-14 | 1 | 9062.4917
2024-04-14 | 2 | 8931.6197
2024-04-14 | 3 | 8826.6768
2024-04-14 | 4 | 8774.8446
2024-04-14 | 5 | 8802.3413
2024-04-14 | 6 | 8861.3822
2024-04-14 | 7 | 8866.4197
2024-04-14 | 8 | 8976.0599
2024-04-14 | 9 | 9168.2281
2024-04-14 | 10 | 9367.3102
2024-04-14 | 11 | 9400.8786
2024-04-14 | 12 | 9433.4455
2024-04-14 | 13 | 9493.6676
2024-04-14 | 14 | 9482.1988
2024-04-14 | 15 | 9428.6786
2024-04-14 | 16 | 9421.8873
2024-04-14 | 17 | 9495.4189
2024-04-14 | 18 | 9602.5148
2024-04-14 | 19 | 9743.3544
2024-04-14 | 20 | 9681.2111
2024-04-14 | 21 | 9773.7897
2024-04-14 | 22 | 9857.8808
2024-04-14 | 23 | 9671.1296
2024-04-14 | 24 | 9350.2818
2024-04-15 | 1 | 9093.997
2024-04-15 | 2 | 9026.4202
2024-04-15 | 3 | 8974.9241
2024-04-15 | 4 | 8963.3443
2024-04-15 | 5 | 9003.9086
2024-04-15 | 6 | 9171.0565
2024-04-15 | 7 | 9399.6877
2024-04-15 | 8 | 9766.6005
2024-04-15 | 9 | 10011.4679
2024-04-15 | 10 | 10063.3004
2024-04-15 | 11 | 10082.0092
2024-04-15 | 12 | 9960.5201
2024-04-15 | 13 | 9889.5753
2024-04-15 | 14 | 9758.5703
2024-04-15 | 15 | 9771.7238
2024-04-15 | 16 | 9871.627
2024-04-15 | 17 | 9835.2185
2024-04-15 | 18 | 9950.1684
2024-04-15 | 19 | 9933.6625
2024-04-15 | 20 | 9884.8048
2024-04-15 | 21 | 9955.5624
2024-04-15 | 22 | 9972.7129
2024-04-15 | 23 | 9717.4393
2024-04-15 | 24 | 9394.7209
2024-04-16 | 1 | 9118.572
2024-04-16 | 2 | 8930.6009
2024-04-16 | 3 | 8860.5045
2024-04-16 | 4 | 8829.2941
2024-04-16 | 5 | 8858.2968
2024-04-16 | 6 | 9006.8403
2024-04-16 | 7 | 9234.8546
2024-04-16 | 8 | 9602.8613
2024-04-16 | 9 | 9938.2176
2024-04-16 | 10 | 10076.7953
2024-04-16 | 11 | 10115.908
2024-04-16 | 12 | 10067.9081
2024-04-16 | 13 | 10028.721
2024-04-16 | 14 | 10006.7129
2024-04-16 | 15 | 9991.8022
2024-04-16 | 16 | 9962.3031
2024-04-16 | 17 | 9976.7528
2024-04-16 | 18 | 10093.5372
2024-04-16 | 19 | 10093.5988
2024-04-16 | 20 | 10062.4496
2024-04-16 | 21 | 10083.1348
2024-04-16 | 22 | 10051.6932
2024-04-16 | 23 | 9768.0549
2024-04-16 | 24 | 9451.9401
2024-04-17 | 1 | 9188.5555
2024-04-17 | 2 | 9058.1526
2024-04-17 | 3 | 8954.3287
2024-04-17 | 4 | 8920.3681
2024-04-17 | 5 | 8906.68
2024-04-17 | 6 | 9053.8357
2024-04-17 | 7 | 9247.5686
2024-04-17 | 8 | 9593.5952
2024-04-17 | 9 | 9935.6698
2024-04-17 | 10 | 10030.259
2024-04-17 | 11 | 10020.3959
2024-04-17 | 12 | 9987.8636
2024-04-17 | 13 | 9952.9475
2024-04-17 | 14 | 10018.0121
2024-04-17 | 15 | 9945.6245
2024-04-17 | 16 | 9935.5872
2024-04-17 | 17 | 9933.6566
2024-04-17 | 18 | 9988.5256
2024-04-17 | 19 | 10023.3969
2024-04-17 | 20 | 9987.2721
2024-04-17 | 21 | 10067.5166
2024-04-17 | 22 | 10083.2077
2024-04-17 | 23 | 9806.79
2024-04-17 | 24 | 9453.9124
2024-04-18 | 1 | 9220.0891
2024-04-18 | 2 | 9116.4723
2024-04-18 | 3 | 9027.0827
2024-04-18 | 4 | 8987.7899
2024-04-18 | 5 | 9012.7717
2024-04-18 | 6 | 9170.4311
2024-04-18 | 7 | 9371.2694
2024-04-18 | 8 | 9689.8658
2024-04-18 | 9 | 10043.5061
2024-04-18 | 10 | 10180.015
2024-04-18 | 11 | 10203.6609
2024-04-18 | 12 | 10126.0395
2024-04-18 | 13 | 10115.8866
2024-04-18 | 14 | 10060.1913
2024-04-18 | 15 | 10039.4171
2024-04-18 | 16 | 10002.8703
2024-04-18 | 17 | 10062.203
2024-04-18 | 18 | 10090.7393
2024-04-18 | 19 | 10091.3626
2024-04-18 | 20 | 10034.4495
2024-04-18 | 21 | 10090.4607
2024-04-18 | 22 | 10114.6802
2024-04-18 | 23 | 9887.7929
2024-04-18 | 24 | 9586.8237
2024-04-19 | 1 | 9317.4826
2024-04-19 | 2 | 9157.9353
2024-04-19 | 3 | 9054.2144
2024-04-19 | 4 | 9042.649
2024-04-19 | 5 | 9115.0262
2024-04-19 | 6 | 9238.6306
2024-04-19 | 7 | 9436.0566
2024-04-19 | 8 | 9755.0734
2024-04-19 | 9 | 10071.9046
2024-04-19 | 10 | 10162.1184
2024-04-19 | 11 | 10198.5354
2024-04-19 | 12 | 10146.0865
2024-04-19 | 13 | 10074.5945
2024-04-19 | 14 | 10019.1949
2024-04-19 | 15 | 9990.3871
2024-04-19 | 16 | 9971.0325
2024-04-19 | 17 | 9968.1187
2024-04-19 | 18 | 10019.3525
2024-04-19 | 19 | 10010.4299
2024-04-19 | 20 | 10001.3842
2024-04-19 | 21 | 10051.7053
2024-04-19 | 22 | 10110.5264
2024-04-19 | 23 | 9895.897
2024-04-19 | 24 | 9629.3092
2024-04-20 | 1 | 9394.3351
2024-04-20 | 2 | 9195.1529
2024-04-20 | 3 | 9071.721
2024-04-20 | 4 | 9016.2231
2024-04-20 | 5 | 9072.7336
2024-04-20 | 6 | 9151.0244
2024-04-20 | 7 | 9169.3701
2024-04-20 | 8 | 9221.9723
2024-04-20 | 9 | 9480.614
2024-04-20 | 10 | 9648.0323
2024-04-20 | 11 | 9706.4303
2024-04-20 | 12 | 9664.9279
2024-04-20 | 13 | 9618.7514
2024-04-20 | 14 | 9577.7098
2024-04-20 | 15 | 9553.0001
2024-04-20 | 16 | 9519.1116
2024-04-20 | 17 | 9554.284
2024-04-20 | 18 | 9729.0887
2024-04-20 | 19 | 9771.5279
2024-04-20 | 20 | 9700.9035
2024-04-20 | 21 | 9752.5244
2024-04-20 | 22 | 9877.4341
2024-04-20 | 23 | 9730.5248
2024-04-20 | 24 | 9481.4005
2024-04-21 | 1 | 9283.3859
2024-04-21 | 2 | 9182.2487
2024-04-21 | 3 | 9155.5291
2024-04-21 | 4 | 9055.8897
2024-04-21 | 5 | 9017.2436
2024-04-21 | 6 | 9025.2674
2024-04-21 | 7 | 9057.9069
2024-04-21 | 8 | 9028.5229
2024-04-21 | 9 | 9220.0819
2024-04-21 | 10 | 9393.1684
2024-04-21 | 11 | 9428.9631
2024-04-21 | 12 | 9424.1951
2024-04-21 | 13 | 9389.047
2024-04-21 | 14 | 9370.0543
2024-04-21 | 15 | 9353.7688
2024-04-21 | 16 | 9332.7395
2024-04-21 | 17 | 9434.4346
2024-04-21 | 18 | 9514.8124
2024-04-21 | 19 | 9628.1852
2024-04-21 | 20 | 9652.4649
2024-04-21 | 21 | 9693.8826
2024-04-21 | 22 | 9870.4284
2024-04-21 | 23 | 9659.033
2024-04-21 | 24 | 9312.2651
2024-04-22 | 1 | 9090.4243
2024-04-22 | 2 | 8980.4783
2024-04-22 | 3 | 8978.655
2024-04-22 | 4 | 8926.3534
2024-04-22 | 5 | 8963.6694
2024-04-22 | 6 | 9040.3582
2024-04-22 | 7 | 9338.9549
2024-04-22 | 8 | 9640.2262
2024-04-22 | 9 | 9932.6097
2024-04-22 | 10 | 9963.4831
2024-04-22 | 11 | 9918.0841
2024-04-22 | 12 | 9859.5083
2024-04-22 | 13 | 9814.1232
2024-04-22 | 14 | 9817.9021
2024-04-22 | 15 | 9793.3727
2024-04-22 | 16 | 9787.3327
2024-04-22 | 17 | 9801.9065
2024-04-22 | 18 | 9852.7185
2024-04-22 | 19 | 9841.0054
2024-04-22 | 20 | 9821.617
2024-04-22 | 21 | 9884.5172
2024-04-22 | 22 | 9959.8598
2024-04-22 | 23 | 9669.5194
2024-04-22 | 24 | 9393.8081
2024-04-23 | 1 | 9110.6623
2024-04-23 | 2 | 8947.3859
2024-04-23 | 3 | 8887.5874
2024-04-23 | 4 | 8880.5125
2024-04-23 | 5 | 8908.4831
2024-04-23 | 6 | 9021.7049
2024-04-23 | 7 | 9327.1351
2024-04-23 | 8 | 9659.055
2024-04-23 | 9 | 9905.2393
2024-04-23 | 10 | 9967.0794
2024-04-23 | 11 | 9953.9114
2024-04-23 | 12 | 9897.8356
2024-04-23 | 13 | 9849.887
2024-04-23 | 14 | 9830.6202
2024-04-23 | 15 | 9807.5815
2024-04-23 | 16 | 9789.6269
2024-04-23 | 17 | 9813.2967
2024-04-23 | 18 | 9881.5829
2024-04-23 | 19 | 9826.5294
2024-04-23 | 20 | 9800.2834
2024-04-23 | 21 | 9862.9917
2024-04-23 | 22 | 9927.5151
2024-04-23 | 23 | 9643.9552
2024-04-23 | 24 | 9335.5064
2024-04-24 | 1 | 9096.0843
2024-04-24 | 2 | 8904.8027
2024-04-24 | 3 | 8820.7427
2024-04-24 | 4 | 8794.8443
2024-04-24 | 5 | 8840.882
2024-04-24 | 6 | 8965.4578
2024-04-24 | 7 | 9300.1112
2024-04-24 | 8 | 9610.3565
2024-04-24 | 9 | 9874.1183
2024-04-24 | 10 | 9968.2521
2024-04-24 | 11 | 9964.413
2024-04-24 | 12 | 9911.1092
2024-04-24 | 13 | 9869.0858
2024-04-24 | 14 | 9851.0417
2024-04-24 | 15 | 9809.4008
2024-04-24 | 16 | 9806.0475
2024-04-24 | 17 | 9920.6251
2024-04-24 | 18 | 9833.5093
2024-04-24 | 19 | 9794.4755
2024-04-24 | 20 | 9802.5811
2024-04-24 | 21 | 9861.118
2024-04-24 | 22 | 9967.3422
2024-04-24 | 23 | 9697.2366
2024-04-24 | 24 | 9312.1441
2024-04-25 | 1 | 9072.0005
2024-04-25 | 2 | 8940.4084
2024-04-25 | 3 | 8868.4843
2024-04-25 | 4 | 8851.4242
2024-04-25 | 5 | 8866.1704
2024-04-25 | 6 | 8956.6387
2024-04-25 | 7 | 9235.8759
2024-04-25 | 8 | 9552.173
2024-04-25 | 9 | 9880.3772
2024-04-25 | 10 | 9938.8614
2024-04-25 | 11 | 9904.5065
2024-04-25 | 12 | 9870.7525
2024-04-25 | 13 | 9804.6366
2024-04-25 | 14 | 9786.7974
2024-04-25 | 15 | 9800.4096
2024-04-25 | 16 | 9887.3575
2024-04-25 | 17 | 9799.3124
2024-04-25 | 18 | 9907.0084
2024-04-25 | 19 | 9817.695
2024-04-25 | 20 | 9769.2611
2024-04-25 | 21 | 9785.2359
2024-04-25 | 22 | 9912.4339
2024-04-25 | 23 | 9621.6755
2024-04-25 | 24 | 9315.5305
2024-04-26 | 1 | 9061.2403
2024-04-26 | 2 | 8889.0337
2024-04-26 | 3 | 8800.0367
2024-04-26 | 4 | 8749.0828
2024-04-26 | 5 | 8786.3633
2024-04-26 | 6 | 8913.6288
2024-04-26 | 7 | 9222.6643
2024-04-26 | 8 | 9561.8776
2024-04-26 | 9 | 9808.8203
2024-04-26 | 10 | 9896.3354
2024-04-26 | 11 | 9883.2332
2024-04-26 | 12 | 9838.778
2024-04-26 | 13 | 9789.6948
2024-04-26 | 14 | 9890.7387
2024-04-26 | 15 | 9828.8849
2024-04-26 | 16 | 9713.1962
2024-04-26 | 17 | 9758.821
2024-04-26 | 18 | 9853.8738
2024-04-26 | 19 | 9712.0617
2024-04-26 | 20 | 9652.9104
2024-04-26 | 21 | 9668.2146
2024-04-26 | 22 | 9807.3673
2024-04-26 | 23 | 9558.4109
2024-04-26 | 24 | 9253.6929
2024-04-27 | 1 | 9014.4753
2024-04-27 | 2 | 8830.0671
2024-04-27 | 3 | 8746.1671
2024-04-27 | 4 | 8708.2365
2024-04-27 | 5 | 8714.3954
2024-04-27 | 6 | 8754.6311
2024-04-27 | 7 | 8828.7093
2024-04-27 | 8 | 8960.8392
2024-04-27 | 9 | 9110.5792
2024-04-27 | 10 | 9323.8361
2024-04-27 | 11 | 9403.7873
2024-04-27 | 12 | 9431.5527
2024-04-27 | 13 | 9439.2034
2024-04-27 | 14 | 9399.2331
2024-04-27 | 15 | 9358.5605
2024-04-27 | 16 | 9337.0167
2024-04-27 | 17 | 9363.5285
2024-04-27 | 18 | 9388.4815
2024-04-27 | 19 | 9356.2979
2024-04-27 | 20 | 9322.0237
2024-04-27 | 21 | 9334.7776
2024-04-27 | 22 | 9480.0101
2024-04-27 | 23 | 9311.5286
2024-04-27 | 24 | 9097.3061
2024-04-28 | 1 | 8863.327
2024-04-28 | 2 | 8724.2953
2024-04-28 | 3 | 8636.5084
2024-04-28 | 4 | 8617.6084
2024-04-28 | 5 | 8602.5582
2024-04-28 | 6 | 8619.3402
2024-04-28 | 7 | 8729.273
2024-04-28 | 8 | 8707.6062
2024-04-28 | 9 | 8872.9124
2024-04-28 | 10 | 9067.7166
2024-04-28 | 11 | 9190.3069
2024-04-28 | 12 | 9211.7189
2024-04-28 | 13 | 9173.2433
2024-04-28 | 14 | 9197.2278
2024-04-28 | 15 | 9185.9365
2024-04-28 | 16 | 9199.5829
2024-04-28 | 17 | 9263.8051
2024-04-28 | 18 | 9369.3284
2024-04-28 | 19 | 9404.0729
2024-04-28 | 20 | 9411.5509
2024-04-28 | 21 | 9398.4274
2024-04-28 | 22 | 9527.9774
2024-04-28 | 23 | 9325.917
2024-04-28 | 24 | 9028.6813
2024-04-29 | 1 | 8808.1591
2024-04-29 | 2 | 8724.3416
2024-04-29 | 3 | 8645.9902
2024-04-29 | 4 | 8620.779
2024-04-29 | 5 | 8645.4836
2024-04-29 | 6 | 8811.1204
2024-04-29 | 7 | 9144.0385
2024-04-29 | 8 | 9446.6018
2024-04-29 | 9 | 9702.3278
2024-04-29 | 10 | 9782.3299
2024-04-29 | 11 | 9783.2439
2024-04-29 | 12 | 9751.9769
2024-04-29 | 13 | 9715.2895
2024-04-29 | 14 | 9733.2874
2024-04-29 | 15 | 9825.0269
2024-04-29 | 16 | 9819.1161
2024-04-29 | 17 | 9769.0294
2024-04-29 | 18 | 9814.6278
2024-04-29 | 19 | 9767.1707
2024-04-29 | 20 | 9754.1317
2024-04-29 | 21 | 9731.2953
2024-04-29 | 22 | 9837.5892
2024-04-29 | 23 | 9530.4652
2024-04-29 | 24 | 9246.0416
2024-04-30 | 1 | 8960.6715
2024-04-30 | 2 | 8799.4625
2024-04-30 | 3 | 8729.8361
2024-04-30 | 4 | 8710.361
2024-04-30 | 5 | 8723.5085
2024-04-30 | 6 | 8860.012
2024-04-30 | 7 | 9253.2941
2024-04-30 | 8 | 9552.4525
2024-04-30 | 9 | 9755.0935
2024-04-30 | 10 | 9884.6566
2024-04-30 | 11 | 9855.8108
2024-04-30 | 12 | 9872.2921
2024-04-30 | 13 | 9844.0076
2024-04-30 | 14 | 9815.4654
2024-04-30 | 15 | 9805.0886
2024-04-30 | 16 | 9809.7492
2024-04-30 | 17 | 9855.0403
2024-04-30 | 18 | 9931.2382
2024-04-30 | 19 | 9873.7918
2024-04-30 | 20 | 9856.7434
2024-04-30 | 21 | 9832.2499
2024-04-30 | 22 | 9878.7273
2024-04-30 | 23 | 9639.6671
2024-04-30 | 24 | 9286.487
2024-05-01 | 1 | 9015.8149
2024-05-01 | 2 | 8743.7488
2024-05-01 | 3 | 8658.4899
2024-05-01 | 4 | 8686.4917
2024-05-01 | 5 | 8707.2081
2024-05-01 | 6 | 8814.178
2024-05-01 | 7 | 9148.6347
2024-05-01 | 8 | 9542.0109
2024-05-01 | 9 | 9836.62
2024-05-01 | 10 | 9923.8028
2024-05-01 | 11 | 9906.4399
2024-05-01 | 12 | 9864.2773
2024-05-01 | 13 | 9822.5037
2024-05-01 | 14 | 9808.7047
2024-05-01 | 15 | 9783.4307
2024-05-01 | 16 | 9713.4132
2024-05-01 | 17 | 9836.4582
2024-05-01 | 18 | 9770.0205
2024-05-01 | 19 | 9716.6724
2024-05-01 | 20 | 9646.6142
2024-05-01 | 21 | 9588.4878
2024-05-01 | 22 | 9701.2281
2024-05-01 | 23 | 9478.9962
2024-05-01 | 24 | 9175.145
2024-05-02 | 1 | 8948.1527
2024-05-02 | 2 | 8829.0335
2024-05-02 | 3 | 8798.4394
2024-05-02 | 4 | 8787.0855
2024-05-02 | 5 | 8833.7677
2024-05-02 | 6 | 8950.1499
2024-05-02 | 7 | 9202.3687
2024-05-02 | 8 | 9507.7625
2024-05-02 | 9 | 9718.7677
2024-05-02 | 10 | 9775.8502
2024-05-02 | 11 | 9795.3072
2024-05-02 | 12 | 9765.1386
2024-05-02 | 13 | 9694.7145
2024-05-02 | 14 | 9697.7785
2024-05-02 | 15 | 9653.6542
2024-05-02 | 16 | 9678.2615
2024-05-02 | 17 | 9702.3191
2024-05-02 | 18 | 9698.283
2024-05-02 | 19 | 9616.6983
2024-05-02 | 20 | 9599.3313
2024-05-02 | 21 | 9593.3977
2024-05-02 | 22 | 9684.5719
2024-05-02 | 23 | 9540.133
2024-05-02 | 24 | 9282.4014
2024-05-03 | 1 | 9034.0147
2024-05-03 | 2 | 8766.6677
2024-05-03 | 3 | 8749.9777
2024-05-03 | 4 | 8699.9209
2024-05-03 | 5 | 8798.513
2024-05-03 | 6 | 8871.0224
2024-05-03 | 7 | 9219.5203
2024-05-03 | 8 | 9487.926
2024-05-03 | 9 | 9655.6345
2024-05-03 | 10 | 9694.6072
2024-05-03 | 11 | 9715.0726
2024-05-03 | 12 | 9659.4157
2024-05-03 | 13 | 9615.9192
2024-05-03 | 14 | 9674.5875
2024-05-03 | 15 | 9644.813
2024-05-03 | 16 | 9637.1976
2024-05-03 | 17 | 9641.2914
2024-05-03 | 18 | 9580.0646
2024-05-03 | 19 | 9586.0693
2024-05-03 | 20 | 9502.1225
2024-05-03 | 21 | 9463.3769
2024-05-03 | 22 | 9552.3224
2024-05-03 | 23 | 9336.3507
2024-05-03 | 24 | 9052.3418
2024-05-04 | 1 | 8840.4743
2024-05-04 | 2 | 8670.6614
2024-05-04 | 3 | 8601.2698
2024-05-04 | 4 | 8570.0639
2024-05-04 | 5 | 8583.1404
2024-05-04 | 6 | 8622.9542
2024-05-04 | 7 | 8672.6674
2024-05-04 | 8 | 8781.1781
2024-05-04 | 9 | 8967.6666
2024-05-04 | 10 | 9140.7297
2024-05-04 | 11 | 9271.8456
2024-05-04 | 12 | 9314.8045
2024-05-04 | 13 | 9307.6096
2024-05-04 | 14 | 9287.4632
2024-05-04 | 15 | 9251.4184
2024-05-04 | 16 | 9297.4857
2024-05-04 | 17 | 9404.3827
2024-05-04 | 18 | 9509.3281
2024-05-04 | 19 | 9527.2169
2024-05-04 | 20 | 9437.8879
2024-05-04 | 21 | 9409.3481
2024-05-04 | 22 | 9530.3749
2024-05-04 | 23 | 9426.4168
2024-05-04 | 24 | 9224.6445
2024-05-05 | 1 | 9047.5515
2024-05-05 | 2 | 8909.4258
2024-05-05 | 3 | 8812.9702
2024-05-05 | 4 | 8783.6232
2024-05-05 | 5 | 8789.8186
2024-05-05 | 6 | 8778.8597
2024-05-05 | 7 | 8884.6706
2024-05-05 | 8 | 8979.3236
2024-05-05 | 9 | 9184.2202
2024-05-05 | 10 | 9405.004
2024-05-05 | 11 | 9535.8535
2024-05-05 | 12 | 9587.2487
2024-05-05 | 13 | 9583.2321
2024-05-05 | 14 | 9580.0644
2024-05-05 | 15 | 9527.7996
2024-05-05 | 16 | 9492.0249
2024-05-05 | 17 | 9585.7168
2024-05-05 | 18 | 9728.7432
2024-05-05 | 19 | 9814.3475
2024-05-05 | 20 | 9773.6865
2024-05-05 | 21 | 9736.4007
2024-05-05 | 22 | 9828.4108
2024-05-05 | 23 | 9671.5065
2024-05-05 | 24 | 9403.1045
2024-05-06 | 1 | 9200.5149
2024-05-06 | 2 | 9137.107
2024-05-06 | 3 | 9047.6799
2024-05-06 | 4 | 8993.0836
2024-05-06 | 5 | 9020.6267
2024-05-06 | 6 | 9042.7145
2024-05-06 | 7 | 9346.2875
2024-05-06 | 8 | 9692.3739
2024-05-06 | 9 | 10044.6322
2024-05-06 | 10 | 10182.1216
2024-05-06 | 11 | 10208.8698
2024-05-06 | 12 | 10216.0027
2024-05-06 | 13 | 10200.9622
2024-05-06 | 14 | 10194.1338
2024-05-06 | 15 | 10122.2287
2024-05-06 | 16 | 10093.923
2024-05-06 | 17 | 10138.3644
2024-05-06 | 18 | 10185.4674
2024-05-06 | 19 | 10168.4791
2024-05-06 | 20 | 10082.8754
2024-05-06 | 21 | 10052.3493
2024-05-06 | 22 | 10099.6376
2024-05-06 | 23 | 9884.3052
2024-05-06 | 24 | 9538.0179
2024-05-07 | 1 | 9259.7301
2024-05-07 | 2 | 9073.9469
2024-05-07 | 3 | 9001.9671
2024-05-07 | 4 | 8946.1081
2024-05-07 | 5 | 8967.2268
2024-05-07 | 6 | 8918.7456
2024-05-07 | 7 | 9181.9139
2024-05-07 | 8 | 9645.9021
2024-05-07 | 9 | 10002.1002
2024-05-07 | 10 | 10138.3854
2024-05-07 | 11 | 10208.5944
2024-05-07 | 12 | 10192.2948
2024-05-07 | 13 | 10167.426
2024-05-07 | 14 | 10171.9958
2024-05-07 | 15 | 10155.1719
2024-05-07 | 16 | 10136.9489
2024-05-07 | 17 | 10095.1426
2024-05-07 | 18 | 10152.6463
2024-05-07 | 19 | 10139.3774
2024-05-07 | 20 | 10119.898
2024-05-07 | 21 | 10064.675
2024-05-07 | 22 | 10092.6331
2024-05-07 | 23 | 9832.3734
2024-05-07 | 24 | 9478.7984
2024-05-08 | 1 | 9204.337
2024-05-08 | 2 | 9014.8317
2024-05-08 | 3 | 8917.6293
2024-05-08 | 4 | 8881.3658
2024-05-08 | 5 | 8900.2035
2024-05-08 | 6 | 8867.4931
2024-05-08 | 7 | 9130.1128
2024-05-08 | 8 | 9582.1827
2024-05-08 | 9 | 9922.3945
2024-05-08 | 10 | 10061.1462
2024-05-08 | 11 | 10117.731
2024-05-08 | 12 | 10132.5343
2024-05-08 | 13 | 10113.9377
2024-05-08 | 14 | 10115.4127
2024-05-08 | 15 | 10077.2424
2024-05-08 | 16 | 10047.4865
2024-05-08 | 17 | 10114.8314
2024-05-08 | 18 | 10160.2411
2024-05-08 | 19 | 10147.8349
2024-05-08 | 20 | 10080.1702
2024-05-08 | 21 | 10023.1031
2024-05-08 | 22 | 10038.0077
2024-05-08 | 23 | 9803.6585
2024-05-08 | 24 | 9457.5616
2024-05-09 | 1 | 9184.6371
2024-05-09 | 2 | 9043.8164
2024-05-09 | 3 | 8950.5264
2024-05-09 | 4 | 8882.6676
2024-05-09 | 5 | 8901.3002
2024-05-09 | 6 | 8855.2475
2024-05-09 | 7 | 9126.0297
2024-05-09 | 8 | 9584.6606
2024-05-09 | 9 | 9941.0799
2024-05-09 | 10 | 10078.5564
2024-05-09 | 11 | 10101.0873
2024-05-09 | 12 | 10082.9019
2024-05-09 | 13 | 10017.3947
2024-05-09 | 14 | 9957.857
2024-05-09 | 15 | 9942.5778
2024-05-09 | 16 | 9862.1735
2024-05-09 | 17 | 9862.9787
2024-05-09 | 18 | 9892.0231
2024-05-09 | 19 | 9857.9412
2024-05-09 | 20 | 9802.8928
2024-05-09 | 21 | 9778.7839
2024-05-09 | 22 | 9814.8419
2024-05-09 | 23 | 9659.7317
2024-05-09 | 24 | 9319.746
2024-05-10 | 1 | 9071.4973
2024-05-10 | 2 | 8915.1663
2024-05-10 | 3 | 8804.1571
2024-05-10 | 4 | 8774.1924
2024-05-10 | 5 | 8792.1364
2024-05-10 | 6 | 8747.3743
2024-05-10 | 7 | 8981.1741
2024-05-10 | 8 | 9458.2066
2024-05-10 | 9 | 9813.7639
2024-05-10 | 10 | 9939.6209
2024-05-10 | 11 | 9956.6019
2024-05-10 | 12 | 9982.6636
2024-05-10 | 13 | 9928.9714
2024-05-10 | 14 | 9890.7311
2024-05-10 | 15 | 9877.0743
2024-05-10 | 16 | 9839.1231
2024-05-10 | 17 | 9915.3581
2024-05-10 | 18 | 9915.7542
2024-05-10 | 19 | 9836.567
2024-05-10 | 20 | 9778.8632
2024-05-10 | 21 | 9722.9621
2024-05-10 | 22 | 9747.1133
2024-05-10 | 23 | 9594.4316
2024-05-10 | 24 | 9300.7784
2024-05-11 | 1 | 9106.9641
2024-05-11 | 2 | 8936.4256
2024-05-11 | 3 | 8817.0383
2024-05-11 | 4 | 8774.1871
2024-05-11 | 5 | 8788.0529
2024-05-11 | 6 | 8690.1401
2024-05-11 | 7 | 8736.9212
2024-05-11 | 8 | 8908.343
2024-05-11 | 9 | 9151.2571
2024-05-11 | 10 | 9354.5743
2024-05-11 | 11 | 9403.1465
2024-05-11 | 12 | 9386.1728
2024-05-11 | 13 | 9357.7055
2024-05-11 | 14 | 9321.1538
2024-05-11 | 15 | 9274.9391
2024-05-11 | 16 | 9218.571
2024-05-11 | 17 | 9251.5055
2024-05-11 | 18 | 9444.0822
2024-05-11 | 19 | 9390.9303
2024-05-11 | 20 | 9393.6902
2024-05-11 | 21 | 9339.7057
2024-05-11 | 22 | 9422.1552
2024-05-11 | 23 | 9407.5854
2024-05-11 | 24 | 9223.6287
2024-05-12 | 1 | 9043.7005
2024-05-12 | 2 | 8875.5591
2024-05-12 | 3 | 8855.2229
2024-05-12 | 4 | 8801.6059
2024-05-12 | 5 | 8818.098
2024-05-12 | 6 | 8786.2166
2024-05-12 | 7 | 8808.0355
2024-05-12 | 8 | 8823.0525
2024-05-12 | 9 | 8915.9372
2024-05-12 | 10 | 9020.9503
2024-05-12 | 11 | 9042.8409
2024-05-12 | 12 | 9076.594
2024-05-12 | 13 | 9083.023
2024-05-12 | 14 | 9072.2535
2024-05-12 | 15 | 9050.0645
2024-05-12 | 16 | 9062.748
2024-05-12 | 17 | 9161.0343
2024-05-12 | 18 | 9293.9529
2024-05-12 | 19 | 9295.0918
2024-05-12 | 20 | 9263.4001
2024-05-12 | 21 | 9249.9307
2024-05-12 | 22 | 9332.1468
2024-05-12 | 23 | 9229.0442
2024-05-12 | 24 | 8958.6044
2024-05-13 | 1 | 8750.6687
2024-05-13 | 2 | 8654.5934
2024-05-13 | 3 | 8598.7115
2024-05-13 | 4 | 8643.2666
2024-05-13 | 5 | 8705.9922
2024-05-13 | 6 | 8771.9063
2024-05-13 | 7 | 9009.8598
2024-05-13 | 8 | 9347.7649
2024-05-13 | 9 | 9542.1628
2024-05-13 | 10 | 9585.2811
2024-05-13 | 11 | 9639.9234
2024-05-13 | 12 | 9589.7752
2024-05-13 | 13 | 9594.2683
2024-05-13 | 14 | 9577.1099
2024-05-13 | 15 | 9576.9235
2024-05-13 | 16 | 9595.313
2024-05-13 | 17 | 9631.0437
2024-05-13 | 18 | 9637.4294
2024-05-13 | 19 | 9578.1922
2024-05-13 | 20 | 9497.2422
2024-05-13 | 21 | 9472.1077
2024-05-13 | 22 | 9471.74
2024-05-13 | 23 | 9293.8535
2024-05-13 | 24 | 8959.1107
2024-05-14 | 1 | 8721.1124
2024-05-14 | 2 | 8546.8329
2024-05-14 | 3 | 8508.0097
2024-05-14 | 4 | 8507.5877
2024-05-14 | 5 | 8544.0852
2024-05-14 | 6 | 8595.2783
2024-05-14 | 7 | 8916.8917
2024-05-14 | 8 | 9264.0821
2024-05-14 | 9 | 9468.7058
2024-05-14 | 10 | 9580.4519
2024-05-14 | 11 | 9651.4337
2024-05-14 | 12 | 9687.6511
2024-05-14 | 13 | 9687.7631
2024-05-14 | 14 | 9674.8358
2024-05-14 | 15 | 9686.8718
2024-05-14 | 16 | 9702.024
2024-05-14 | 17 | 9844.8166
2024-05-14 | 18 | 9818.9608
2024-05-14 | 19 | 9673.4145
2024-05-14 | 20 | 9577.8451
2024-05-14 | 21 | 9499.5181
2024-05-14 | 22 | 9492.1116
2024-05-14 | 23 | 9289.8117
2024-05-14 | 24 | 8958.4147
2024-05-15 | 1 | 8742.8448
2024-05-15 | 2 | 8567.4618
2024-05-15 | 3 | 8512.2223
2024-05-15 | 4 | 8478.3556
2024-05-15 | 5 | 8505.5666
2024-05-15 | 6 | 8542.3414
2024-05-15 | 7 | 8817.399
2024-05-15 | 8 | 9222.4938
2024-05-15 | 9 | 9471.942
2024-05-15 | 10 | 9612.5755
2024-05-15 | 11 | 9678.0874
2024-05-15 | 12 | 9716.781
2024-05-15 | 13 | 9747.2391
2024-05-15 | 14 | 9728.0946
2024-05-15 | 15 | 9774.0376
2024-05-15 | 16 | 9853.8066
2024-05-15 | 17 | 9915.6256
2024-05-15 | 18 | 9890.8855
2024-05-15 | 19 | 9730.0476
2024-05-15 | 20 | 9615.1529
2024-05-15 | 21 | 9562.6786
2024-05-15 | 22 | 9531.1109
2024-05-15 | 23 | 9328.3263
2024-05-15 | 24 | 8996.5673
2024-05-16 | 1 | 8703.8158
2024-05-16 | 2 | 8615.0447
2024-05-16 | 3 | 8526.6967
2024-05-16 | 4 | 8489.0634
2024-05-16 | 5 | 8553.4834
2024-05-16 | 6 | 8572.4671
2024-05-16 | 7 | 8826.8197
2024-05-16 | 8 | 9288.4825
2024-05-16 | 9 | 9550.3484
2024-05-16 | 10 | 9679.8622
2024-05-16 | 11 | 9739.3888
2024-05-16 | 12 | 9757.3576
2024-05-16 | 13 | 9745.1316
2024-05-16 | 14 | 9883.2928
2024-05-16 | 15 | 9908.4062
2024-05-16 | 16 | 9919.2537
2024-05-16 | 17 | 9899.83
2024-05-16 | 18 | 9852.9215
2024-05-16 | 19 | 9720.7611
2024-05-16 | 20 | 9629.9031
2024-05-16 | 21 | 9554.3496
2024-05-16 | 22 | 9520.9691
2024-05-16 | 23 | 9359.3107
2024-05-16 | 24 | 9058.5006
2024-05-17 | 1 | 8800.5126
2024-05-17 | 2 | 8577.629
2024-05-17 | 3 | 8503.145
2024-05-17 | 4 | 8485.2221
2024-05-17 | 5 | 8542.1782
2024-05-17 | 6 | 8557.3943
2024-05-17 | 7 | 8849.8072
2024-05-17 | 8 | 9280.4439
2024-05-17 | 9 | 9535.3684
2024-05-17 | 10 | 9654.9164
2024-05-17 | 11 | 9693.782
2024-05-17 | 12 | 9751.3744
2024-05-17 | 13 | 9734.9406
2024-05-17 | 14 | 9725.8989
2024-05-17 | 15 | 9715.6474
2024-05-17 | 16 | 9724.9744
2024-05-17 | 17 | 9726.6287
2024-05-17 | 18 | 9684.4961
2024-05-17 | 19 | 9582.3588
2024-05-17 | 20 | 9524.4868
2024-05-17 | 21 | 9482.9028
2024-05-17 | 22 | 9497.7438
2024-05-17 | 23 | 9421.0131
2024-05-17 | 24 | 9124.6155
2024-05-18 | 1 | 8895.4486
2024-05-18 | 2 | 8736.9463
2024-05-18 | 3 | 8597.1392
2024-05-18 | 4 | 8549.0031
2024-05-18 | 5 | 8561.7152
2024-05-18 | 6 | 8517.1795
2024-05-18 | 7 | 8576.2125
2024-05-18 | 8 | 8782.3318
2024-05-18 | 9 | 8963.8142
2024-05-18 | 10 | 9160.6566
2024-05-18 | 11 | 9256.1648
2024-05-18 | 12 | 9267.19
2024-05-18 | 13 | 9253.4574
2024-05-18 | 14 | 9207.5304
2024-05-18 | 15 | 9152.4004
2024-05-18 | 16 | 9154.5558
2024-05-18 | 17 | 9262.9769
2024-05-18 | 18 | 9327.7204
2024-05-18 | 19 | 9356.0843
2024-05-18 | 20 | 9310.6155
2024-05-18 | 21 | 9310.5278
2024-05-18 | 22 | 9363.8927
2024-05-18 | 23 | 9316.933
2024-05-18 | 24 | 9085.3759
2024-05-19 | 1 | 8901.637
2024-05-19 | 2 | 8745.346
2024-05-19 | 3 | 8734.0143
2024-05-19 | 4 | 8643.3813
2024-05-19 | 5 | 8690.9478
2024-05-19 | 6 | 8670.3199
2024-05-19 | 7 | 8669.9703
2024-05-19 | 8 | 8762.3777
2024-05-19 | 9 | 8893.7093
2024-05-19 | 10 | 9044.8402
2024-05-19 | 11 | 9146.1023
2024-05-19 | 12 | 9208.2243
2024-05-19 | 13 | 9246.7011
2024-05-19 | 14 | 9234.9295
2024-05-19 | 15 | 9215.4891
2024-05-19 | 16 | 9249.6077
2024-05-19 | 17 | 9343.7816
2024-05-19 | 18 | 9456.0482
2024-05-19 | 19 | 9538.2126
2024-05-19 | 20 | 9530.551
2024-05-19 | 21 | 9529.9539
2024-05-19 | 22 | 9574.271
2024-05-19 | 23 | 9505.5491
2024-05-19 | 24 | 9260.5809
2024-05-20 | 1 | 9023.4748
2024-05-20 | 2 | 8989.176
2024-05-20 | 3 | 8910.4402
2024-05-20 | 4 | 8861.4416
2024-05-20 | 5 | 8845.3042
2024-05-20 | 6 | 8817.5552
2024-05-20 | 7 | 8832.1158
2024-05-20 | 8 | 8996.8047
2024-05-20 | 9 | 9237.0206
2024-05-20 | 10 | 9425.9859
2024-05-20 | 11 | 9465.0784
2024-05-20 | 12 | 9429.806
2024-05-20 | 13 | 9379.4885
2024-05-20 | 14 | 9356.3159
2024-05-20 | 15 | 9327.114
2024-05-20 | 16 | 9315.5185
2024-05-20 | 17 | 9334.8749
2024-05-20 | 18 | 9376.5959
2024-05-20 | 19 | 9432.005
2024-05-20 | 20 | 9371.2965
2024-05-20 | 21 | 9333.3395
2024-05-20 | 22 | 9368.8448
2024-05-20 | 23 | 9417.1086
2024-05-20 | 24 | 9272.5
2024-05-21 | 1 | 9185.1671
2024-05-21 | 2 | 9129.7919
2024-05-21 | 3 | 9087.7087
2024-05-21 | 4 | 9031.4099
2024-05-21 | 5 | 9052.7523
2024-05-21 | 6 | 9042.3653
2024-05-21 | 7 | 9259.7211
2024-05-21 | 8 | 9530.3738
2024-05-21 | 9 | 9706.4621
2024-05-21 | 10 | 9706.707
2024-05-21 | 11 | 9725.2087
2024-05-21 | 12 | 9708.1622
2024-05-21 | 13 | 9679.0577
2024-05-21 | 14 | 9648.3309
2024-05-21 | 15 | 9582.9975
2024-05-21 | 16 | 9542.878
2024-05-21 | 17 | 9540.5435
2024-05-21 | 18 | 9557.1017
2024-05-21 | 19 | 9489.8767
2024-05-21 | 20 | 9446.6863
2024-05-21 | 21 | 9421.5301
2024-05-21 | 22 | 9433.8434
2024-05-21 | 23 | 9368.5292
2024-05-21 | 24 | 9147.9578
2024-05-22 | 1 | 8951.9049
2024-05-22 | 2 | 8732.6
2024-05-22 | 3 | 8656.1394
2024-05-22 | 4 | 8629.7341
2024-05-22 | 5 | 8639.2846
2024-05-22 | 6 | 8765.4487
2024-05-22 | 7 | 8959.5214
2024-05-22 | 8 | 9292.7242
2024-05-22 | 9 | 9509.2307
2024-05-22 | 10 | 9627.3573
2024-05-22 | 11 | 9626.866
2024-05-22 | 12 | 9607.7274
2024-05-22 | 13 | 9588.303
2024-05-22 | 14 | 9578.2626
2024-05-22 | 15 | 9573.1535
2024-05-22 | 16 | 9570.1569
2024-05-22 | 17 | 9606.8614
2024-05-22 | 18 | 9632.4187
2024-05-22 | 19 | 9553.1865
2024-05-22 | 20 | 9505.6857
2024-05-22 | 21 | 9483.2807
2024-05-22 | 22 | 9443.0886
2024-05-22 | 23 | 9313.1827
2024-05-22 | 24 | 8977.4846
2024-05-23 | 1 | 8715.7827
2024-05-23 | 2 | 8615.2254
2024-05-23 | 3 | 8571.0358
2024-05-23 | 4 | 8544.2145
2024-05-23 | 5 | 8573.8549
2024-05-23 | 6 | 8640.1152
2024-05-23 | 7 | 8881.4373
2024-05-23 | 8 | 9265.5431
2024-05-23 | 9 | 9498.0518
2024-05-23 | 10 | 9662.9137
2024-05-23 | 11 | 9701.422
2024-05-23 | 12 | 9701.1373
2024-05-23 | 13 | 9676.6219
2024-05-23 | 14 | 9664.2677
2024-05-23 | 15 | 9643.9144
2024-05-23 | 16 | 9608.1889
2024-05-23 | 17 | 9622.8047
2024-05-23 | 18 | 9624.6648
2024-05-23 | 19 | 9561.6008
2024-05-23 | 20 | 9518.4135
2024-05-23 | 21 | 9476.5547
2024-05-23 | 22 | 9427.0886
2024-05-23 | 23 | 9327.152
2024-05-23 | 24 | 9007.9639
2024-05-24 | 1 | 8801.8508
2024-05-24 | 2 | 8606.1381
2024-05-24 | 3 | 8534.8212
2024-05-24 | 4 | 8463.5897
2024-05-24 | 5 | 8484.9772
2024-05-24 | 6 | 8561.1552
2024-05-24 | 7 | 8837.5711
2024-05-24 | 8 | 9202.8353
2024-05-24 | 9 | 9486.4479
2024-05-24 | 10 | 9660.4666
2024-05-24 | 11 | 9732.1802
2024-05-24 | 12 | 9727.3063
2024-05-24 | 13 | 9703.3685
2024-05-24 | 14 | 9690.9313
2024-05-24 | 15 | 9694.0023
2024-05-24 | 16 | 9678.8494
2024-05-24 | 17 | 9699.4313
2024-05-24 | 18 | 9694.4269
2024-05-24 | 19 | 9574.118
2024-05-24 | 20 | 9520.4485
2024-05-24 | 21 | 9479.7364
2024-05-24 | 22 | 9402.9326
2024-05-24 | 23 | 9289.5128
2024-05-24 | 24 | 8984.5121
2024-05-25 | 1 | 8725.8292
2024-05-25 | 2 | 8552.0915
2024-05-25 | 3 | 8442.6137
2024-05-25 | 4 | 8392.1341
2024-05-25 | 5 | 8362.3224
2024-05-25 | 6 | 8355.3031
2024-05-25 | 7 | 8418.563
2024-05-25 | 8 | 8602.6512
2024-05-25 | 9 | 8834.1473
2024-05-25 | 10 | 9085.1243
2024-05-25 | 11 | 9266.141
2024-05-25 | 12 | 9398.3686
2024-05-25 | 13 | 9479.9851
2024-05-25 | 14 | 9476.2633
2024-05-25 | 15 | 9407.7323
2024-05-25 | 16 | 9359.9196
2024-05-25 | 17 | 9429.3888
2024-05-25 | 18 | 9444.9881
2024-05-25 | 19 | 9451.6027
2024-05-25 | 20 | 9389.3895
2024-05-25 | 21 | 9343.5143
2024-05-25 | 22 | 9262.6843
2024-05-25 | 23 | 9171.1807
2024-05-25 | 24 | 8916.4415
2024-05-26 | 1 | 8690.0679
2024-05-26 | 2 | 8537.5683
2024-05-26 | 3 | 8432.728
2024-05-26 | 4 | 8376.2001
2024-05-26 | 5 | 8345.4652
2024-05-26 | 6 | 8341.3507
2024-05-26 | 7 | 8373.7836
2024-05-26 | 8 | 8517.905
2024-05-26 | 9 | 8728.3974
2024-05-26 | 10 | 8983.3404
2024-05-26 | 11 | 9194.8608
2024-05-26 | 12 | 9379.5669
2024-05-26 | 13 | 9494.0689
2024-05-26 | 14 | 9559.715
2024-05-26 | 15 | 9619.2021
2024-05-26 | 16 | 9689.0063
2024-05-26 | 17 | 9791.1385
2024-05-26 | 18 | 9871.7471
2024-05-26 | 19 | 9828.8009
2024-05-26 | 20 | 9811.8695
2024-05-26 | 21 | 9748.3378
2024-05-26 | 22 | 9620.5197
2024-05-26 | 23 | 9472.2951
2024-05-26 | 24 | 9122.5208
2024-05-27 | 1 | 8867.0076
2024-05-27 | 2 | 8763.844
2024-05-27 | 3 | 8642.4288
2024-05-27 | 4 | 8586.4086
2024-05-27 | 5 | 8571.3799
2024-05-27 | 6 | 8652.2524
2024-05-27 | 7 | 8922.4355
2024-05-27 | 8 | 9429.7046
2024-05-27 | 9 | 9797.7865
2024-05-27 | 10 | 10011.0982
2024-05-27 | 11 | 10181.7599
2024-05-27 | 12 | 10316.4601
2024-05-27 | 13 | 10381.33
2024-05-27 | 14 | 10402.0093
2024-05-27 | 15 | 10419.1147
2024-05-27 | 16 | 10450.1515
2024-05-27 | 17 | 10447.1224
2024-05-27 | 18 | 10327.5051
2024-05-27 | 19 | 10082.1102
2024-05-27 | 20 | 9854.5019
2024-05-27 | 21 | 9755.1502
2024-05-27 | 22 | 9634.4819
2024-05-27 | 23 | 9451.4005
2024-05-27 | 24 | 9110.8165
2024-05-28 | 1 | 8877.1053
2024-05-28 | 2 | 8685.4393
2024-05-28 | 3 | 8553.7726
2024-05-28 | 4 | 8513.1603
2024-05-28 | 5 | 8519.6084
2024-05-28 | 6 | 8615.8219
2024-05-28 | 7 | 8882.8034
2024-05-28 | 8 | 9335.0905
2024-05-28 | 9 | 9606.9968
2024-05-28 | 10 | 9761.339
2024-05-28 | 11 | 9810.0232
2024-05-28 | 12 | 9838.6399
2024-05-28 | 13 | 9827.7856
2024-05-28 | 14 | 9814.557
2024-05-28 | 15 | 9831.4432
2024-05-28 | 16 | 9851.1445
2024-05-28 | 17 | 9885.4251
2024-05-28 | 18 | 9859.0358
2024-05-28 | 19 | 9706.8234
2024-05-28 | 20 | 9645.3745
2024-05-28 | 21 | 9604.2143
2024-05-28 | 22 | 9495.4464
2024-05-28 | 23 | 9365.0693
2024-05-28 | 24 | 9027.2506
2024-05-29 | 1 | 8766.6575
2024-05-29 | 2 | 8598.4705
2024-05-29 | 3 | 8476.4471
2024-05-29 | 4 | 8446.4677
2024-05-29 | 5 | 8481.4601
2024-05-29 | 6 | 8571.4545
2024-05-29 | 7 | 8824.6148
2024-05-29 | 8 | 9224.8497
2024-05-29 | 9 | 9535.7065
2024-05-29 | 10 | 9699.8382
2024-05-29 | 11 | 9774.1932
2024-05-29 | 12 | 9826.7864
2024-05-29 | 13 | 9850.797
2024-05-29 | 14 | 9866.1228
2024-05-29 | 15 | 9877.2544
2024-05-29 | 16 | 9865.3179
2024-05-29 | 17 | 9889.6124
2024-05-29 | 18 | 9893.5635
2024-05-29 | 19 | 9763.0388
2024-05-29 | 20 | 9682.3479
2024-05-29 | 21 | 9639.9428
2024-05-29 | 22 | 9510.2359
2024-05-29 | 23 | 9377.111
2024-05-29 | 24 | 9007.8269
2024-05-30 | 1 | 8740.4283
2024-05-30 | 2 | 8629.6569
2024-05-30 | 3 | 8557.6965
2024-05-30 | 4 | 8546.7262
2024-05-30 | 5 | 8551.5419
2024-05-30 | 6 | 8617.9656
2024-05-30 | 7 | 8867.0813
2024-05-30 | 8 | 9315.5537
2024-05-30 | 9 | 9585.7548
2024-05-30 | 10 | 9766.0609
2024-05-30 | 11 | 9857.8975
2024-05-30 | 12 | 9922.1385
2024-05-30 | 13 | 9946.2553
2024-05-30 | 14 | 9976.5024
2024-05-30 | 15 | 10006.4127
2024-05-30 | 16 | 10062.8099
2024-05-30 | 17 | 10081.4484
2024-05-30 | 18 | 10055.4818
2024-05-30 | 19 | 9875.4149
2024-05-30 | 20 | 9765.2333
2024-05-30 | 21 | 9661.1856
2024-05-30 | 22 | 9568.2761
2024-05-30 | 23 | 9470.9211
2024-05-30 | 24 | 9105.2879
2024-05-31 | 1 | 8851.8257
2024-05-31 | 2 | 8682.794
2024-05-31 | 3 | 8613.7582
2024-05-31 | 4 | 8567.5017
2024-05-31 | 5 | 8586.316
2024-05-31 | 6 | 8670.8144
2024-05-31 | 7 | 8899.919
2024-05-31 | 8 | 9341.2737
2024-05-31 | 9 | 9645.2358
2024-05-31 | 10 | 9801.5201
2024-05-31 | 11 | 9886.5721
2024-05-31 | 12 | 9919.6521
2024-05-31 | 13 | 9919.518
2024-05-31 | 14 | 9882.4757
2024-05-31 | 15 | 9915.1257
2024-05-31 | 16 | 10009.2238
2024-05-31 | 17 | 9899.0646
2024-05-31 | 18 | 9894.3075
2024-05-31 | 19 | 9767.8013
2024-05-31 | 20 | 9696.7048
2024-05-31 | 21 | 9610.8531
2024-05-31 | 22 | 9501.3523
2024-05-31 | 23 | 9402.2058
2024-05-31 | 24 | 9115.5738
2024-06-01 | 1 | 8877.6255
2024-06-01 | 2 | 8717.3538
2024-06-01 | 3 | 8611.2555
2024-06-01 | 4 | 8583.1131
2024-06-01 | 5 | 8562.4502
2024-06-01 | 6 | 8584.0358
2024-06-01 | 7 | 8573.0179
2024-06-01 | 8 | 8758.916
2024-06-01 | 9 | 8978.9895
2024-06-01 | 10 | 9228.8121
2024-06-01 | 11 | 9401.057
2024-06-01 | 12 | 9475.7388
2024-06-01 | 13 | 9512.8606
2024-06-01 | 14 | 9519.2165
2024-06-01 | 15 | 9506.5865
2024-06-01 | 16 | 9573.6829
2024-06-01 | 17 | 9600.5313
2024-06-01 | 18 | 9724.6648
2024-06-01 | 19 | 9623.4456
2024-06-01 | 20 | 9552.0389
2024-06-01 | 21 | 9518.6728
2024-06-01 | 22 | 9436.7185
2024-06-01 | 23 | 9387.0022
2024-06-01 | 24 | 9115.7125
2024-06-02 | 1 | 8858.4068
2024-06-02 | 2 | 8680.473
2024-06-02 | 3 | 8586.0651
2024-06-02 | 4 | 8524.0204
2024-06-02 | 5 | 8495.7465
2024-06-02 | 6 | 8489.6053
2024-06-02 | 7 | 8502.7612
2024-06-02 | 8 | 8645.1854
2024-06-02 | 9 | 8899.6403
2024-06-02 | 10 | 9167.2534
2024-06-02 | 11 | 9352.5205
2024-06-02 | 12 | 9501.293
2024-06-02 | 13 | 9535.1629
2024-06-02 | 14 | 9572.3992
2024-06-02 | 15 | 9581.2763
2024-06-02 | 16 | 9602.7627
2024-06-02 | 17 | 9661.7131
2024-06-02 | 18 | 9738.476
2024-06-02 | 19 | 9676.2221
2024-06-02 | 20 | 9637.4332
2024-06-02 | 21 | 9571.6246
2024-06-02 | 22 | 9471.1495
2024-06-02 | 23 | 9397.6988
2024-06-02 | 24 | 9073.8811
2024-06-03 | 1 | 8820.4107
2024-06-03 | 2 | 8719.7967
2024-06-03 | 3 | 8639.1689
2024-06-03 | 4 | 8601.936
2024-06-03 | 5 | 8604.9045
2024-06-03 | 6 | 8701.9242
2024-06-03 | 7 | 8953.9433
2024-06-03 | 8 | 9395.8771
2024-06-03 | 9 | 9706.304
2024-06-03 | 10 | 9866.2814
2024-06-03 | 11 | 9919.0906
2024-06-03 | 12 | 9972.2983
2024-06-03 | 13 | 9982.5642
2024-06-03 | 14 | 9999.7158
2024-06-03 | 15 | 9995.5509
2024-06-03 | 16 | 9986.731
2024-06-03 | 17 | 10060.2669
2024-06-03 | 18 | 10075.9425
2024-06-03 | 19 | 9956.7074
2024-06-03 | 20 | 9900.9088
2024-06-03 | 21 | 9855.384
2024-06-03 | 22 | 9719.9931
2024-06-03 | 23 | 9580.4675
2024-06-03 | 24 | 9210.2724
2024-06-04 | 1 | 8901.5884
2024-06-04 | 2 | 8703.4595
2024-06-04 | 3 | 8617.6813
2024-06-04 | 4 | 8578.9345
2024-06-04 | 5 | 8585.3818
2024-06-04 | 6 | 8680.1093
2024-06-04 | 7 | 8943.16
2024-06-04 | 8 | 9394.0976
2024-06-04 | 9 | 9685.8867
2024-06-04 | 10 | 9828.7432
2024-06-04 | 11 | 9898.9372
2024-06-04 | 12 | 9931.0431
2024-06-04 | 13 | 9936.3652
2024-06-04 | 14 | 9979.0753
2024-06-04 | 15 | 9914.9214
2024-06-04 | 16 | 9964.3465
2024-06-04 | 17 | 9987.398
2024-06-04 | 18 | 9910.1734
2024-06-04 | 19 | 9791.9203
2024-06-04 | 20 | 9732.9438
2024-06-04 | 21 | 9661.7613
2024-06-04 | 22 | 9529.0064
2024-06-04 | 23 | 9412.9975
2024-06-04 | 24 | 9106.5183
2024-06-05 | 1 | 8844.1281
2024-06-05 | 2 | 8661.0582
2024-06-05 | 3 | 8568.6706
2024-06-05 | 4 | 8535.5865
2024-06-05 | 5 | 8514.154
2024-06-05 | 6 | 8598.6765
2024-06-05 | 7 | 8841.4837
2024-06-05 | 8 | 9283.3929
2024-06-05 | 9 | 9584.6952
2024-06-05 | 10 | 9718.7186
2024-06-05 | 11 | 9764.3297
2024-06-05 | 12 | 9807.3381
2024-06-05 | 13 | 9750.0509
2024-06-05 | 14 | 9756.7324
2024-06-05 | 15 | 9755.9922
2024-06-05 | 16 | 9772.9938
2024-06-05 | 17 | 9799.3013
2024-06-05 | 18 | 9819.5917
2024-06-05 | 19 | 9735.2558
2024-06-05 | 20 | 9681.1539
2024-06-05 | 21 | 9629.1506
2024-06-05 | 22 | 9541.942
2024-06-05 | 23 | 9460.8312
2024-06-05 | 24 | 9097.3609
2024-06-06 | 1 | 8826.3391
2024-06-06 | 2 | 8688.8316
2024-06-06 | 3 | 8601.0039
2024-06-06 | 4 | 8565.6807
2024-06-06 | 5 | 8571.2639
2024-06-06 | 6 | 8652.8477
2024-06-06 | 7 | 8907.6946
2024-06-06 | 8 | 9340.7059
2024-06-06 | 9 | 9680.5286
2024-06-06 | 10 | 9846.9757
2024-06-06 | 11 | 9915.1582
2024-06-06 | 12 | 9943.7098
2024-06-06 | 13 | 9932.4249
2024-06-06 | 14 | 9960.1382
2024-06-06 | 15 | 9989.1325
2024-06-06 | 16 | 9972.809
2024-06-06 | 17 | 10054.3186
2024-06-06 | 18 | 10046.4351
2024-06-06 | 19 | 9877.6619
2024-06-06 | 20 | 9847.0758
2024-06-06 | 21 | 9783.4111
2024-06-06 | 22 | 9612.4959
2024-06-06 | 23 | 9494.5679
2024-06-06 | 24 | 9194.801
2024-06-07 | 1 | 8935.7996
2024-06-07 | 2 | 8757.7559
2024-06-07 | 3 | 8662.3623
2024-06-07 | 4 | 8625.318
2024-06-07 | 5 | 8657.1596
2024-06-07 | 6 | 8725.2786
2024-06-07 | 7 | 8947.8285
2024-06-07 | 8 | 9397.3705
2024-06-07 | 9 | 9701.5676
2024-06-07 | 10 | 9870.5163
2024-06-07 | 11 | 9922.7246
2024-06-07 | 12 | 9973.4782
2024-06-07 | 13 | 10016.7106
2024-06-07 | 14 | 10006.7451
2024-06-07 | 15 | 10002.657
2024-06-07 | 16 | 10007.215
2024-06-07 | 17 | 10000.8552
2024-06-07 | 18 | 9985.1372
2024-06-07 | 19 | 9821.3386
2024-06-07 | 20 | 9712.9106
2024-06-07 | 21 | 9630.5822
2024-06-07 | 22 | 9513.7972
2024-06-07 | 23 | 9436.4587
2024-06-07 | 24 | 9144.4168
2024-06-08 | 1 | 8911.7907
2024-06-08 | 2 | 8739.7235
2024-06-08 | 3 | 8603.4158
2024-06-08 | 4 | 8555.8914
2024-06-08 | 5 | 8529.2032
2024-06-08 | 6 | 8535.5606
2024-06-08 | 7 | 8553.9328
2024-06-08 | 8 | 8755.9003
2024-06-08 | 9 | 8986.2466
2024-06-08 | 10 | 9227.5119
2024-06-08 | 11 | 9365.4841
2024-06-08 | 12 | 9439.223
2024-06-08 | 13 | 9429.5146
2024-06-08 | 14 | 9416.7459
2024-06-08 | 15 | 9390.3881
2024-06-08 | 16 | 9417.1142
2024-06-08 | 17 | 9441.023
2024-06-08 | 18 | 9470.1636
2024-06-08 | 19 | 9434.54
2024-06-08 | 20 | 9366.5473
2024-06-08 | 21 | 9299.5472
2024-06-08 | 22 | 9210.2714
2024-06-08 | 23 | 9233.3964
2024-06-08 | 24 | 9019.5357
2024-06-09 | 1 | 8808.669
2024-06-09 | 2 | 8641.085
2024-06-09 | 3 | 8535.2954
2024-06-09 | 4 | 8511.4418
2024-06-09 | 5 | 8479.2791
2024-06-09 | 6 | 8459.6912
2024-06-09 | 7 | 8438.7331
2024-06-09 | 8 | 8539.9873
2024-06-09 | 9 | 8730.0885
2024-06-09 | 10 | 8964.6474
2024-06-09 | 11 | 9161.8921
2024-06-09 | 12 | 9300.5547
2024-06-09 | 13 | 9380.7449
2024-06-09 | 14 | 9433.246
2024-06-09 | 15 | 9466.7694
2024-06-09 | 16 | 9542.8883
2024-06-09 | 17 | 9625.8335
2024-06-09 | 18 | 9772.5959
2024-06-09 | 19 | 9712.5667
2024-06-09 | 20 | 9662.5927
2024-06-09 | 21 | 9588.2786
2024-06-09 | 22 | 9464.5262
2024-06-09 | 23 | 9382.5908
2024-06-09 | 24 | 9092.1259
2024-06-10 | 1 | 8844.9931
2024-06-10 | 2 | 8721.3346
2024-06-10 | 3 | 8625.3084
2024-06-10 | 4 | 8583.0555
2024-06-10 | 5 | 8623.4669
2024-06-10 | 6 | 8725.9784
2024-06-10 | 7 | 8936.2801
2024-06-10 | 8 | 9400.404
2024-06-10 | 9 | 9720.772
2024-06-10 | 10 | 9861.971
2024-06-10 | 11 | 9917.3798
2024-06-10 | 12 | 9947.016
2024-06-10 | 13 | 9932.4249
2024-06-10 | 14 | 9941.4564
2024-06-10 | 15 | 10050.5617
2024-06-10 | 16 | 9998.1891
2024-06-10 | 17 | 9977.3174
2024-06-10 | 18 | 9977.3287
2024-06-10 | 19 | 9875.2673
2024-06-10 | 20 | 9801.5166
2024-06-10 | 21 | 9726.5014
2024-06-10 | 22 | 9624.3602
2024-06-10 | 23 | 9500.9796
2024-06-10 | 24 | 9168.352
2024-06-11 | 1 | 8901.7955
2024-06-11 | 2 | 8713.6395
2024-06-11 | 3 | 8599.8831
2024-06-11 | 4 | 8568.3463
2024-06-11 | 5 | 8575.3902
2024-06-11 | 6 | 8677.0032
2024-06-11 | 7 | 8904.3912
2024-06-11 | 8 | 9370.3416
2024-06-11 | 9 | 9668.556
2024-06-11 | 10 | 9792.9737
2024-06-11 | 11 | 9815.5561
2024-06-11 | 12 | 9846.6827
2024-06-11 | 13 | 9843.4454
2024-06-11 | 14 | 9849.1498
2024-06-11 | 15 | 9846.0999
2024-06-11 | 16 | 9881.0686
2024-06-11 | 17 | 9940.142
2024-06-11 | 18 | 9943.4467
2024-06-11 | 19 | 9802.8354
2024-06-11 | 20 | 9749.7716
2024-06-11 | 21 | 9705.6115
2024-06-11 | 22 | 9575.4346
2024-06-11 | 23 | 9454.3135
2024-06-11 | 24 | 9120.9438
2024-06-12 | 1 | 8849.0865
2024-06-12 | 2 | 8665.0305
2024-06-12 | 3 | 8574.7636
2024-06-12 | 4 | 8527.4072
2024-06-12 | 5 | 8568.0056
2024-06-12 | 6 | 8674.3049
2024-06-12 | 7 | 8911.5153
2024-06-12 | 8 | 9325.9534
2024-06-12 | 9 | 9640.4175
2024-06-12 | 10 | 9790.2072
2024-06-12 | 11 | 9866.5969
2024-06-12 | 12 | 9878.9489
2024-06-12 | 13 | 9931.192
2024-06-12 | 14 | 9960.9078
2024-06-12 | 15 | 9905.7869
2024-06-12 | 16 | 9897.689
2024-06-12 | 17 | 9891.511
2024-06-12 | 18 | 9893.5371
2024-06-12 | 19 | 9779.2033
2024-06-12 | 20 | 9707.2246
2024-06-12 | 21 | 9663.2965
2024-06-12 | 22 | 9555.5093
2024-06-12 | 23 | 9447.0408
2024-06-12 | 24 | 9117.3056
2024-06-13 | 1 | 8849.6134
2024-06-13 | 2 | 8720.8905
2024-06-13 | 3 | 8633.9865
2024-06-13 | 4 | 8596.2112
2024-06-13 | 5 | 8598.0563
2024-06-13 | 6 | 8687.0749
2024-06-13 | 7 | 8900.745
2024-06-13 | 8 | 9341.0832
2024-06-13 | 9 | 9660.8439
2024-06-13 | 10 | 9847.3732
2024-06-13 | 11 | 9911.2843
2024-06-13 | 12 | 9929.7444
2024-06-13 | 13 | 9944.5137
2024-06-13 | 14 | 9909.016
2024-06-13 | 15 | 9904.6534
2024-06-13 | 16 | 9890.4434
2024-06-13 | 17 | 9894.6669
2024-06-13 | 18 | 9901.4421
2024-06-13 | 19 | 9785.2245
2024-06-13 | 20 | 9719.8086
2024-06-13 | 21 | 9668.6433
2024-06-13 | 22 | 9546.3718
2024-06-13 | 23 | 9445.9076
2024-06-13 | 24 | 9158.8163
2024-06-14 | 1 | 8891.8907
2024-06-14 | 2 | 8723.7402
2024-06-14 | 3 | 8623.2319
2024-06-14 | 4 | 8581.918
2024-06-14 | 5 | 8588.7851
2024-06-14 | 6 | 8675.4993
2024-06-14 | 7 | 8882.11
2024-06-14 | 8 | 9312.8694
2024-06-14 | 9 | 9635.3377
2024-06-14 | 10 | 9811.7493
2024-06-14 | 11 | 9878.3481
2024-06-14 | 12 | 9913.825
2024-06-14 | 13 | 9948.3868
2024-06-14 | 14 | 9950.4558
2024-06-14 | 15 | 9959.7847
2024-06-14 | 16 | 9984.1474
2024-06-14 | 17 | 9983.0793
2024-06-14 | 18 | 9975.2889
2024-06-14 | 19 | 9862.821
2024-06-14 | 20 | 9802.1143
2024-06-14 | 21 | 9771.6569
2024-06-14 | 22 | 9623.154
2024-06-14 | 23 | 9523.0257
2024-06-14 | 24 | 9229.4571
2024-06-15 | 1 | 8952.5742
2024-06-15 | 2 | 8755.2918
2024-06-15 | 3 | 8645.2496
2024-06-15 | 4 | 8576.7606
2024-06-15 | 5 | 8554.4797
2024-06-15 | 6 | 8578.4647
2024-06-15 | 7 | 8598.1608
2024-06-15 | 8 | 8812.4158
2024-06-15 | 9 | 9071.8164
2024-06-15 | 10 | 9345.3848
2024-06-15 | 11 | 9503.2937
2024-06-15 | 12 | 9617.4883
2024-06-15 | 13 | 9704.7453
2024-06-15 | 14 | 9711.4819
2024-06-15 | 15 | 9638.2297
2024-06-15 | 16 | 9625.9403
2024-06-15 | 17 | 9693.3786
2024-06-15 | 18 | 9735.9399
2024-06-15 | 19 | 9691.0322
2024-06-15 | 20 | 9629.4146
2024-06-15 | 21 | 9566.9208
2024-06-15 | 22 | 9435.1969
2024-06-15 | 23 | 9409.328
2024-06-15 | 24 | 9193.9675
2024-06-16 | 1 | 8933.032
2024-06-16 | 2 | 8753.1023
2024-06-16 | 3 | 8657.6961
2024-06-16 | 4 | 8598.1984
2024-06-16 | 5 | 8574.6809
2024-06-16 | 6 | 8579.3492
2024-06-16 | 7 | 8576.2656
2024-06-16 | 8 | 8740.0365
2024-06-16 | 9 | 8937.7596
2024-06-16 | 10 | 9167.7538
2024-06-16 | 11 | 9320.8144
2024-06-16 | 12 | 9429.1232
2024-06-16 | 13 | 9495.5663
2024-06-16 | 14 | 9516.6069
2024-06-16 | 15 | 9542.2879
2024-06-16 | 16 | 9565.2928
2024-06-16 | 17 | 9614.0471
2024-06-16 | 18 | 9701.9037
2024-06-16 | 19 | 9673.8249
2024-06-16 | 20 | 9642.0334
2024-06-16 | 21 | 9591.4501
2024-06-16 | 22 | 9485.3102
2024-06-16 | 23 | 9407.6277
2024-06-16 | 24 | 9100.2774
2024-06-17 | 1 | 8835.5142
2024-06-17 | 2 | 8744.3019
2024-06-17 | 3 | 8660.3744
2024-06-17 | 4 | 8622.3889
2024-06-17 | 5 | 8630.3354
2024-06-17 | 6 | 8731.8353
2024-06-17 | 7 | 8960.3486
2024-06-17 | 8 | 9408.7941
2024-06-17 | 9 | 9707.1274
2024-06-17 | 10 | 9884.7921
2024-06-17 | 11 | 9984.1371
2024-06-17 | 12 | 10027.4913
2024-06-17 | 13 | 10023.5431
2024-06-17 | 14 | 10041.6848
2024-06-17 | 15 | 10066.5975
2024-06-17 | 16 | 10112.7762
2024-06-17 | 17 | 10159.8121
2024-06-17 | 18 | 10252.4895
2024-06-17 | 19 | 10108.2626
2024-06-17 | 20 | 10007.8621
2024-06-17 | 21 | 9903.9165
2024-06-17 | 22 | 9754.9175
2024-06-17 | 23 | 9588.4174
2024-06-17 | 24 | 9229.6613
2024-06-18 | 1 | 8955.2495
2024-06-18 | 2 | 8762.2852
2024-06-18 | 3 | 8673.569
2024-06-18 | 4 | 8640.9475
2024-06-18 | 5 | 8651.4487
2024-06-18 | 6 | 8745.6868
2024-06-18 | 7 | 8973.4175
2024-06-18 | 8 | 9404.9084
2024-06-18 | 9 | 9737.1566
2024-06-18 | 10 | 9929.5032
2024-06-18 | 11 | 10074.1641
2024-06-18 | 12 | 10163.3184
2024-06-18 | 13 | 10225.3445
2024-06-18 | 14 | 10278.9845
2024-06-18 | 15 | 10306.0519
2024-06-18 | 16 | 10278.9156
2024-06-18 | 17 | 10318.1793
2024-06-18 | 18 | 10266.6235
2024-06-18 | 19 | 10075.0183
2024-06-18 | 20 | 10012.3825
2024-06-18 | 21 | 9913.0955
2024-06-18 | 22 | 9741.1547
2024-06-18 | 23 | 9546.3253
2024-06-18 | 24 | 9210.1862
2024-06-19 | 1 | 8932.2292
2024-06-19 | 2 | 8759.5006
2024-06-19 | 3 | 8681.8685
2024-06-19 | 4 | 8659.1482
2024-06-19 | 5 | 8643.7908
2024-06-19 | 6 | 8758.5948
2024-06-19 | 7 | 8983.0552
2024-06-19 | 8 | 9439.0647
2024-06-19 | 9 | 9765.4313
2024-06-19 | 10 | 9991.9952
2024-06-19 | 11 | 10137.1968
2024-06-19 | 12 | 10233.0375
2024-06-19 | 13 | 10236.3491
2024-06-19 | 14 | 10289.1892
2024-06-19 | 15 | 10290.2172
2024-06-19 | 16 | 10367.5985
2024-06-19 | 17 | 10391.6337
2024-06-19 | 18 | 10454.1514
2024-06-19 | 19 | 10262.9594
2024-06-19 | 20 | 10147.6972
2024-06-19 | 21 | 10089.1329
2024-06-19 | 22 | 9957.3975
2024-06-19 | 23 | 9791.1991
2024-06-19 | 24 | 9406.7086
2024-06-20 | 1 | 9098.8043
2024-06-20 | 2 | 8922.6137
2024-06-20 | 3 | 8855.7767
2024-06-20 | 4 | 8811.1517
2024-06-20 | 5 | 8760.4574
2024-06-20 | 6 | 8857.1175
2024-06-20 | 7 | 9145.5604
2024-06-20 | 8 | 9624.1699
2024-06-20 | 9 | 9951.1074
2024-06-20 | 10 | 10203.564
2024-06-20 | 11 | 10397.0081
2024-06-20 | 12 | 10542.3698
2024-06-20 | 13 | 10673.6993
2024-06-20 | 14 | 10818.3681
2024-06-20 | 15 | 10941.1349
2024-06-20 | 16 | 11020.3518
2024-06-20 | 17 | 10984.0729
2024-06-20 | 18 | 10944.6371
2024-06-20 | 19 | 10582.4412
2024-06-20 | 20 | 10465.383
2024-06-20 | 21 | 10370.2208
2024-06-20 | 22 | 10163.6945
2024-06-20 | 23 | 10019.8427
2024-06-20 | 24 | 9710.9262
2024-06-21 | 1 | 9395.1799
2024-06-21 | 2 | 9125.6833
2024-06-21 | 3 | 9014.0614
2024-06-21 | 4 | 8972.2222
2024-06-21 | 5 | 9006.3053
2024-06-21 | 6 | 9102.4992
2024-06-21 | 7 | 9296.8818
2024-06-21 | 8 | 9727.7768
2024-06-21 | 9 | 10012.6438
2024-06-21 | 10 | 10122.9878
2024-06-21 | 11 | 10228.8431
2024-06-21 | 12 | 10288.32
2024-06-21 | 13 | 10288.5387
2024-06-21 | 14 | 10289.4082
2024-06-21 | 15 | 10295.9147
2024-06-21 | 16 | 10214.3367
2024-06-21 | 17 | 10195.4875
2024-06-21 | 18 | 10170.9077
2024-06-21 | 19 | 10015.6762
2024-06-21 | 20 | 9878.1685
2024-06-21 | 21 | 9797.1462
2024-06-21 | 22 | 9644.2871
2024-06-21 | 23 | 9520.2884
2024-06-21 | 24 | 9247.6959
2024-06-22 | 1 | 8985.9207
2024-06-22 | 2 | 8801.8123
2024-06-22 | 3 | 8681.3309
2024-06-22 | 4 | 8612.1771
2024-06-22 | 5 | 8558.9981
2024-06-22 | 6 | 8565.0197
2024-06-22 | 7 | 8573.6547
2024-06-22 | 8 | 8778.7828
2024-06-22 | 9 | 9019.6881
2024-06-22 | 10 | 9273.1386
2024-06-22 | 11 | 9442.2357
2024-06-22 | 12 | 9518.0877
2024-06-22 | 13 | 9554.4754
2024-06-22 | 14 | 9548.4541
2024-06-22 | 15 | 9519.7513
2024-06-22 | 16 | 9515.2396
2024-06-22 | 17 | 9543.0242
2024-06-22 | 18 | 9578.3772
2024-06-22 | 19 | 9527.5201
2024-06-22 | 20 | 9470.9002
2024-06-22 | 21 | 9402.6856
2024-06-22 | 22 | 9302.3906
2024-06-22 | 23 | 9298.5155
2024-06-22 | 24 | 9079.3721
2024-06-23 | 1 | 8865.6702
2024-06-23 | 2 | 8708.6525
2024-06-23 | 3 | 8595.7616
2024-06-23 | 4 | 8532.1536
2024-06-23 | 5 | 8476.8186
2024-06-23 | 6 | 8471.1266
2024-06-23 | 7 | 8469.1066
2024-06-23 | 8 | 8632.12
2024-06-23 | 9 | 8835.2972
2024-06-23 | 10 | 9050.6664
2024-06-23 | 11 | 9186.5224
2024-06-23 | 12 | 9279.559
2024-06-23 | 13 | 9334.792
2024-06-23 | 14 | 9335.3932
2024-06-23 | 15 | 9320.5285
2024-06-23 | 16 | 9363.1546
2024-06-23 | 17 | 9427.1375
2024-06-23 | 18 | 9504.8049
2024-06-23 | 19 | 9554.5112
2024-06-23 | 20 | 9454.1831
2024-06-23 | 21 | 9388.3738
2024-06-23 | 22 | 9280.5665
2024-06-23 | 23 | 9237.1593
2024-06-23 | 24 | 8996.2658
2024-06-24 | 1 | 8765.484
2024-06-24 | 2 | 8677.7832
2024-06-24 | 3 | 8595.5205
2024-06-24 | 4 | 8562.2634
2024-06-24 | 5 | 8563.5023
2024-06-24 | 6 | 8651.0165
2024-06-24 | 7 | 8877.5119
2024-06-24 | 8 | 9347.4204
2024-06-24 | 9 | 9608.4493
2024-06-24 | 10 | 9732.0927
2024-06-24 | 11 | 9767.8826
2024-06-24 | 12 | 9773.4083
2024-06-24 | 13 | 9747.0116
2024-06-24 | 14 | 9756.6365
2024-06-24 | 15 | 9807.3969
2024-06-24 | 16 | 9780.3101
2024-06-24 | 17 | 9892.5358
2024-06-24 | 18 | 9863.4967
2024-06-24 | 19 | 9803.1283
2024-06-24 | 20 | 9707.3186
2024-06-24 | 21 | 9669.3411
2024-06-24 | 22 | 9530.8692
2024-06-24 | 23 | 9409.4377
2024-06-24 | 24 | 9092.3285
2024-06-25 | 1 | 8819.1007
2024-06-25 | 2 | 8644.5845
2024-06-25 | 3 | 8558.1971
2024-06-25 | 4 | 8502.6
2024-06-25 | 5 | 8504.9014
2024-06-25 | 6 | 8617.5937
2024-06-25 | 7 | 8836.2354
2024-06-25 | 8 | 9273.2399
2024-06-25 | 9 | 9565.3702
2024-06-25 | 10 | 9704.9435
2024-06-25 | 11 | 9749.2552
2024-06-25 | 12 | 9759.8021
2024-06-25 | 13 | 9731.7335
2024-06-25 | 14 | 9789.2142
2024-06-25 | 15 | 9744.7315
2024-06-25 | 16 | 9731.4762
2024-06-25 | 17 | 9823.5181
2024-06-25 | 18 | 9810.5607
2024-06-25 | 19 | 9723.5647
2024-06-25 | 20 | 9665.1619
2024-06-25 | 21 | 9625.1484
2024-06-25 | 22 | 9502.7251
2024-06-25 | 23 | 9404.61
2024-06-25 | 24 | 9120.2212
2024-06-26 | 1 | 8868.3389
2024-06-26 | 2 | 8690.5988
2024-06-26 | 3 | 8607.1779
2024-06-26 | 4 | 8583.0558
2024-06-26 | 5 | 8575.3895
2024-06-26 | 6 | 8660.2047
2024-06-26 | 7 | 8870.9734
2024-06-26 | 8 | 9289.6366
2024-06-26 | 9 | 9563.7765
2024-06-26 | 10 | 9706.6062
2024-06-26 | 11 | 9763.7537
2024-06-26 | 12 | 9811.463
2024-06-26 | 13 | 9786.4703
2024-06-26 | 14 | 9787.9001
2024-06-26 | 15 | 9792.0156
2024-06-26 | 16 | 9807.857
2024-06-26 | 17 | 9903.7788
2024-06-26 | 18 | 9900.4104
2024-06-26 | 19 | 9806.8628
2024-06-26 | 20 | 9758.7341
2024-06-26 | 21 | 9765.0614
2024-06-26 | 22 | 9590.4675
2024-06-26 | 23 | 9457.8078
2024-06-26 | 24 | 9136.7767
2024-06-27 | 1 | 8892.5347
2024-06-27 | 2 | 8766.6088
2024-06-27 | 3 | 8689.9566
2024-06-27 | 4 | 8668.2353
2024-06-27 | 5 | 8679.538
2024-06-27 | 6 | 8769.9696
2024-06-27 | 7 | 8974.3697
2024-06-27 | 8 | 9400.5386
2024-06-27 | 9 | 9730.7082
2024-06-27 | 10 | 9919.0315
2024-06-27 | 11 | 10018.4109
2024-06-27 | 12 | 10056.2336
2024-06-27 | 13 | 10045.5887
2024-06-27 | 14 | 10125.5585
2024-06-27 | 15 | 10123.3386
2024-06-27 | 16 | 10089.5216
2024-06-27 | 17 | 10105.5205
2024-06-27 | 18 | 10120.0416
2024-06-27 | 19 | 10003.1981
2024-06-27 | 20 | 9927.8376
2024-06-27 | 21 | 9874.0508
2024-06-27 | 22 | 9721.141
2024-06-27 | 23 | 9571.1567
2024-06-27 | 24 | 9272.836
2024-06-28 | 1 | 9017.6346
2024-06-28 | 2 | 8826.8284
2024-06-28 | 3 | 8716.9675
2024-06-28 | 4 | 8676.8481
2024-06-28 | 5 | 8683.6866
2024-06-28 | 6 | 8783.5157
2024-06-28 | 7 | 9013.5905
2024-06-28 | 8 | 9478.5076
2024-06-28 | 9 | 9845.3255
2024-06-28 | 10 | 10071.2317
2024-06-28 | 11 | 10202.7925
2024-06-28 | 12 | 10255.5171
2024-06-28 | 13 | 10267.1577
2024-06-28 | 14 | 10249.2821
2024-06-28 | 15 | 10257.9019
2024-06-28 | 16 | 10166.8125
2024-06-28 | 17 | 10169.4598
2024-06-28 | 18 | 10185.0077
2024-06-28 | 19 | 10072.5528
2024-06-28 | 20 | 10008.514
2024-06-28 | 21 | 9938.5572
2024-06-28 | 22 | 9786.9523
2024-06-28 | 23 | 9682.4427
2024-06-28 | 24 | 9389.4376
2024-06-29 | 1 | 9086.1179
2024-06-29 | 2 | 8906.3024
2024-06-29 | 3 | 8789.0277
2024-06-29 | 4 | 8723.1725
2024-06-29 | 5 | 8697.2546
2024-06-29 | 6 | 8707.3839
2024-06-29 | 7 | 8734.6835
2024-06-29 | 8 | 8956.2662
2024-06-29 | 9 | 9212.844
2024-06-29 | 10 | 9494.7068
2024-06-29 | 11 | 9628.4588
2024-06-29 | 12 | 9725.1707
2024-06-29 | 13 | 9707.2765
2024-06-29 | 14 | 9689.8498
2024-06-29 | 15 | 9702.4145
2024-06-29 | 16 | 9689.3673
2024-06-29 | 17 | 9748.3981
2024-06-29 | 18 | 9795.3388
2024-06-29 | 19 | 9758.0495
2024-06-29 | 20 | 9690.0053
2024-06-29 | 21 | 9613.047
2024-06-29 | 22 | 9505.5729
2024-06-29 | 23 | 9455.9722
2024-06-29 | 24 | 9212.7217
2024-06-30 | 1 | 8973.3348
2024-06-30 | 2 | 8805.7946
2024-06-30 | 3 | 8683.8009
2024-06-30 | 4 | 8625.0629
2024-06-30 | 5 | 8601.4452
2024-06-30 | 6 | 8593.2976
2024-06-30 | 7 | 8601.1629
2024-06-30 | 8 | 8768.9059
2024-06-30 | 9 | 8992.9417
2024-06-30 | 10 | 9263.8714
2024-06-30 | 11 | 9452.2661
2024-06-30 | 12 | 9569.7276
2024-06-30 | 13 | 9601.7733
2024-06-30 | 14 | 9652.1692
2024-06-30 | 15 | 9668.9038
2024-06-30 | 16 | 9742.7036
2024-06-30 | 17 | 9812.8339
2024-06-30 | 18 | 9920.1418
2024-06-30 | 19 | 9894.8681
2024-06-30 | 20 | 9825.2754
2024-06-30 | 21 | 9746.6743
2024-06-30 | 22 | 9646.7014
2024-06-30 | 23 | 9505.5194
2024-06-30 | 24 | 9217.5869
2024-07-01 | 1 | 8976.2943
2024-07-01 | 2 | 8920.6271
2024-07-01 | 3 | 8801.6602
2024-07-01 | 4 | 8735.7573
2024-07-01 | 5 | 8694.5582
2024-07-01 | 6 | 8693.1395
2024-07-01 | 7 | 8709.2901
2024-07-01 | 8 | 8885.5835
2024-07-01 | 9 | 9081.1944
2024-07-01 | 10 | 9373.7079
2024-07-01 | 11 | 9593.9279
2024-07-01 | 12 | 9787.3546
2024-07-01 | 13 | 9993.2315
2024-07-01 | 14 | 10083.4408
2024-07-01 | 15 | 10047.9921
2024-07-01 | 16 | 10075.3086
2024-07-01 | 17 | 10145.1392
2024-07-01 | 18 | 10216.3318
2024-07-01 | 19 | 10143.1604
2024-07-01 | 20 | 10108.3419
2024-07-01 | 21 | 10042.8329
2024-07-01 | 22 | 9838.6141
2024-07-01 | 23 | 9684.4576
2024-07-01 | 24 | 9383.5288
2024-07-02 | 1 | 9144.5234
2024-07-02 | 2 | 9060.9396
2024-07-02 | 3 | 8960.546
2024-07-02 | 4 | 8966.1933
2024-07-02 | 5 | 8984.8922
2024-07-02 | 6 | 9039.8673
2024-07-02 | 7 | 9258.09
2024-07-02 | 8 | 9692.1661
2024-07-02 | 9 | 10053.0346
2024-07-02 | 10 | 10269.0315
2024-07-02 | 11 | 10456.7673
2024-07-02 | 12 | 10605.2288
2024-07-02 | 13 | 10585.0378
2024-07-02 | 14 | 10659.3461
2024-07-02 | 15 | 10726.9763
2024-07-02 | 16 | 10759.06
2024-07-02 | 17 | 10824.3335
2024-07-02 | 18 | 10656.9696
2024-07-02 | 19 | 10406.566
2024-07-02 | 20 | 10340.4239
2024-07-02 | 21 | 10228.7247
2024-07-02 | 22 | 10023.6356
2024-07-02 | 23 | 9805.3289
2024-07-02 | 24 | 9443.2006
2024-07-03 | 1 | 9174.157
2024-07-03 | 2 | 8982.9709
2024-07-03 | 3 | 8889.9584
2024-07-03 | 4 | 8851.7662
2024-07-03 | 5 | 8855.801
2024-07-03 | 6 | 8940.5796
2024-07-03 | 7 | 9188.1135
2024-07-03 | 8 | 9655.0043
2024-07-03 | 9 | 9961.3171
2024-07-03 | 10 | 10151.4078
2024-07-03 | 11 | 10269.9488
2024-07-03 | 12 | 10347.6851
2024-07-03 | 13 | 10354.2619
2024-07-03 | 14 | 10397.2078
2024-07-03 | 15 | 10502.7028
2024-07-03 | 16 | 10525.9728
2024-07-03 | 17 | 10548.369
2024-07-03 | 18 | 10574.5448
2024-07-03 | 19 | 10378.6157
2024-07-03 | 20 | 10297.004
2024-07-03 | 21 | 10123.9762
2024-07-03 | 22 | 9955.2783
2024-07-03 | 23 | 9802.7281
2024-07-03 | 24 | 9473.338
2024-07-04 | 1 | 9162.6569
2024-07-04 | 2 | 9033.2126
2024-07-04 | 3 | 8946.9125
2024-07-04 | 4 | 8902.1608
2024-07-04 | 5 | 8886.1557
2024-07-04 | 6 | 8934.8455
2024-07-04 | 7 | 9177.6307
2024-07-04 | 8 | 9634.9039
2024-07-04 | 9 | 9947.8171
2024-07-04 | 10 | 10132.671
2024-07-04 | 11 | 10257.1117
2024-07-04 | 12 | 10331.3397
2024-07-04 | 13 | 10303.2722
2024-07-04 | 14 | 10307.7571
2024-07-04 | 15 | 10389.192
2024-07-04 | 16 | 10336.33
2024-07-04 | 17 | 10384.3461
2024-07-04 | 18 | 10338.9203
2024-07-04 | 19 | 10179.2931
2024-07-04 | 20 | 10040.3811
2024-07-04 | 21 | 9941.8511
2024-07-04 | 22 | 9793.8052
2024-07-04 | 23 | 9724.7045
2024-07-04 | 24 | 9404.8724
2024-07-05 | 1 | 9129.1287
2024-07-05 | 2 | 8941.5174
2024-07-05 | 3 | 8846.387
2024-07-05 | 4 | 8810.6479
2024-07-05 | 5 | 8809.0623
2024-07-05 | 6 | 8883.9914
2024-07-05 | 7 | 9131.1497
2024-07-05 | 8 | 9572.934
2024-07-05 | 9 | 9881.8528
2024-07-05 | 10 | 10093.198
2024-07-05 | 11 | 10192.5904
2024-07-05 | 12 | 10280.6016
2024-07-05 | 13 | 10229.8167
2024-07-05 | 14 | 10243.1305
2024-07-05 | 15 | 10305.3245
2024-07-05 | 16 | 10326.6131
2024-07-05 | 17 | 10233.3253
2024-07-05 | 18 | 10239.8729
2024-07-05 | 19 | 10092.8928
2024-07-05 | 20 | 10015.0162
2024-07-05 | 21 | 9976.4219
2024-07-05 | 22 | 9840.0773
2024-07-05 | 23 | 9743.1719
2024-07-05 | 24 | 9450.1487
2024-07-06 | 1 | 9163.9725
2024-07-06 | 2 | 8967.0318
2024-07-06 | 3 | 8853.8292
2024-07-06 | 4 | 8826.0861
2024-07-06 | 5 | 8799.6895
2024-07-06 | 6 | 8786.4675
2024-07-06 | 7 | 8827.9997
2024-07-06 | 8 | 9014.0154
2024-07-06 | 9 | 9300.9121
2024-07-06 | 10 | 9601.6714
2024-07-06 | 11 | 9834.6993
2024-07-06 | 12 | 9903.9079
2024-07-06 | 13 | 9910.2454
2024-07-06 | 14 | 9946.2544
2024-07-06 | 15 | 9967.8367
2024-07-06 | 16 | 9914.3356
2024-07-06 | 17 | 9967.3627
2024-07-06 | 18 | 9992.8731
2024-07-06 | 19 | 9924.1076
2024-07-06 | 20 | 9867.843
2024-07-06 | 21 | 9794.0637
2024-07-06 | 22 | 9664.5992
2024-07-06 | 23 | 9639.1668
2024-07-06 | 24 | 9404.3008
2024-07-07 | 1 | 9167.3167
2024-07-07 | 2 | 8996.2513
2024-07-07 | 3 | 8888.484
2024-07-07 | 4 | 8855.4254
2024-07-07 | 5 | 8807.6044
2024-07-07 | 6 | 8754.9682
2024-07-07 | 7 | 8824.2939
2024-07-07 | 8 | 8956.6121
2024-07-07 | 9 | 9163.8786
2024-07-07 | 10 | 9370.6899
2024-07-07 | 11 | 9569.472
2024-07-07 | 12 | 9649.7392
2024-07-07 | 13 | 9688.8555
2024-07-07 | 14 | 9685.2822
2024-07-07 | 15 | 9658.0963
2024-07-07 | 16 | 9663.1434
2024-07-07 | 17 | 9755.8529
2024-07-07 | 18 | 9907.728
2024-07-07 | 19 | 9844.8112
2024-07-07 | 20 | 9754.9492
2024-07-07 | 21 | 9663.537
2024-07-07 | 22 | 9532.7015
2024-07-07 | 23 | 9495.4164
2024-07-07 | 24 | 9246.5781
2024-07-08 | 1 | 9003.9556
2024-07-08 | 2 | 8912.4934
2024-07-08 | 3 | 8828.5632
2024-07-08 | 4 | 8798.5109
2024-07-08 | 5 | 8793.1139
2024-07-08 | 6 | 8863.3736
2024-07-08 | 7 | 9118.1185
2024-07-08 | 8 | 9526.5057
2024-07-08 | 9 | 9828.1052
2024-07-08 | 10 | 9965.1816
2024-07-08 | 11 | 10018.7316
2024-07-08 | 12 | 10094.7653
2024-07-08 | 13 | 10083.1001
2024-07-08 | 14 | 10140.9617
2024-07-08 | 15 | 10158.3089
2024-07-08 | 16 | 10165.0872
2024-07-08 | 17 | 10177.077
2024-07-08 | 18 | 10167.5184
2024-07-08 | 19 | 10081.1339
2024-07-08 | 20 | 9995.2328
2024-07-08 | 21 | 9946.5344
2024-07-08 | 22 | 9800.1684
2024-07-08 | 23 | 9671.1236
2024-07-08 | 24 | 9327.4779
2024-07-09 | 1 | 9051.2661
2024-07-09 | 2 | 8871.1675
2024-07-09 | 3 | 8777.8512
2024-07-09 | 4 | 8761.2052
2024-07-09 | 5 | 8736.97
2024-07-09 | 6 | 8842.9016
2024-07-09 | 7 | 9074.7299
2024-07-09 | 8 | 9515.0077
2024-07-09 | 9 | 9845.6958
2024-07-09 | 10 | 10011.2647
2024-07-09 | 11 | 10104.4219
2024-07-09 | 12 | 10150.0251
2024-07-09 | 13 | 10173.5632
2024-07-09 | 14 | 10188.3142
2024-07-09 | 15 | 10208.6348
2024-07-09 | 16 | 10236.1316
2024-07-09 | 17 | 10307.7777
2024-07-09 | 18 | 10328.1855
2024-07-09 | 19 | 10199.3247
2024-07-09 | 20 | 10127.0286
2024-07-09 | 21 | 10067.0516
2024-07-09 | 22 | 9915.6027
2024-07-09 | 23 | 9747.21
2024-07-09 | 24 | 9428.488
2024-07-10 | 1 | 9128.9017
2024-07-10 | 2 | 8948.6566
2024-07-10 | 3 | 8844.4524
2024-07-10 | 4 | 8814.3858
2024-07-10 | 5 | 8810.5676
2024-07-10 | 6 | 8889.4741
2024-07-10 | 7 | 9166.8897
2024-07-10 | 8 | 9624.3453
2024-07-10 | 9 | 9938.6872
2024-07-10 | 10 | 10102.3162
2024-07-10 | 11 | 10166.2207
2024-07-10 | 12 | 10214.102
2024-07-10 | 13 | 10230.6082
2024-07-10 | 14 | 10283.1599
2024-07-10 | 15 | 10244.5695
2024-07-10 | 16 | 10285.552
2024-07-10 | 17 | 10337.7665
2024-07-10 | 18 | 10302.2173
2024-07-10 | 19 | 10201.7365
2024-07-10 | 20 | 10109.3965
2024-07-10 | 21 | 10042.3948
2024-07-10 | 22 | 9900.8965
2024-07-10 | 23 | 9773.4238
2024-07-10 | 24 | 9411.1911
2024-07-11 | 1 | 9141.9281
2024-07-11 | 2 | 8994.3689
2024-07-11 | 3 | 8895.4152
2024-07-11 | 4 | 8851.5316
2024-07-11 | 5 | 8840.4864
2024-07-11 | 6 | 8906.5735
2024-07-11 | 7 | 9179.7475
2024-07-11 | 8 | 9627.0308
2024-07-11 | 9 | 9972.3108
2024-07-11 | 10 | 10154.1379
2024-07-11 | 11 | 10245.8546
2024-07-11 | 12 | 10378.5925
2024-07-11 | 13 | 10357.9853
2024-07-11 | 14 | 10331.6574
2024-07-11 | 15 | 10349.0967
2024-07-11 | 16 | 10349.0189
2024-07-11 | 17 | 10337.4464
2024-07-11 | 18 | 10364.0393
2024-07-11 | 19 | 10196.3855
2024-07-11 | 20 | 10071.4365
2024-07-11 | 21 | 10000.9198
2024-07-11 | 22 | 9860.3312
2024-07-11 | 23 | 9760.0975
2024-07-11 | 24 | 9436.7461
2024-07-12 | 1 | 9187.5792
2024-07-12 | 2 | 9015.1788
2024-07-12 | 3 | 8921.7977
2024-07-12 | 4 | 8870.328
2024-07-12 | 5 | 8859.2904
2024-07-12 | 6 | 8921.5578
2024-07-12 | 7 | 9188.5445
2024-07-12 | 8 | 9636.6745
2024-07-12 | 9 | 9972.5513
2024-07-12 | 10 | 10188.2087
2024-07-12 | 11 | 10301.9273
2024-07-12 | 12 | 10354.7154
2024-07-12 | 13 | 10420.3038
2024-07-12 | 14 | 10408.1293
2024-07-12 | 15 | 10505.7145
2024-07-12 | 16 | 10511.2271
2024-07-12 | 17 | 10586.8733
2024-07-12 | 18 | 10510.1082
2024-07-12 | 19 | 10334.3457
2024-07-12 | 20 | 10235.0106
2024-07-12 | 21 | 10201.9445
2024-07-12 | 22 | 10041.3465
2024-07-12 | 23 | 9846.2082
2024-07-12 | 24 | 9530.4754
2024-07-13 | 1 | 9217.6325
2024-07-13 | 2 | 9022.1274
2024-07-13 | 3 | 8905.5127
2024-07-13 | 4 | 8843.7439
2024-07-13 | 5 | 8802.6561
2024-07-13 | 6 | 8781.298
2024-07-13 | 7 | 8853.1702
2024-07-13 | 8 | 9081.5237
2024-07-13 | 9 | 9393.1929
2024-07-13 | 10 | 9694.2795
2024-07-13 | 11 | 9956.2241
2024-07-13 | 12 | 10128.5551
2024-07-13 | 13 | 10196.3239
2024-07-13 | 14 | 10308.8101
2024-07-13 | 15 | 10364.9985
2024-07-13 | 16 | 10410.6738
2024-07-13 | 17 | 10480.6339
2024-07-13 | 18 | 10513.0168
2024-07-13 | 19 | 10453.3311
2024-07-13 | 20 | 10328.0628
2024-07-13 | 21 | 10192.8347
2024-07-13 | 22 | 10037.1534
2024-07-13 | 23 | 9919.4043
2024-07-13 | 24 | 9626.3243
2024-07-14 | 1 | 9359.7871
2024-07-14 | 2 | 9264.8754
2024-07-14 | 3 | 9081.8938
2024-07-14 | 4 | 9006.4297
2024-07-14 | 5 | 8948.6965
2024-07-14 | 6 | 8887.5893
2024-07-14 | 7 | 8939.567
2024-07-14 | 8 | 9152.8303
2024-07-14 | 9 | 9426.8011
2024-07-14 | 10 | 9820.1018
2024-07-14 | 11 | 10170.6104
2024-07-14 | 12 | 10467.5622
2024-07-14 | 13 | 10581.303
2024-07-14 | 14 | 10772.7125
2024-07-14 | 15 | 10668.1638
2024-07-14 | 16 | 10605.134
2024-07-14 | 17 | 10657.3161
2024-07-14 | 18 | 10662.8891
2024-07-14 | 19 | 10533.77
2024-07-14 | 20 | 10449.3698
2024-07-14 | 21 | 10310.1878
2024-07-14 | 22 | 10133.3502
2024-07-14 | 23 | 9940.0614
2024-07-14 | 24 | 9662.7756
2024-07-15 | 1 | 9366.0762
2024-07-15 | 2 | 9218.9208
2024-07-15 | 3 | 9102.0999
2024-07-15 | 4 | 8975.2277
2024-07-15 | 5 | 9020.9447
2024-07-15 | 6 | 9071.018
2024-07-15 | 7 | 9346.0263
2024-07-15 | 8 | 9822.1356
2024-07-15 | 9 | 10127.8223
2024-07-15 | 10 | 10317.35
2024-07-15 | 11 | 10424.6642
2024-07-15 | 12 | 10510.3703
2024-07-15 | 13 | 10558.1226
2024-07-15 | 14 | 10566.9787
2024-07-15 | 15 | 10478.4606
2024-07-15 | 16 | 10469.5307
2024-07-15 | 17 | 10523.7246
2024-07-15 | 18 | 10490.4208
2024-07-15 | 19 | 10289.0424
2024-07-15 | 20 | 10227.4426
2024-07-15 | 21 | 10159.468
2024-07-15 | 22 | 9974.0262
2024-07-15 | 23 | 9814.731
2024-07-15 | 24 | 9485.3503
2024-07-16 | 1 | 9210.8243
2024-07-16 | 2 | 9037.9704
2024-07-16 | 3 | 8967.1062
2024-07-16 | 4 | 8893.1705
2024-07-16 | 5 | 8875.9748
2024-07-16 | 6 | 8918.763
2024-07-16 | 7 | 9211.2339
2024-07-16 | 8 | 9684.9398
2024-07-16 | 9 | 10060.8831
2024-07-16 | 10 | 10276.2756
2024-07-16 | 11 | 10379.5852
2024-07-16 | 12 | 10424.0037
2024-07-16 | 13 | 10459.2705
2024-07-16 | 14 | 10489.7025
2024-07-16 | 15 | 10524.8765
2024-07-16 | 16 | 10552.7244
2024-07-16 | 17 | 10612.6385
2024-07-16 | 18 | 10617.9124
2024-07-16 | 19 | 10430.1354
2024-07-16 | 20 | 10375.0572
2024-07-16 | 21 | 10305.7935
2024-07-16 | 22 | 10114.2858
2024-07-16 | 23 | 9926.2124
2024-07-16 | 24 | 9563.3768
2024-07-17 | 1 | 9248.962
2024-07-17 | 2 | 9022.3109
2024-07-17 | 3 | 8926.5549
2024-07-17 | 4 | 8876.675
2024-07-17 | 5 | 8883.4205
2024-07-17 | 6 | 8937.6314
2024-07-17 | 7 | 9240.2565
2024-07-17 | 8 | 9705.0313
2024-07-17 | 9 | 10019.3581
2024-07-17 | 10 | 10197.1072
2024-07-17 | 11 | 10343.8276
2024-07-17 | 12 | 10388.8432
2024-07-17 | 13 | 10425.1998
2024-07-17 | 14 | 10466.2719
2024-07-17 | 15 | 10473.4122
2024-07-17 | 16 | 10534.6718
2024-07-17 | 17 | 10616.7123
2024-07-17 | 18 | 10605.1486
2024-07-17 | 19 | 10437.509
2024-07-17 | 20 | 10401.7854
2024-07-17 | 21 | 10295.1629
2024-07-17 | 22 | 10085.2471
2024-07-17 | 23 | 9870.9221
2024-07-17 | 24 | 9519.0231
2024-07-18 | 1 | 9187.3711
2024-07-18 | 2 | 9041.5204
2024-07-18 | 3 | 8940.9618
2024-07-18 | 4 | 8906.2342
2024-07-18 | 5 | 8970.0996
2024-07-18 | 6 | 9003.9169
2024-07-18 | 7 | 9258.4091
2024-07-18 | 8 | 9721.3095
2024-07-18 | 9 | 10080.1433
2024-07-18 | 10 | 10290.3682
2024-07-18 | 11 | 10457.3201
2024-07-18 | 12 | 10632.4077
2024-07-18 | 13 | 10682.8962
2024-07-18 | 14 | 10780.2785
2024-07-18 | 15 | 10904.1953
2024-07-18 | 16 | 10953.8845
2024-07-18 | 17 | 11013.8337
2024-07-18 | 18 | 10950.7038
2024-07-18 | 19 | 10813.1918
2024-07-18 | 20 | 10635.2286
2024-07-18 | 21 | 10490.2537
2024-07-18 | 22 | 10344.8727
2024-07-18 | 23 | 10145.8505
2024-07-18 | 24 | 9789.21
2024-07-19 | 1 | 9471.7384
2024-07-19 | 2 | 9281.6912
2024-07-19 | 3 | 9115.7789
2024-07-19 | 4 | 9055.9308
2024-07-19 | 5 | 9076.1739
2024-07-19 | 6 | 9139.3443
2024-07-19 | 7 | 9363.2908
2024-07-19 | 8 | 9879.361
2024-07-19 | 9 | 10253.9381
2024-07-19 | 10 | 10513.9153
2024-07-19 | 11 | 10565.4937
2024-07-19 | 12 | 10623.9769
2024-07-19 | 13 | 10596.2008
2024-07-19 | 14 | 10626.5807
2024-07-19 | 15 | 10606.8192
2024-07-19 | 16 | 10604.2168
2024-07-19 | 17 | 10631.459
2024-07-19 | 18 | 10626.7046
2024-07-19 | 19 | 10456.8238
2024-07-19 | 20 | 10321.6323
2024-07-19 | 21 | 10250.2489
2024-07-19 | 22 | 10096.1186
2024-07-19 | 23 | 9875.8235
2024-07-19 | 24 | 9558.9924
2024-07-20 | 1 | 9291.4174
2024-07-20 | 2 | 9070.1318
2024-07-20 | 3 | 8940.2482
2024-07-20 | 4 | 8883.9027
2024-07-20 | 5 | 8901.9004
2024-07-20 | 6 | 8852.1279
2024-07-20 | 7 | 8889.8627
2024-07-20 | 8 | 9108.7725
2024-07-20 | 9 | 9368.2508
2024-07-20 | 10 | 9677.8787
2024-07-20 | 11 | 9863.9278
2024-07-20 | 12 | 10036.9251
2024-07-20 | 13 | 10108.2747
2024-07-20 | 14 | 10127.0651
2024-07-20 | 15 | 10110.1732
2024-07-20 | 16 | 10127.5162
2024-07-20 | 17 | 10196.599
2024-07-20 | 18 | 10237.2978
2024-07-20 | 19 | 10124.8115
2024-07-20 | 20 | 10046.8972
2024-07-20 | 21 | 9946.1282
2024-07-20 | 22 | 9845.3642
2024-07-20 | 23 | 9700.9391
2024-07-20 | 24 | 9427.1209
2024-07-21 | 1 | 9156.1425
2024-07-21 | 2 | 9007.0428
2024-07-21 | 3 | 8886.032
2024-07-21 | 4 | 8812.1672
2024-07-21 | 5 | 8816.0385
2024-07-21 | 6 | 8749.6813
2024-07-21 | 7 | 8783.055
2024-07-21 | 8 | 8962.5689
2024-07-21 | 9 | 9181.7897
2024-07-21 | 10 | 9484.0818
2024-07-21 | 11 | 9724.9324
2024-07-21 | 12 | 9892.813
2024-07-21 | 13 | 9996.2328
2024-07-21 | 14 | 10052.2065
2024-07-21 | 15 | 10082.1486
2024-07-21 | 16 | 10134.8683
2024-07-21 | 17 | 10199.0575
2024-07-21 | 18 | 10220.4051
2024-07-21 | 19 | 10139.0476
2024-07-21 | 20 | 10058.3846
2024-07-21 | 21 | 10008.2445
2024-07-21 | 22 | 9886.235
2024-07-21 | 23 | 9745.3317
2024-07-21 | 24 | 9415.0505
2024-07-22 | 1 | 9140.9615
2024-07-22 | 2 | 9025.9894
2024-07-22 | 3 | 8930.9038
2024-07-22 | 4 | 8890.641
2024-07-22 | 5 | 8939.2693
2024-07-22 | 6 | 8956.1844
2024-07-22 | 7 | 9280.4045
2024-07-22 | 8 | 9719.5067
2024-07-22 | 9 | 10040.2488
2024-07-22 | 10 | 10253.7615
2024-07-22 | 11 | 10365.7986
2024-07-22 | 12 | 10482.069
2024-07-22 | 13 | 10570.1062
2024-07-22 | 14 | 10704.5691
2024-07-22 | 15 | 10766.2615
2024-07-22 | 16 | 10811.1435
2024-07-22 | 17 | 10911.252
2024-07-22 | 18 | 10758.8373
2024-07-22 | 19 | 10545.1387
2024-07-22 | 20 | 10475.5958
2024-07-22 | 21 | 10401.919
2024-07-22 | 22 | 10205.7684
2024-07-22 | 23 | 9990.273
2024-07-22 | 24 | 9601.5144
2024-07-23 | 1 | 9293.9159
2024-07-23 | 2 | 9113.5403
2024-07-23 | 3 | 9014.8392
2024-07-23 | 4 | 8968.4354
2024-07-23 | 5 | 8988.955
2024-07-23 | 6 | 9006.8262
2024-07-23 | 7 | 9290.6731
2024-07-23 | 8 | 9768.5715
2024-07-23 | 9 | 10079.2797
2024-07-23 | 10 | 10299.1768
2024-07-23 | 11 | 10461.406
2024-07-23 | 12 | 10584.2367
2024-07-23 | 13 | 10663.9641
2024-07-23 | 14 | 10710.794
2024-07-23 | 15 | 10762.0497
2024-07-23 | 16 | 10840.663
2024-07-23 | 17 | 10837.1899
2024-07-23 | 18 | 10743.3877
2024-07-23 | 19 | 10605.2451
2024-07-23 | 20 | 10512.0134
2024-07-23 | 21 | 10425.1975
2024-07-23 | 22 | 10298.2786
2024-07-23 | 23 | 10074.1623
2024-07-23 | 24 | 9653.8242
2024-07-24 | 1 | 9329.845
2024-07-24 | 2 | 9166.6799
2024-07-24 | 3 | 9038.9711
2024-07-24 | 4 | 8992.812
2024-07-24 | 5 | 9005.8442
2024-07-24 | 6 | 9053.3094
2024-07-24 | 7 | 9334.3127
2024-07-24 | 8 | 9779.5032
2024-07-24 | 9 | 10133.5598
2024-07-24 | 10 | 10426.3688
2024-07-24 | 11 | 10710.2672
2024-07-24 | 12 | 10872.2406
2024-07-24 | 13 | 11014.9844
2024-07-24 | 14 | 11098.1959
2024-07-24 | 15 | 11100.4412
2024-07-24 | 16 | 11169.0187
2024-07-24 | 17 | 11146.6132
2024-07-24 | 18 | 11019.8255
2024-07-24 | 19 | 10890.789
2024-07-24 | 20 | 10830.1078
2024-07-24 | 21 | 10725.3308
2024-07-24 | 22 | 10454.5069
2024-07-24 | 23 | 10189.8965
2024-07-24 | 24 | 9814.6226
2024-07-25 | 1 | 9494.5618
2024-07-25 | 2 | 9282.3369
2024-07-25 | 3 | 9156.8879
2024-07-25 | 4 | 9088.5882
2024-07-25 | 5 | 9090.915
2024-07-25 | 6 | 9090.3535
2024-07-25 | 7 | 9412.5917
2024-07-25 | 8 | 9859.7056
2024-07-25 | 9 | 10236.6503
2024-07-25 | 10 | 10458.0662
2024-07-25 | 11 | 10622.8936
2024-07-25 | 12 | 10782.6584
2024-07-25 | 13 | 10895.283
2024-07-25 | 14 | 11039.5202
2024-07-25 | 15 | 11123.4745
2024-07-25 | 16 | 11170.6393
2024-07-25 | 17 | 11184.0093
2024-07-25 | 18 | 11226.4071
2024-07-25 | 19 | 10969.705
2024-07-25 | 20 | 10842.8544
2024-07-25 | 21 | 10690.5686
2024-07-25 | 22 | 10482.3805
2024-07-25 | 23 | 10240.0525
2024-07-25 | 24 | 9890.5141
2024-07-26 | 1 | 9617.0678
2024-07-26 | 2 | 9346.63
2024-07-26 | 3 | 9206.2722
2024-07-26 | 4 | 9134.5951
2024-07-26 | 5 | 9148.9766
2024-07-26 | 6 | 9118.049
2024-07-26 | 7 | 9401.7781
2024-07-26 | 8 | 9871.7766
2024-07-26 | 9 | 10205.2606
2024-07-26 | 10 | 10391.7701
2024-07-26 | 11 | 10491.665
2024-07-26 | 12 | 10546.0783
2024-07-26 | 13 | 10560.3322
2024-07-26 | 14 | 10591.5264
2024-07-26 | 15 | 10603.2818
2024-07-26 | 16 | 10595.4844
2024-07-26 | 17 | 10550.1419
2024-07-26 | 18 | 10524.2471
2024-07-26 | 19 | 10347.7701
2024-07-26 | 20 | 10245.6693
2024-07-26 | 21 | 10131.7969
2024-07-26 | 22 | 10052.6026
2024-07-26 | 23 | 9893.2504
2024-07-26 | 24 | 9560.1337
2024-07-27 | 1 | 9287.0879
2024-07-27 | 2 | 9081.2319
2024-07-27 | 3 | 8954.132
2024-07-27 | 4 | 8884.7366
2024-07-27 | 5 | 8879.0916
2024-07-27 | 6 | 8784.5051
2024-07-27 | 7 | 8879.3486
2024-07-27 | 8 | 9091.5761
2024-07-27 | 9 | 9322.1443
2024-07-27 | 10 | 9556.9745
2024-07-27 | 11 | 9703.795
2024-07-27 | 12 | 9759.5037
2024-07-27 | 13 | 9780.5702
2024-07-27 | 14 | 9803.7277
2024-07-27 | 15 | 9824.3766
2024-07-27 | 16 | 9870.0997
2024-07-27 | 17 | 9937.5868
2024-07-27 | 18 | 9948.9988
2024-07-27 | 19 | 9916.3135
2024-07-27 | 20 | 9887.6203
2024-07-27 | 21 | 9808.2258
2024-07-27 | 22 | 9754.4461
2024-07-27 | 23 | 9639.6357
2024-07-27 | 24 | 9373.2631
2024-07-28 | 1 | 9147.0694
2024-07-28 | 2 | 8982.8114
2024-07-28 | 3 | 8861.2702
2024-07-28 | 4 | 8806.9337
2024-07-28 | 5 | 8810.2647
2024-07-28 | 6 | 8693.1334
2024-07-28 | 7 | 8765.1608
2024-07-28 | 8 | 8928.5176
2024-07-28 | 9 | 9170.5333
2024-07-28 | 10 | 9489.9508
2024-07-28 | 11 | 9736.1303
2024-07-28 | 12 | 9928.5438
2024-07-28 | 13 | 10041.004
2024-07-28 | 14 | 10094.6183
2024-07-28 | 15 | 10189.9217
2024-07-28 | 16 | 10230.8002
2024-07-28 | 17 | 10350.2123
2024-07-28 | 18 | 10407.9146
2024-07-28 | 19 | 10322.7534
2024-07-28 | 20 | 10220.4609
2024-07-28 | 21 | 10127.0041
2024-07-28 | 22 | 10055.3833
2024-07-28 | 23 | 9859.712
2024-07-28 | 24 | 9507.0582
2024-07-29 | 1 | 9273.2235
2024-07-29 | 2 | 9126.8984
2024-07-29 | 3 | 8982.0191
2024-07-29 | 4 | 8938.8869
2024-07-29 | 5 | 8983.5093
2024-07-29 | 6 | 8969.8984
2024-07-29 | 7 | 9289.4358
2024-07-29 | 8 | 9766.6192
2024-07-29 | 9 | 10110.7716
2024-07-29 | 10 | 10369.2536
2024-07-29 | 11 | 10601.4408
2024-07-29 | 12 | 10889.8345
2024-07-29 | 13 | 10998.267
2024-07-29 | 14 | 11045.5733
2024-07-29 | 15 | 11085.8876
2024-07-29 | 16 | 11088.5649
2024-07-29 | 17 | 11187.8917
2024-07-29 | 18 | 11233.3331
2024-07-29 | 19 | 10984.8964
2024-07-29 | 20 | 10836.2232
2024-07-29 | 21 | 10632.9095
2024-07-29 | 22 | 10463.4952
2024-07-29 | 23 | 10154.4816
2024-07-29 | 24 | 9731.9981
2024-07-30 | 1 | 9450.5305
2024-07-30 | 2 | 9229.6206
2024-07-30 | 3 | 9152.1042
2024-07-30 | 4 | 9106.6592
2024-07-30 | 5 | 9147.0779
2024-07-30 | 6 | 9234.0611
2024-07-30 | 7 | 9542.6864
2024-07-30 | 8 | 9903.7614
2024-07-30 | 9 | 10245.6234
2024-07-30 | 10 | 10492.6919
2024-07-30 | 11 | 10665.361
2024-07-30 | 12 | 10853.3293
2024-07-30 | 13 | 10815.207
2024-07-30 | 14 | 10879.1332
2024-07-30 | 15 | 10853.7307
2024-07-30 | 16 | 10905.8836
2024-07-30 | 17 | 10917.6729
2024-07-30 | 18 | 10929.7043
2024-07-30 | 19 | 10756.2329
2024-07-30 | 20 | 10633.1018
2024-07-30 | 21 | 10464.8816
2024-07-30 | 22 | 10374.717
2024-07-30 | 23 | 10069.5984
2024-07-30 | 24 | 9665.818
2024-07-31 | 1 | 9361.7192
2024-07-31 | 2 | 9179.3688
2024-07-31 | 3 | 9053.2475
2024-07-31 | 4 | 8998.025
2024-07-31 | 5 | 9024.726
2024-07-31 | 6 | 9107.3272
2024-07-31 | 7 | 9428.9721
2024-07-31 | 8 | 9803.2706
2024-07-31 | 9 | 10113.2012
2024-07-31 | 10 | 10342.629
2024-07-31 | 11 | 10543.4183
2024-07-31 | 12 | 10670.1429
2024-07-31 | 13 | 10718.7831
2024-07-31 | 14 | 10766.3354
2024-07-31 | 15 | 10784.7877
2024-07-31 | 16 | 10831.5843
2024-07-31 | 17 | 10909.4837
2024-07-31 | 18 | 10877.7414
2024-07-31 | 19 | 10747.7136
2024-07-31 | 20 | 10677.9402
2024-07-31 | 21 | 10542.6477
2024-07-31 | 22 | 10378.1873
2024-07-31 | 23 | 10026.4927
2024-07-31 | 24 | 9614.1543
2024-08-01 | 1 | 9310.1485
2024-08-01 | 2 | 9102.1382
2024-08-01 | 3 | 8991.7136
2024-08-01 | 4 | 8941.9009
2024-08-01 | 5 | 8994.6929
2024-08-01 | 6 | 9064.8332
2024-08-01 | 7 | 9391.1935
2024-08-01 | 8 | 9750.9145
2024-08-01 | 9 | 10114.4051
2024-08-01 | 10 | 10373.6229
2024-08-01 | 11 | 10597.9906
2024-08-01 | 12 | 10720.9672
2024-08-01 | 13 | 10767.0323
2024-08-01 | 14 | 10882.2592
2024-08-01 | 15 | 10950.4778
2024-08-01 | 16 | 11024.5265
2024-08-01 | 17 | 11093.9389
2024-08-01 | 18 | 10925.7237
2024-08-01 | 19 | 10688.5982
2024-08-01 | 20 | 10603.0295
2024-08-01 | 21 | 10478.7986
2024-08-01 | 22 | 10446.4429
2024-08-01 | 23 | 10171.157
2024-08-01 | 24 | 9848.1428
2024-08-02 | 1 | 9536.6504
2024-08-02 | 2 | 9272.4542
2024-08-02 | 3 | 9148.8655
2024-08-02 | 4 | 9069.4649
2024-08-02 | 5 | 9081.063
2024-08-02 | 6 | 9166.7114
2024-08-02 | 7 | 9458.671
2024-08-02 | 8 | 9839.6207
2024-08-02 | 9 | 10189.6989
2024-08-02 | 10 | 10474.2309
2024-08-02 | 11 | 10688.1107
2024-08-02 | 12 | 10805.9152
2024-08-02 | 13 | 10872.7399
2024-08-02 | 14 | 10960.0932
2024-08-02 | 15 | 10943.4711
2024-08-02 | 16 | 11032.0017
2024-08-02 | 17 | 11093.0278
2024-08-02 | 18 | 11008.7308
2024-08-02 | 19 | 10790.7165
2024-08-02 | 20 | 10657.1765
2024-08-02 | 21 | 10563.8684
2024-08-02 | 22 | 10388.7865
2024-08-02 | 23 | 10118.2396
2024-08-02 | 24 | 9776.3306
2024-08-03 | 1 | 9514.2027
2024-08-03 | 2 | 9268.0898
2024-08-03 | 3 | 9092.7829
2024-08-03 | 4 | 9002.7085
2024-08-03 | 5 | 9001.4844
2024-08-03 | 6 | 9011.2338
2024-08-03 | 7 | 9114.7184
2024-08-03 | 8 | 9248.3161
2024-08-03 | 9 | 9540.9873
2024-08-03 | 10 | 9955.6346
2024-08-03 | 11 | 10253.2488
2024-08-03 | 12 | 10504.3303
2024-08-03 | 13 | 10683.4909
2024-08-03 | 14 | 10751.5927
2024-08-03 | 15 | 10839.1802
2024-08-03 | 16 | 10883.9972
2024-08-03 | 17 | 10918.8706
2024-08-03 | 18 | 10962.8459
2024-08-03 | 19 | 10825.9636
2024-08-03 | 20 | 10722.8082
2024-08-03 | 21 | 10517.4754
2024-08-03 | 22 | 10416.0007
2024-08-03 | 23 | 10195.8343
2024-08-03 | 24 | 9876.2851
2024-08-04 | 1 | 9627.1683
2024-08-04 | 2 | 9384.64
2024-08-04 | 3 | 9202.6995
2024-08-04 | 4 | 9153.9851
2024-08-04 | 5 | 9124.2507
2024-08-04 | 6 | 9052.1903
2024-08-04 | 7 | 9143.9612
2024-08-04 | 8 | 9257.2647
2024-08-04 | 9 | 9468.4467
2024-08-04 | 10 | 9779.357
2024-08-04 | 11 | 9974.6088
2024-08-04 | 12 | 10129.5418
2024-08-04 | 13 | 10225.6222
2024-08-04 | 14 | 10312.9318
2024-08-04 | 15 | 10330.3842
2024-08-04 | 16 | 10344.5826
2024-08-04 | 17 | 10422.2114
2024-08-04 | 18 | 10499.2781
2024-08-04 | 19 | 10395.8586
2024-08-04 | 20 | 10274.8164
2024-08-04 | 21 | 10177.9198
2024-08-04 | 22 | 10136.1967
2024-08-04 | 23 | 9857.6189
2024-08-04 | 24 | 9547.3896
2024-08-05 | 1 | 9272.9006
2024-08-05 | 2 | 9186.3335
2024-08-05 | 3 | 9024.2112
2024-08-05 | 4 | 8984.3083
2024-08-05 | 5 | 8960.6843
2024-08-05 | 6 | 8936.0381
2024-08-05 | 7 | 9018.1313
2024-08-05 | 8 | 9178.014
2024-08-05 | 9 | 9434.6625
2024-08-05 | 10 | 9734.8963
2024-08-05 | 11 | 9946.5192
2024-08-05 | 12 | 10080.3246
2024-08-05 | 13 | 10139.6239
2024-08-05 | 14 | 10179.6591
2024-08-05 | 15 | 10145.6978
2024-08-05 | 16 | 10318.9383
2024-08-05 | 17 | 10361.384
2024-08-05 | 18 | 10307.2325
2024-08-05 | 19 | 10210.7965
2024-08-05 | 20 | 10152.4239
2024-08-05 | 21 | 10030.5645
2024-08-05 | 22 | 10035.8689
2024-08-05 | 23 | 9822.0276
2024-08-05 | 24 | 9577.5185
2024-08-06 | 1 | 9324.077
2024-08-06 | 2 | 9112.4584
2024-08-06 | 3 | 8997.1068
2024-08-06 | 4 | 8982.6806
2024-08-06 | 5 | 9055.2456
2024-08-06 | 6 | 9139.6116
2024-08-06 | 7 | 9519.6328
2024-08-06 | 8 | 9864.9842
2024-08-06 | 9 | 10196.616
2024-08-06 | 10 | 10269.9394
2024-08-06 | 11 | 10345.1885
2024-08-06 | 12 | 10374.5828
2024-08-06 | 13 | 10408.2565
2024-08-06 | 14 | 10440.3771
2024-08-06 | 15 | 10487.1353
2024-08-06 | 16 | 10605.4794
2024-08-06 | 17 | 10611.4852
2024-08-06 | 18 | 10581.248
2024-08-06 | 19 | 10398.3909
2024-08-06 | 20 | 10241.8712
2024-08-06 | 21 | 10172.31
2024-08-06 | 22 | 10155.3404
2024-08-06 | 23 | 9905.1341
2024-08-06 | 24 | 9541.9257
2024-08-07 | 1 | 9250.9988
2024-08-07 | 2 | 9046.1855
2024-08-07 | 3 | 8939.8042
2024-08-07 | 4 | 8896.7887
2024-08-07 | 5 | 8931.462
2024-08-07 | 6 | 9080.2172
2024-08-07 | 7 | 9415.4167
2024-08-07 | 8 | 9738.9957
2024-08-07 | 9 | 10019.8483
2024-08-07 | 10 | 10193.2862
2024-08-07 | 11 | 10316.6006
2024-08-07 | 12 | 10411.4819
2024-08-07 | 13 | 10487.3314
2024-08-07 | 14 | 10554.9917
2024-08-07 | 15 | 10614.4887
2024-08-07 | 16 | 10704.4686
2024-08-07 | 17 | 10685.0293
2024-08-07 | 18 | 10652.1328
2024-08-07 | 19 | 10518.8694
2024-08-07 | 20 | 10413.1624
2024-08-07 | 21 | 10345.9907
2024-08-07 | 22 | 10345.8702
2024-08-07 | 23 | 10154.9672
2024-08-07 | 24 | 9759.3875
2024-08-08 | 1 | 9475.2839
2024-08-08 | 2 | 9284.9388
2024-08-08 | 3 | 9151.4552
2024-08-08 | 4 | 9076.5491
2024-08-08 | 5 | 9068.0789
2024-08-08 | 6 | 9212.0426
2024-08-08 | 7 | 9526.9348
2024-08-08 | 8 | 9794.6813
2024-08-08 | 9 | 10144.6624
2024-08-08 | 10 | 10405.2263
2024-08-08 | 11 | 10543.6065
2024-08-08 | 12 | 10671.1406
2024-08-08 | 13 | 10650.3406
2024-08-08 | 14 | 10641.4783
2024-08-08 | 15 | 10697.134
2024-08-08 | 16 | 10684.2657
2024-08-08 | 17 | 10743.2841
2024-08-08 | 18 | 10684.3201
2024-08-08 | 19 | 10583.1465
2024-08-08 | 20 | 10450.9583
2024-08-08 | 21 | 10360.7448
2024-08-08 | 22 | 10440.7462
2024-08-08 | 23 | 10127.599
2024-08-08 | 24 | 9747.9468
2024-08-09 | 1 | 9459.4242
2024-08-09 | 2 | 9260.7981
2024-08-09 | 3 | 9128.7833
2024-08-09 | 4 | 9082.522
2024-08-09 | 5 | 9095.6113
2024-08-09 | 6 | 9213.6884
2024-08-09 | 7 | 9517.5473
2024-08-09 | 8 | 9845.3183
2024-08-09 | 9 | 10177.4442
2024-08-09 | 10 | 10353.297
2024-08-09 | 11 | 10562.1089
2024-08-09 | 12 | 10583.6304
2024-08-09 | 13 | 10618.2647
2024-08-09 | 14 | 10754.0637
2024-08-09 | 15 | 10620.8458
2024-08-09 | 16 | 10617.3875
2024-08-09 | 17 | 10618.1167
2024-08-09 | 18 | 10638.786
2024-08-09 | 19 | 10370.3761
2024-08-09 | 20 | 10250.4419
2024-08-09 | 21 | 10140.6115
2024-08-09 | 22 | 10170.1953
2024-08-09 | 23 | 9891.582
2024-08-09 | 24 | 9585.6551
2024-08-10 | 1 | 9336.2022
2024-08-10 | 2 | 9140.5885
2024-08-10 | 3 | 9014.5083
2024-08-10 | 4 | 8943.1815
2024-08-10 | 5 | 8946.2837
2024-08-10 | 6 | 8992.1546
2024-08-10 | 7 | 9110.6478
2024-08-10 | 8 | 9170.9116
2024-08-10 | 9 | 9427.1478
2024-08-10 | 10 | 9715.3605
2024-08-10 | 11 | 9896.7998
2024-08-10 | 12 | 9996.0957
2024-08-10 | 13 | 10030.0879
2024-08-10 | 14 | 10063.4387
2024-08-10 | 15 | 10068.2886
2024-08-10 | 16 | 10140.6426
2024-08-10 | 17 | 10203.6572
2024-08-10 | 18 | 10244.2525
2024-08-10 | 19 | 10166.8989
2024-08-10 | 20 | 10097.0859
2024-08-10 | 21 | 10033.7456
2024-08-10 | 22 | 10039.8355
2024-08-10 | 23 | 9783.9758
2024-08-10 | 24 | 9543.7303
2024-08-11 | 1 | 9329.7765
2024-08-11 | 2 | 9140.6123
2024-08-11 | 3 | 9022.1942
2024-08-11 | 4 | 8960.2952
2024-08-11 | 5 | 8944.8494
2024-08-11 | 6 | 8943.8376
2024-08-11 | 7 | 9042.6275
2024-08-11 | 8 | 9063.5674
2024-08-11 | 9 | 9330.6035
2024-08-11 | 10 | 9628.221
2024-08-11 | 11 | 9868.4029
2024-08-11 | 12 | 10022.1113
2024-08-11 | 13 | 10157.9903
2024-08-11 | 14 | 10252.242
2024-08-11 | 15 | 10259.6819
2024-08-11 | 16 | 10257.2413
2024-08-11 | 17 | 10378.2423
2024-08-11 | 18 | 10478.8623
2024-08-11 | 19 | 10377.329
2024-08-11 | 20 | 10307.9657
2024-08-11 | 21 | 10172.4469
2024-08-11 | 22 | 10207.751
2024-08-11 | 23 | 10008.0969
2024-08-11 | 24 | 9669.9595
2024-08-12 | 1 | 9451.0835
2024-08-12 | 2 | 9269.3575
2024-08-12 | 3 | 9148.9787
2024-08-12 | 4 | 9079.1348
2024-08-12 | 5 | 9074.5538
2024-08-12 | 6 | 9199.3914
2024-08-12 | 7 | 9493.2921
2024-08-12 | 8 | 9833.713
2024-08-12 | 9 | 10147.8551
2024-08-12 | 10 | 10324.7005
2024-08-12 | 11 | 10426.723
2024-08-12 | 12 | 10521.8455
2024-08-12 | 13 | 10573.584
2024-08-12 | 14 | 10608.7863
2024-08-12 | 15 | 10647.5194
2024-08-12 | 16 | 10696.2613
2024-08-12 | 17 | 10750.4316
2024-08-12 | 18 | 10786.1752
2024-08-12 | 19 | 10552.9826
2024-08-12 | 20 | 10440.0433
2024-08-12 | 21 | 10322.649
2024-08-12 | 22 | 10311.6458
2024-08-12 | 23 | 10034.4981
2024-08-12 | 24 | 9707.3864
2024-08-13 | 1 | 9474.5728
2024-08-13 | 2 | 9210.1508
2024-08-13 | 3 | 9089.8619
2024-08-13 | 4 | 9045.7353
2024-08-13 | 5 | 9063.771
2024-08-13 | 6 | 9175.3413
2024-08-13 | 7 | 9487.9287
2024-08-13 | 8 | 9809.2787
2024-08-13 | 9 | 10109.9936
2024-08-13 | 10 | 10244.0983
2024-08-13 | 11 | 10335.1303
2024-08-13 | 12 | 10400.9953
2024-08-13 | 13 | 10411.7337
2024-08-13 | 14 | 10466.3649
2024-08-13 | 15 | 10487.4889
2024-08-13 | 16 | 10572.4245
2024-08-13 | 17 | 10681.1562
2024-08-13 | 18 | 10681.2845
2024-08-13 | 19 | 10471.2688
2024-08-13 | 20 | 10384.6393
2024-08-13 | 21 | 10273.6571
2024-08-13 | 22 | 10297.2935
2024-08-13 | 23 | 9962.5557
2024-08-13 | 24 | 9598.995
2024-08-14 | 1 | 9302.4151
2024-08-14 | 2 | 9091.498
2024-08-14 | 3 | 8995.5837
2024-08-14 | 4 | 8947.1384
2024-08-14 | 5 | 8993.359
2024-08-14 | 6 | 9106.3232
2024-08-14 | 7 | 9400.7068
2024-08-14 | 8 | 9729.141
2024-08-14 | 9 | 10071.367
2024-08-14 | 10 | 10256.3847
2024-08-14 | 11 | 10317.077
2024-08-14 | 12 | 10374.3133
2024-08-14 | 13 | 10413.8204
2024-08-14 | 14 | 10519.3757
2024-08-14 | 15 | 10583.4946
2024-08-14 | 16 | 10649.6094
2024-08-14 | 17 | 10689.3262
2024-08-14 | 18 | 10711.8307
2024-08-14 | 19 | 10483.1394
2024-08-14 | 20 | 10423.0988
2024-08-14 | 21 | 10311.8583
2024-08-14 | 22 | 10273.1338
2024-08-14 | 23 | 10007.1923
2024-08-14 | 24 | 9642.384
2024-08-15 | 1 | 9277.8561
2024-08-15 | 2 | 9140.1348
2024-08-15 | 3 | 9023.5048
2024-08-15 | 4 | 8962.5567
2024-08-15 | 5 | 8997.9434
2024-08-15 | 6 | 9125.5463
2024-08-15 | 7 | 9413.4282
2024-08-15 | 8 | 9754.6885
2024-08-15 | 9 | 10063.1404
2024-08-15 | 10 | 10303.6404
2024-08-15 | 11 | 10539.51
2024-08-15 | 12 | 10706.7099
2024-08-15 | 13 | 10779.1432
2024-08-15 | 14 | 10874.6594
2024-08-15 | 15 | 10805.5084
2024-08-15 | 16 | 10841.5786
2024-08-15 | 17 | 10862.9016
2024-08-15 | 18 | 10886.6677
2024-08-15 | 19 | 10666.7278
2024-08-15 | 20 | 10594.7728
2024-08-15 | 21 | 10451.9359
2024-08-15 | 22 | 10390.261
2024-08-15 | 23 | 10030.181
2024-08-15 | 24 | 9816.9816
2024-08-16 | 1 | 9457.7917
2024-08-16 | 2 | 9227.8407
2024-08-16 | 3 | 9109.0178
2024-08-16 | 4 | 9020.8717
2024-08-16 | 5 | 9043.6102
2024-08-16 | 6 | 9161.5618
2024-08-16 | 7 | 9450.4635
2024-08-16 | 8 | 9781.3089
2024-08-16 | 9 | 10112.1605
2024-08-16 | 10 | 10372.6923
2024-08-16 | 11 | 10601.8625
2024-08-16 | 12 | 10739.945
2024-08-16 | 13 | 10808.0932
2024-08-16 | 14 | 10896.3816
2024-08-16 | 15 | 10961.1997
2024-08-16 | 16 | 11031.9782
2024-08-16 | 17 | 11076.0693
2024-08-16 | 18 | 11015.7516
2024-08-16 | 19 | 10817.6968
2024-08-16 | 20 | 10677.2335
2024-08-16 | 21 | 10464.9323
2024-08-16 | 22 | 10394.6466
2024-08-16 | 23 | 10010.1568
2024-08-16 | 24 | 9678.4432
2024-08-17 | 1 | 9356.5818
2024-08-17 | 2 | 9139.2733
2024-08-17 | 3 | 9033.7621
2024-08-17 | 4 | 8969.4431
2024-08-17 | 5 | 8967.2537
2024-08-17 | 6 | 8992.4497
2024-08-17 | 7 | 9063.3456
2024-08-17 | 8 | 9184.6556
2024-08-17 | 9 | 9453.8801
2024-08-17 | 10 | 9779.7953
2024-08-17 | 11 | 10077.1462
2024-08-17 | 12 | 10287.44
2024-08-17 | 13 | 10432.9077
2024-08-17 | 14 | 10542.4598
2024-08-17 | 15 | 10592.4678
2024-08-17 | 16 | 10704.1929
2024-08-17 | 17 | 10756.3426
2024-08-17 | 18 | 10764.9487
2024-08-17 | 19 | 10627.5304
2024-08-17 | 20 | 10558.686
2024-08-17 | 21 | 10329.5174
2024-08-17 | 22 | 10328.6728
2024-08-17 | 23 | 10022.654
2024-08-17 | 24 | 9719.1227
2024-08-18 | 1 | 9462.4026
2024-08-18 | 2 | 9285.0253
2024-08-18 | 3 | 9149.1
2024-08-18 | 4 | 9105.065
2024-08-18 | 5 | 9120.7178
2024-08-18 | 6 | 9190.6003
2024-08-18 | 7 | 9252.2205
2024-08-18 | 8 | 9286.2596
2024-08-18 | 9 | 9560.7218
2024-08-18 | 10 | 9814.3681
2024-08-18 | 11 | 10091.7304
2024-08-18 | 12 | 10180.1242
2024-08-18 | 13 | 10130.8655
2024-08-18 | 14 | 10077.3687
2024-08-18 | 15 | 10085.8835
2024-08-18 | 16 | 10229.1845
2024-08-18 | 17 | 10360.5972
2024-08-18 | 18 | 10427.5541
2024-08-18 | 19 | 10417.7289
2024-08-18 | 20 | 10256.5909
2024-08-18 | 21 | 10210.3133
2024-08-18 | 22 | 10215.3829
2024-08-18 | 23 | 9896.5926
2024-08-18 | 24 | 9542.655
2024-08-19 | 1 | 9276.3631
2024-08-19 | 2 | 9183.4165
2024-08-19 | 3 | 9070.9198
2024-08-19 | 4 | 9020.1463
2024-08-19 | 5 | 9034.9205
2024-08-19 | 6 | 9191.8691
2024-08-19 | 7 | 9490.7492
2024-08-19 | 8 | 9816.4577
2024-08-19 | 9 | 10156.3242
2024-08-19 | 10 | 10383.7103
2024-08-19 | 11 | 10524.4363
2024-08-19 | 12 | 10606.4934
2024-08-19 | 13 | 10657.1323
2024-08-19 | 14 | 10693.0495
2024-08-19 | 15 | 10718.1939
2024-08-19 | 16 | 10810.423
2024-08-19 | 17 | 10875.8328
2024-08-19 | 18 | 10846.033
2024-08-19 | 19 | 10642.2554
2024-08-19 | 20 | 10561.6439
2024-08-19 | 21 | 10446.5979
2024-08-19 | 22 | 10423.7626
2024-08-19 | 23 | 10073.6217
2024-08-19 | 24 | 9677.4575
2024-08-20 | 1 | 9374.44
2024-08-20 | 2 | 9165.534
2024-08-20 | 3 | 9059.5152
2024-08-20 | 4 | 8987.7713
2024-08-20 | 5 | 9012.1347
2024-08-20 | 6 | 9205.1226
2024-08-20 | 7 | 9463.7509
2024-08-20 | 8 | 9783.3722
2024-08-20 | 9 | 10110.3454
2024-08-20 | 10 | 10329.1282
2024-08-20 | 11 | 10528.3817
2024-08-20 | 12 | 10662.3127
2024-08-20 | 13 | 10772.2863
2024-08-20 | 14 | 10859.4935
2024-08-20 | 15 | 10941.3792
2024-08-20 | 16 | 11052.4804
2024-08-20 | 17 | 11081.9539
2024-08-20 | 18 | 11061.2103
2024-08-20 | 19 | 10886.5563
2024-08-20 | 20 | 10753.7205
2024-08-20 | 21 | 10617.2523
2024-08-20 | 22 | 10445.5208
2024-08-20 | 23 | 10079.0653
2024-08-20 | 24 | 9673.2002
2024-08-21 | 1 | 9409.1568
2024-08-21 | 2 | 9177.4454
2024-08-21 | 3 | 9062.8153
2024-08-21 | 4 | 9032.5975
2024-08-21 | 5 | 9040.614
2024-08-21 | 6 | 9210.0038
2024-08-21 | 7 | 9475.8417
2024-08-21 | 8 | 9792.7965
2024-08-21 | 9 | 10090.0778
2024-08-21 | 10 | 10300.1389
2024-08-21 | 11 | 10471.0305
2024-08-21 | 12 | 10555.2232
2024-08-21 | 13 | 10646.325
2024-08-21 | 14 | 10679.0946
2024-08-21 | 15 | 10663.8066
2024-08-21 | 16 | 10671.5262
2024-08-21 | 17 | 10728.4198
2024-08-21 | 18 | 10719.6466
2024-08-21 | 19 | 10515.5717
2024-08-21 | 20 | 10340.5996
2024-08-21 | 21 | 10278.3082
2024-08-21 | 22 | 10292.7998
2024-08-21 | 23 | 9957.0373
2024-08-21 | 24 | 9584.7646
2024-08-22 | 1 | 9259.2747
2024-08-22 | 2 | 9128.1576
2024-08-22 | 3 | 9017.6934
2024-08-22 | 4 | 8961.1026
2024-08-22 | 5 | 8981.4069
2024-08-22 | 6 | 9136.3955
2024-08-22 | 7 | 9394.3285
2024-08-22 | 8 | 9726.1368
2024-08-22 | 9 | 10045.815
2024-08-22 | 10 | 10240.0212
2024-08-22 | 11 | 10344.8794
2024-08-22 | 12 | 10407.692
2024-08-22 | 13 | 10480.7705
2024-08-22 | 14 | 10444.7611
2024-08-22 | 15 | 10607.1731
2024-08-22 | 16 | 10458.7589
2024-08-22 | 17 | 10476.9085
2024-08-22 | 18 | 10457.4398
2024-08-22 | 19 | 10322.186
2024-08-22 | 20 | 10218.7345
2024-08-22 | 21 | 10190.3491
2024-08-22 | 22 | 10156.7759
2024-08-22 | 23 | 9852.7342
2024-08-22 | 24 | 9534.4261
2024-08-23 | 1 | 9245.8582
2024-08-23 | 2 | 9080.2057
2024-08-23 | 3 | 8989.0256
2024-08-23 | 4 | 8949.0424
2024-08-23 | 5 | 8984.573
2024-08-23 | 6 | 9140.8003
2024-08-23 | 7 | 9355.5864
2024-08-23 | 8 | 9695.8435
2024-08-23 | 9 | 10014.9505
2024-08-23 | 10 | 10225.7418
2024-08-23 | 11 | 10370.3359
2024-08-23 | 12 | 10488.2094
2024-08-23 | 13 | 10548.4877
2024-08-23 | 14 | 10586.1658
2024-08-23 | 15 | 10639.6638
2024-08-23 | 16 | 10657.9433
2024-08-23 | 17 | 10664.0606
2024-08-23 | 18 | 10659.7487
2024-08-23 | 19 | 10509.1798
2024-08-23 | 20 | 10408.6155
2024-08-23 | 21 | 10335.8179
2024-08-23 | 22 | 10291.6628
2024-08-23 | 23 | 9976.6453
2024-08-23 | 24 | 9686.3875
2024-08-24 | 1 | 9401.5702
2024-08-24 | 2 | 9173.0999
2024-08-24 | 3 | 9029.8804
2024-08-24 | 4 | 8959.5409
2024-08-24 | 5 | 8971.5729
2024-08-24 | 6 | 9062.6284
2024-08-24 | 7 | 9093.9608
2024-08-24 | 8 | 9190.8398
2024-08-24 | 9 | 9460.8224
2024-08-24 | 10 | 9734.6682
2024-08-24 | 11 | 9964.3135
2024-08-24 | 12 | 10055.8009
2024-08-24 | 13 | 10091.9612
2024-08-24 | 14 | 10131.1137
2024-08-24 | 15 | 10088.0958
2024-08-24 | 16 | 10147.4328
2024-08-24 | 17 | 10229.8503
2024-08-24 | 18 | 10224.4114
2024-08-24 | 19 | 10144.4268
2024-08-24 | 20 | 10055.5926
2024-08-24 | 21 | 10035.5709
2024-08-24 | 22 | 10052.4383
2024-08-24 | 23 | 9828.7445
2024-08-24 | 24 | 9568.6217
2024-08-25 | 1 | 9325.4492
2024-08-25 | 2 | 9108.1608
2024-08-25 | 3 | 9007.6411
2024-08-25 | 4 | 9003.1655
2024-08-25 | 5 | 8980.4565
2024-08-25 | 6 | 9058.7609
2024-08-25 | 7 | 9081.2354
2024-08-25 | 8 | 9092.1187
2024-08-25 | 9 | 9302.0273
2024-08-25 | 10 | 9526.0679
2024-08-25 | 11 | 9715.3441
2024-08-25 | 12 | 9829.4987
2024-08-25 | 13 | 9897.7499
2024-08-25 | 14 | 9926.4161
2024-08-25 | 15 | 9871.0874
2024-08-25 | 16 | 9950.1265
2024-08-25 | 17 | 10046.4011
2024-08-25 | 18 | 10117.5468
2024-08-25 | 19 | 10090.8503
2024-08-25 | 20 | 9983.9995
2024-08-25 | 21 | 9969.7928
2024-08-25 | 22 | 9895.5054
2024-08-25 | 23 | 9632.7937
2024-08-25 | 24 | 9350.7708
2024-08-26 | 1 | 9098.11
2024-08-26 | 2 | 9002.4124
2024-08-26 | 3 | 8916.1578
2024-08-26 | 4 | 8904.1786
2024-08-26 | 5 | 8936.6558
2024-08-26 | 6 | 9081.357
2024-08-26 | 7 | 9324.0622
2024-08-26 | 8 | 9691.6386
2024-08-26 | 9 | 9977.4778
2024-08-26 | 10 | 10119.5333
2024-08-26 | 11 | 10223.3936
2024-08-26 | 12 | 10286.468
2024-08-26 | 13 | 10342.7528
2024-08-26 | 14 | 10369.8259
2024-08-26 | 15 | 10409.679
2024-08-26 | 16 | 10528.826
2024-08-26 | 17 | 10629.7327
2024-08-26 | 18 | 10582.0208
2024-08-26 | 19 | 10421.078
2024-08-26 | 20 | 10320.2597
2024-08-26 | 21 | 10288.2497
2024-08-26 | 22 | 10197.1436
2024-08-26 | 23 | 9852.3824
2024-08-26 | 24 | 9487.8652
2024-08-27 | 1 | 9193.448
2024-08-27 | 2 | 9016.6548
2024-08-27 | 3 | 8925.4892
2024-08-27 | 4 | 8830.1716
2024-08-27 | 5 | 8865.4743
2024-08-27 | 6 | 9034.5107
2024-08-27 | 7 | 9283.5124
2024-08-27 | 8 | 9621.7361
2024-08-27 | 9 | 9914.9405
2024-08-27 | 10 | 10111.8111
2024-08-27 | 11 | 10241.6046
2024-08-27 | 12 | 10331.0259
2024-08-27 | 13 | 10348.7581
2024-08-27 | 14 | 10431.7182
2024-08-27 | 15 | 10470.367
2024-08-27 | 16 | 10566.288
2024-08-27 | 17 | 10584.3569
2024-08-27 | 18 | 10516.6796
2024-08-27 | 19 | 10414.1381
2024-08-27 | 20 | 10298.7593
2024-08-27 | 21 | 10252.4388
2024-08-27 | 22 | 10147.2356
2024-08-27 | 23 | 9801.3105
2024-08-27 | 24 | 9430.761
2024-08-28 | 1 | 9138.3457
2024-08-28 | 2 | 8944.3506
2024-08-28 | 3 | 8888.8325
2024-08-28 | 4 | 8852.0137
2024-08-28 | 5 | 8892.037
2024-08-28 | 6 | 9067.543
2024-08-28 | 7 | 9293.4549
2024-08-28 | 8 | 9640.7463
2024-08-28 | 9 | 9904.4149
2024-08-28 | 10 | 10076.94
2024-08-28 | 11 | 10177.6213
2024-08-28 | 12 | 10236.3996
2024-08-28 | 13 | 10264.3489
2024-08-28 | 14 | 10360.9414
2024-08-28 | 15 | 10414.2774
2024-08-28 | 16 | 10492.7325
2024-08-28 | 17 | 10553.8508
2024-08-28 | 18 | 10546.3462
2024-08-28 | 19 | 10376.9832
2024-08-28 | 20 | 10327.1509
2024-08-28 | 21 | 10316.964
2024-08-28 | 22 | 10231.3243
2024-08-28 | 23 | 9958.9226
2024-08-28 | 24 | 9504.4339
2024-08-29 | 1 | 9264.2015
2024-08-29 | 2 | 9100.0854
2024-08-29 | 3 | 8960.8976
2024-08-29 | 4 | 8947.9537
2024-08-29 | 5 | 8992.6377
2024-08-29 | 6 | 9123.8593
2024-08-29 | 7 | 9316.361
2024-08-29 | 8 | 9681.3396
2024-08-29 | 9 | 9954.9893
2024-08-29 | 10 | 10163.3633
2024-08-29 | 11 | 10276.547
2024-08-29 | 12 | 10314.5932
2024-08-29 | 13 | 10336.4177
2024-08-29 | 14 | 10324.9054
2024-08-29 | 15 | 10349.7887
2024-08-29 | 16 | 10328.0076
2024-08-29 | 17 | 10308.8437
2024-08-29 | 18 | 10278.5151
2024-08-29 | 19 | 10080.6722
2024-08-29 | 20 | 9995.1692
2024-08-29 | 21 | 10018.5616
2024-08-29 | 22 | 9970.2059
2024-08-29 | 23 | 9683.6028
2024-08-29 | 24 | 9387.4461
2024-08-30 | 1 | 9126.5349
2024-08-30 | 2 | 8969.9896
2024-08-30 | 3 | 8871.8641
2024-08-30 | 4 | 8834.9418
2024-08-30 | 5 | 8834.6168
2024-08-30 | 6 | 8993.021
2024-08-30 | 7 | 9193.6926
2024-08-30 | 8 | 9560.9383
2024-08-30 | 9 | 9870.9887
2024-08-30 | 10 | 10026.7192
2024-08-30 | 11 | 10106.8208
2024-08-30 | 12 | 10201.5129
2024-08-30 | 13 | 10179.4578
2024-08-30 | 14 | 10217.6678
2024-08-30 | 15 | 10181.344
2024-08-30 | 16 | 10176.8953
2024-08-30 | 17 | 10179.0229
2024-08-30 | 18 | 10180.0926
2024-08-30 | 19 | 10035.672
2024-08-30 | 20 | 9957.8119
2024-08-30 | 21 | 10033.6447
2024-08-30 | 22 | 9956.3912
2024-08-30 | 23 | 9672.1832
2024-08-30 | 24 | 9328.0631
2024-08-31 | 1 | 9056.9117
2024-08-31 | 2 | 8885.7857
2024-08-31 | 3 | 8784.2698
2024-08-31 | 4 | 8733.44
2024-08-31 | 5 | 8735.0468
2024-08-31 | 6 | 8808.3528
2024-08-31 | 7 | 8829.6309
2024-08-31 | 8 | 9005.0472
2024-08-31 | 9 | 9214.2593
2024-08-31 | 10 | 9438.72
2024-08-31 | 11 | 9634.7715
2024-08-31 | 12 | 9752.2341
2024-08-31 | 13 | 9790.507
2024-08-31 | 14 | 9841.588
2024-08-31 | 15 | 9843.9
2024-08-31 | 16 | 9849.4875
2024-08-31 | 17 | 9917.446
2024-08-31 | 18 | 9925.795
2024-08-31 | 19 | 9871.1029
2024-08-31 | 20 | 9805.6029
2024-08-31 | 21 | 9819.2599
2024-08-31 | 22 | 9739.2883
2024-08-31 | 23 | 9504.9048
2024-08-31 | 24 | 9243.8158
2024-09-01 | 1 | 9002.3783
2024-09-01 | 2 | 8916.8193
2024-09-01 | 3 | 8824.643
2024-09-01 | 4 | 8766.4542
2024-09-01 | 5 | 8781.2179
2024-09-01 | 6 | 8879.2255
2024-09-01 | 7 | 8871.4439
2024-09-01 | 8 | 9028.8365
2024-09-01 | 9 | 9216.1647
2024-09-01 | 10 | 9429.4661
2024-09-01 | 11 | 9685.7008
2024-09-01 | 12 | 9760.2024
2024-09-01 | 13 | 9861.4269
2024-09-01 | 14 | 9911.7819
2024-09-01 | 15 | 9932.304
2024-09-01 | 16 | 9972.9503
2024-09-01 | 17 | 10008.4108
2024-09-01 | 18 | 10052.5528
2024-09-01 | 19 | 9984.6179
2024-09-01 | 20 | 9920.0894
2024-09-01 | 21 | 9905.6267
2024-09-01 | 22 | 9807.7785
2024-09-01 | 23 | 9564.6701
2024-09-01 | 24 | 9294.1249
2024-09-02 | 1 | 9063.4514
2024-09-02 | 2 | 8912.293
2024-09-02 | 3 | 8804.1077
2024-09-02 | 4 | 8740.4061
2024-09-02 | 5 | 8723.4705
2024-09-02 | 6 | 8843.1083
2024-09-02 | 7 | 8793.4722
2024-09-02 | 8 | 8976.092
2024-09-02 | 9 | 9196.7248
2024-09-02 | 10 | 9498.4081
2024-09-02 | 11 | 9747.7516
2024-09-02 | 12 | 9906.5692
2024-09-02 | 13 | 10011.8483
2024-09-02 | 14 | 10061.2409
2024-09-02 | 15 | 10102.5572
2024-09-02 | 16 | 10133.7838
2024-09-02 | 17 | 10198.5197
2024-09-02 | 18 | 10208.9485
2024-09-02 | 19 | 10115.9612
2024-09-02 | 20 | 9941.4014
2024-09-02 | 21 | 9903.1582
2024-09-02 | 22 | 9855.0816
2024-09-02 | 23 | 9615.4279
2024-09-02 | 24 | 9324.4752
2024-09-03 | 1 | 9100.1843
2024-09-03 | 2 | 9021.7788
2024-09-03 | 3 | 8934.7165
2024-09-03 | 4 | 8884.8244
2024-09-03 | 5 | 8917.9185
2024-09-03 | 6 | 9049.8146
2024-09-03 | 7 | 9226.3418
2024-09-03 | 8 | 9626.0545
2024-09-03 | 9 | 9920.2012
2024-09-03 | 10 | 10124.9599
2024-09-03 | 11 | 10179.8957
2024-09-03 | 12 | 10244.9148
2024-09-03 | 13 | 10266.714
2024-09-03 | 14 | 10241.5469
2024-09-03 | 15 | 10207.8476
2024-09-03 | 16 | 10232.3988
2024-09-03 | 17 | 10274.7087
2024-09-03 | 18 | 10225.8206
2024-09-03 | 19 | 10056.6552
2024-09-03 | 20 | 9967.2569
2024-09-03 | 21 | 10055.4495
2024-09-03 | 22 | 9910.2496
2024-09-03 | 23 | 9642.196
2024-09-03 | 24 | 9331.1115
2024-09-04 | 1 | 9076.9706
2024-09-04 | 2 | 8857.4798
2024-09-04 | 3 | 8763.372
2024-09-04 | 4 | 8727.3218
2024-09-04 | 5 | 8757.122
2024-09-04 | 6 | 8928.0212
2024-09-04 | 7 | 9120.0499
2024-09-04 | 8 | 9566.3356
2024-09-04 | 9 | 9822.1275
2024-09-04 | 10 | 9939.9331
2024-09-04 | 11 | 10045.4824
2024-09-04 | 12 | 10017.4933
2024-09-04 | 13 | 10006.0518
2024-09-04 | 14 | 10046.6794
2024-09-04 | 15 | 10124.521
2024-09-04 | 16 | 10136.5439
2024-09-04 | 17 | 10194.3241
2024-09-04 | 18 | 10231.4335
2024-09-04 | 19 | 10104.9804
2024-09-04 | 20 | 10050.5165
2024-09-04 | 21 | 10067.4223
2024-09-04 | 22 | 9955.9316
2024-09-04 | 23 | 9670.8363
2024-09-04 | 24 | 9318.6528
2024-09-05 | 1 | 9045.5177
2024-09-05 | 2 | 8898.6215
2024-09-05 | 3 | 8774.1114
2024-09-05 | 4 | 8730.0611
2024-09-05 | 5 | 8791.4272
2024-09-05 | 6 | 8959.9069
2024-09-05 | 7 | 9138.7756
2024-09-05 | 8 | 9542.168
2024-09-05 | 9 | 9807.8163
2024-09-05 | 10 | 9985.5768
2024-09-05 | 11 | 10095.988
2024-09-05 | 12 | 10274.1614
2024-09-05 | 13 | 10410.0849
2024-09-05 | 14 | 10543.1814
2024-09-05 | 15 | 10629.002
2024-09-05 | 16 | 10693.671
2024-09-05 | 17 | 10772.4784
2024-09-05 | 18 | 10752.0873
2024-09-05 | 19 | 10569.3664
2024-09-05 | 20 | 10399.5059
2024-09-05 | 21 | 10269.6367
2024-09-05 | 22 | 10084.5024
2024-09-05 | 23 | 9783.664
2024-09-05 | 24 | 9457.1561
2024-09-06 | 1 | 9137.5797
2024-09-06 | 2 | 8947.9001
2024-09-06 | 3 | 8844.2914
2024-09-06 | 4 | 8786.1625
2024-09-06 | 5 | 8823.6408
2024-09-06 | 6 | 8997.2654
2024-09-06 | 7 | 9178.0128
2024-09-06 | 8 | 9596.6799
2024-09-06 | 9 | 9908.6152
2024-09-06 | 10 | 10113.2858
2024-09-06 | 11 | 10289.8017
2024-09-06 | 12 | 10386.8142
2024-09-06 | 13 | 10395.3417
2024-09-06 | 14 | 10445.0096
2024-09-06 | 15 | 10463.9623
2024-09-06 | 16 | 10569.007
2024-09-06 | 17 | 10511.4773
2024-09-06 | 18 | 10493.6448
2024-09-06 | 19 | 10280.9329
2024-09-06 | 20 | 10105.053
2024-09-06 | 21 | 10138.0195
2024-09-06 | 22 | 9913.2653
2024-09-06 | 23 | 9630.6873
2024-09-06 | 24 | 9328.3263
2024-09-07 | 1 | 9051.7233
2024-09-07 | 2 | 8886.7627
2024-09-07 | 3 | 8768.7527
2024-09-07 | 4 | 8708.9633
2024-09-07 | 5 | 8716.1321
2024-09-07 | 6 | 8796.3946
2024-09-07 | 7 | 8802.5558
2024-09-07 | 8 | 9002.896
2024-09-07 | 9 | 9165.4828
2024-09-07 | 10 | 9474.8058
2024-09-07 | 11 | 9710.7507
2024-09-07 | 12 | 9911.8693
2024-09-07 | 13 | 10002.4742
2024-09-07 | 14 | 10087.9186
2024-09-07 | 15 | 10088.57
2024-09-07 | 16 | 10135.9511
2024-09-07 | 17 | 10191.748
2024-09-07 | 18 | 10158.7062
2024-09-07 | 19 | 10034.4539
2024-09-07 | 20 | 9889.0622
2024-09-07 | 21 | 9879.7557
2024-09-07 | 22 | 9749.2174
2024-09-07 | 23 | 9539.4569
2024-09-07 | 24 | 9251.0641
2024-09-08 | 1 | 9018.0527
2024-09-08 | 2 | 8856.5679
2024-09-08 | 3 | 8726.3811
2024-09-08 | 4 | 8642.969
2024-09-08 | 5 | 8637.0264
2024-09-08 | 6 | 8715.1562
2024-09-08 | 7 | 8723.3713
2024-09-08 | 8 | 8887.2912
2024-09-08 | 9 | 9009.1204
2024-09-08 | 10 | 9297.3532
2024-09-08 | 11 | 9555.4532
2024-09-08 | 12 | 9802.955
2024-09-08 | 13 | 9982.3282
2024-09-08 | 14 | 10100.6124
2024-09-08 | 15 | 10075.8047
2024-09-08 | 16 | 10217.858
2024-09-08 | 17 | 10270.1418
2024-09-08 | 18 | 10338.0366
2024-09-08 | 19 | 10178.5368
2024-09-08 | 20 | 10016.1794
2024-09-08 | 21 | 9934.6927
2024-09-08 | 22 | 9776.7638
2024-09-08 | 23 | 9550.6156
2024-09-08 | 24 | 9204.7324
2024-09-09 | 1 | 8949.6322
2024-09-09 | 2 | 8893.0842
2024-09-09 | 3 | 8790.4866
2024-09-09 | 4 | 8737.6598
2024-09-09 | 5 | 8772.0112
2024-09-09 | 6 | 8919.2235
2024-09-09 | 7 | 9193.694
2024-09-09 | 8 | 9604.6336
2024-09-09 | 9 | 9816.1999
2024-09-09 | 10 | 10031.4131
2024-09-09 | 11 | 10212.8872
2024-09-09 | 12 | 10364.1671
2024-09-09 | 13 | 10490.9986
2024-09-09 | 14 | 10669.425
2024-09-09 | 15 | 10764.7796
2024-09-09 | 16 | 10825.38
2024-09-09 | 17 | 10945.8972
2024-09-09 | 18 | 10810.4175
2024-09-09 | 19 | 10505.9474
2024-09-09 | 20 | 10344.3012
2024-09-09 | 21 | 10379.3597
2024-09-09 | 22 | 10236.9705
2024-09-09 | 23 | 9905.6334
2024-09-09 | 24 | 9501.731
2024-09-10 | 1 | 9233.0761
2024-09-10 | 2 | 8988.8808
2024-09-10 | 3 | 8841.7842
2024-09-10 | 4 | 8759.3538
2024-09-10 | 5 | 8832.1
2024-09-10 | 6 | 9010.3023
2024-09-10 | 7 | 9222.9082
2024-09-10 | 8 | 9645.5334
2024-09-10 | 9 | 9848.4343
2024-09-10 | 10 | 9983.3176
2024-09-10 | 11 | 10060.979
2024-09-10 | 12 | 10071.2199
2024-09-10 | 13 | 10171.1278
2024-09-10 | 14 | 10180.8109
2024-09-10 | 15 | 10032.7994
2024-09-10 | 16 | 10057.9031
2024-09-10 | 17 | 10059.5969
2024-09-10 | 18 | 10120.4205
2024-09-10 | 19 | 9975.7256
2024-09-10 | 20 | 9845.1187
2024-09-10 | 21 | 9979.2142
2024-09-10 | 22 | 9822.3783
2024-09-10 | 23 | 9517.4438
2024-09-10 | 24 | 9187.3361
2024-09-11 | 1 | 8933.6602
2024-09-11 | 2 | 8743.4689
2024-09-11 | 3 | 8656.1901
2024-09-11 | 4 | 8583.9859
2024-09-11 | 5 | 8621.9602
2024-09-11 | 6 | 8785.4814
2024-09-11 | 7 | 9118.8367
2024-09-11 | 8 | 9548.7793
2024-09-11 | 9 | 9690.8085
2024-09-11 | 10 | 9817.9514
2024-09-11 | 11 | 9879.7994
2024-09-11 | 12 | 9917.632
2024-09-11 | 13 | 9950.6812
2024-09-11 | 14 | 9950.3098
2024-09-11 | 15 | 9912.5378
2024-09-11 | 16 | 9921.6073
2024-09-11 | 17 | 9962.9557
2024-09-11 | 18 | 9955.5302
2024-09-11 | 19 | 9803.0018
2024-09-11 | 20 | 9758.801
2024-09-11 | 21 | 9913.8473
2024-09-11 | 22 | 9767.4225
2024-09-11 | 23 | 9507.7864
2024-09-11 | 24 | 9174.1131
2024-09-12 | 1 | 8917.0697
2024-09-12 | 2 | 8786.2856
2024-09-12 | 3 | 8699.3695
2024-09-12 | 4 | 8668.4484
2024-09-12 | 5 | 8695.6895
2024-09-12 | 6 | 8842.8183
2024-09-12 | 7 | 9166.6519
2024-09-12 | 8 | 9587.2742
2024-09-12 | 9 | 9698.8428
2024-09-12 | 10 | 9833.9146
2024-09-12 | 11 | 9878.5352
2024-09-12 | 12 | 9897.0905
2024-09-12 | 13 | 9896.324
2024-09-12 | 14 | 9931.6399
2024-09-12 | 15 | 9947.0237
2024-09-12 | 16 | 9967.4511
2024-09-12 | 17 | 9978.3294
2024-09-12 | 18 | 9973.3679
2024-09-12 | 19 | 9872.955
2024-09-12 | 20 | 9811.0185
2024-09-12 | 21 | 9918.0836
2024-09-12 | 22 | 9761.3125
2024-09-12 | 23 | 9471.7104
2024-09-12 | 24 | 9171.9346
2024-09-13 | 1 | 8918.3077
2024-09-13 | 2 | 8755.8161
2024-09-13 | 3 | 8703.0176
2024-09-13 | 4 | 8651.6769
2024-09-13 | 5 | 8677.2563
2024-09-13 | 6 | 8862.2798
2024-09-13 | 7 | 9153.7398
2024-09-13 | 8 | 9569.6091
2024-09-13 | 9 | 9759.8153
2024-09-13 | 10 | 9889.3041
2024-09-13 | 11 | 9941.5087
2024-09-13 | 12 | 9955.7156
2024-09-13 | 13 | 10021.5683
2024-09-13 | 14 | 10013.1434
2024-09-13 | 15 | 10019.5442
2024-09-13 | 16 | 10069.5973
2024-09-13 | 17 | 10098.909
2024-09-13 | 18 | 10046.7492
2024-09-13 | 19 | 9877.021
2024-09-13 | 20 | 9823.2916
2024-09-13 | 21 | 9920.767
2024-09-13 | 22 | 9775.4009
2024-09-13 | 23 | 9506.3482
2024-09-13 | 24 | 9204.9394
2024-09-14 | 1 | 8948.9932
2024-09-14 | 2 | 8771.7329
2024-09-14 | 3 | 8662.4127
2024-09-14 | 4 | 8599.5099
2024-09-14 | 5 | 8597.5827
2024-09-14 | 6 | 8663.9703
2024-09-14 | 7 | 8805.648
2024-09-14 | 8 | 8963.7862
2024-09-14 | 9 | 9047.4659
2024-09-14 | 10 | 9283.8929
2024-09-14 | 11 | 9436.2483
2024-09-14 | 12 | 9515.6297
2024-09-14 | 13 | 9542.8393
2024-09-14 | 14 | 9507.402
2024-09-14 | 15 | 9471.0935
2024-09-14 | 16 | 9476.3012
2024-09-14 | 17 | 9502.5323
2024-09-14 | 18 | 9562.3982
2024-09-14 | 19 | 9544.6792
2024-09-14 | 20 | 9481.1568
2024-09-14 | 21 | 9614.5367
2024-09-14 | 22 | 9514.6892
2024-09-14 | 23 | 9330.5586
2024-09-14 | 24 | 9090.6998
2024-09-15 | 1 | 8868.521
2024-09-15 | 2 | 8745.7911
2024-09-15 | 3 | 8654.1412
2024-09-15 | 4 | 8607.8289
2024-09-15 | 5 | 8591.5929
2024-09-15 | 6 | 8665.1793
2024-09-15 | 7 | 8741.7169
2024-09-15 | 8 | 8893.6158
2024-09-15 | 9 | 8943.0967
2024-09-15 | 10 | 9120.7904
2024-09-15 | 11 | 9300.203
2024-09-15 | 12 | 9374.6016
2024-09-15 | 13 | 9404.0558
2024-09-15 | 14 | 9423.2524
2024-09-15 | 15 | 9408.8138
2024-09-15 | 16 | 9485.3312
2024-09-15 | 17 | 9577.3603
2024-09-15 | 18 | 9655.4318
2024-09-15 | 19 | 9588.4285
2024-09-15 | 20 | 9543.9353
2024-09-15 | 21 | 9659.1963
2024-09-15 | 22 | 9545.8374
2024-09-15 | 23 | 9315.1158
2024-09-15 | 24 | 9016.8543
2024-09-16 | 1 | 8778.2897
2024-09-16 | 2 | 8692.5004
2024-09-16 | 3 | 8612.7508
2024-09-16 | 4 | 8581.6692
2024-09-16 | 5 | 8615.0609
2024-09-16 | 6 | 8804.4261
2024-09-16 | 7 | 9099.0317
2024-09-16 | 8 | 9506.9209
2024-09-16 | 9 | 9708.0594
2024-09-16 | 10 | 9837.9229
2024-09-16 | 11 | 9918.8916
2024-09-16 | 12 | 10023.083
2024-09-16 | 13 | 10026.8267
2024-09-16 | 14 | 10006.0643
2024-09-16 | 15 | 10017.1475
2024-09-16 | 16 | 10029.7117
2024-09-16 | 17 | 10026.8668
2024-09-16 | 18 | 9994.1381
2024-09-16 | 19 | 9871.6257
2024-09-16 | 20 | 9866.3704
2024-09-16 | 21 | 10000.0162
2024-09-16 | 22 | 9843.9895
2024-09-16 | 23 | 9541.5894
2024-09-16 | 24 | 9218.3683
2024-09-17 | 1 | 8953.1833
2024-09-17 | 2 | 8786.4083
2024-09-17 | 3 | 8692.009
2024-09-17 | 4 | 8661.3012
2024-09-17 | 5 | 8687.0958
2024-09-17 | 6 | 8855.161
2024-09-17 | 7 | 9204.4569
2024-09-17 | 8 | 9653.1453
2024-09-17 | 9 | 9781.8316
2024-09-17 | 10 | 9921.296
2024-09-17 | 11 | 9952.0762
2024-09-17 | 12 | 9954.9927
2024-09-17 | 13 | 9891.238
2024-09-17 | 14 | 9913.9521
2024-09-17 | 15 | 9912.2794
2024-09-17 | 16 | 9895.5783
2024-09-17 | 17 | 9955.8145
2024-09-17 | 18 | 9983.8817
2024-09-17 | 19 | 9934.4062
2024-09-17 | 20 | 9929.8287
2024-09-17 | 21 | 10041.7214
2024-09-17 | 22 | 9884.7835
2024-09-17 | 23 | 9598.4383
2024-09-17 | 24 | 9272.9263
2024-09-18 | 1 | 9053.4934
2024-09-18 | 2 | 8858.0936
2024-09-18 | 3 | 8799.5036
2024-09-18 | 4 | 8775.0784
2024-09-18 | 5 | 8841.9312
2024-09-18 | 6 | 8993.6184
2024-09-18 | 7 | 9319.0519
2024-09-18 | 8 | 9749.6459
2024-09-18 | 9 | 9902.7334
2024-09-18 | 10 | 10034.8029
2024-09-18 | 11 | 10065.2063
2024-09-18 | 12 | 10039.6425
2024-09-18 | 13 | 10054.1929
2024-09-18 | 14 | 10052.5389
2024-09-18 | 15 | 10030.3356
2024-09-18 | 16 | 10033.9197
2024-09-18 | 17 | 10083.4424
2024-09-18 | 18 | 10150.6423
2024-09-18 | 19 | 10203.7469
2024-09-18 | 20 | 10213.8378
2024-09-18 | 21 | 10305.6107
2024-09-18 | 22 | 10150.4947
2024-09-18 | 23 | 9822.255
2024-09-18 | 24 | 9471.1531
2024-09-19 | 1 | 9200.6825
2024-09-19 | 2 | 9054.4143
2024-09-19 | 3 | 8943.0434
2024-09-19 | 4 | 8895.2545
2024-09-19 | 5 | 8914.1208
2024-09-19 | 6 | 9042.5003
2024-09-19 | 7 | 9364.2352
2024-09-19 | 8 | 9766.0236
2024-09-19 | 9 | 9951.4139
2024-09-19 | 10 | 10105.8303
2024-09-19 | 11 | 10114.0616
2024-09-19 | 12 | 10098.7421
2024-09-19 | 13 | 10085.7022
2024-09-19 | 14 | 9999.2275
2024-09-19 | 15 | 9978.8442
2024-09-19 | 16 | 10002.4351
2024-09-19 | 17 | 9995.205
2024-09-19 | 18 | 10018.6152
2024-09-19 | 19 | 9996.3006
2024-09-19 | 20 | 10090.8256
2024-09-19 | 21 | 10169.1223
2024-09-19 | 22 | 10050.0969
2024-09-19 | 23 | 9771.5412
2024-09-19 | 24 | 9455.407
2024-09-20 | 1 | 9222.5931
2024-09-20 | 2 | 9064.3888
2024-09-20 | 3 | 8984.2822
2024-09-20 | 4 | 8947.1374
2024-09-20 | 5 | 8981.5592
2024-09-20 | 6 | 9113.7289
2024-09-20 | 7 | 9411.1131
2024-09-20 | 8 | 9769.4039
2024-09-20 | 9 | 9924.877
2024-09-20 | 10 | 10026.5486
2024-09-20 | 11 | 9993.9161
2024-09-20 | 12 | 9913.8455
2024-09-20 | 13 | 9828.9545
2024-09-20 | 14 | 9801.1475
2024-09-20 | 15 | 9750.1836
2024-09-20 | 16 | 9759.1529
2024-09-20 | 17 | 9745.7214
2024-09-20 | 18 | 9799.3578
2024-09-20 | 19 | 9723.1385
2024-09-20 | 20 | 9794.8042
2024-09-20 | 21 | 9905.086
2024-09-20 | 22 | 9778.8043
2024-09-20 | 23 | 9530.03
2024-09-20 | 24 | 9218.2319
2024-09-21 | 1 | 8953.4222
2024-09-21 | 2 | 8754.8049
2024-09-21 | 3 | 8657.2585
2024-09-21 | 4 | 8606.2616
2024-09-21 | 5 | 8607.0144
2024-09-21 | 6 | 8678.0762
2024-09-21 | 7 | 8854.3171
2024-09-21 | 8 | 9017.1191
2024-09-21 | 9 | 9095.7647
2024-09-21 | 10 | 9279.397
2024-09-21 | 11 | 9393.7591
2024-09-21 | 12 | 9463.8573
2024-09-21 | 13 | 9445.28
2024-09-21 | 14 | 9440.1817
2024-09-21 | 15 | 9426.0509
2024-09-21 | 16 | 9418.8505
2024-09-21 | 17 | 9508.5752
2024-09-21 | 18 | 9535.5675
2024-09-21 | 19 | 9515.5065
2024-09-21 | 20 | 9586.4014
2024-09-21 | 21 | 9644.4844
2024-09-21 | 22 | 9537.0238
2024-09-21 | 23 | 9369.8329
2024-09-21 | 24 | 9093.1987
2024-09-22 | 1 | 8867.0266
2024-09-22 | 2 | 8711.1457
2024-09-22 | 3 | 8607.8512
2024-09-22 | 4 | 8593.3569
2024-09-22 | 5 | 8587.9717
2024-09-22 | 6 | 8664.43
2024-09-22 | 7 | 8801.1846
2024-09-22 | 8 | 8896.041
2024-09-22 | 9 | 8965.5135
2024-09-22 | 10 | 9148.3719
2024-09-22 | 11 | 9284.4108
2024-09-22 | 12 | 9404.4343
2024-09-22 | 13 | 9461.666
2024-09-22 | 14 | 9486.6291
2024-09-22 | 15 | 9505.6531
2024-09-22 | 16 | 9482.0128
2024-09-22 | 17 | 9517.4273
2024-09-22 | 18 | 9506.9497
2024-09-22 | 19 | 9547.246
2024-09-22 | 20 | 9618.6598
2024-09-22 | 21 | 9692.8904
2024-09-22 | 22 | 9568.9431
2024-09-22 | 23 | 9342.1099
2024-09-22 | 24 | 9051.3164
2024-09-23 | 1 | 8822.5544
2024-09-23 | 2 | 8764.5133
2024-09-23 | 3 | 8659.3891
2024-09-23 | 4 | 8637.8086
2024-09-23 | 5 | 8673.0597
2024-09-23 | 6 | 8839.9013
2024-09-23 | 7 | 9210.1263
2024-09-23 | 8 | 9598.7958
2024-09-23 | 9 | 9770.6062
2024-09-23 | 10 | 9879.8285
2024-09-23 | 11 | 9857.8855
2024-09-23 | 12 | 9839.6914
2024-09-23 | 13 | 9811.5573
2024-09-23 | 14 | 9819.6833
2024-09-23 | 15 | 9870.0728
2024-09-23 | 16 | 9844.7179
2024-09-23 | 17 | 9894.8036
2024-09-23 | 18 | 9938.4821
2024-09-23 | 19 | 9855.9507
2024-09-23 | 20 | 9915.5773
2024-09-23 | 21 | 9982.8637
2024-09-23 | 22 | 9826.9776
2024-09-23 | 23 | 9513.9637
2024-09-23 | 24 | 9187.9705
2024-09-24 | 1 | 8942.8141
2024-09-24 | 2 | 8743.2939
2024-09-24 | 3 | 8722.2836
2024-09-24 | 4 | 8710.8212
2024-09-24 | 5 | 8727.5739
2024-09-24 | 6 | 8846.5706
2024-09-24 | 7 | 9189.313
2024-09-24 | 8 | 9530.7751
2024-09-24 | 9 | 9710.5896
2024-09-24 | 10 | 9804.8513
2024-09-24 | 11 | 9884.9136
2024-09-24 | 12 | 9860.3128
2024-09-24 | 13 | 9875.9053
2024-09-24 | 14 | 9844.1119
2024-09-24 | 15 | 9885.4402
2024-09-24 | 16 | 9932.4959
2024-09-24 | 17 | 9967.2231
2024-09-24 | 18 | 9954.2148
2024-09-24 | 19 | 9866.3579
2024-09-24 | 20 | 9940.108
2024-09-24 | 21 | 9957.3175
2024-09-24 | 22 | 9815.2847
2024-09-24 | 23 | 9519.8656
2024-09-24 | 24 | 9184.1984
2024-09-25 | 1 | 8934.886
2024-09-25 | 2 | 8753.6189
2024-09-25 | 3 | 8653.1652
2024-09-25 | 4 | 8641.9213
2024-09-25 | 5 | 8721.6499
2024-09-25 | 6 | 8896.6471
2024-09-25 | 7 | 9291.8742
2024-09-25 | 8 | 9672.4979
2024-09-25 | 9 | 9859.6029
2024-09-25 | 10 | 9928.4599
2024-09-25 | 11 | 9948.298
2024-09-25 | 12 | 9944.149
2024-09-25 | 13 | 9922.4128
2024-09-25 | 14 | 9910.8926
2024-09-25 | 15 | 9928.4172
2024-09-25 | 16 | 9897.0034
2024-09-25 | 17 | 9909.5331
2024-09-25 | 18 | 9943.5888
2024-09-25 | 19 | 9899.1397
2024-09-25 | 20 | 10017.0833
2024-09-25 | 21 | 10074.3341
2024-09-25 | 22 | 9946.4431
2024-09-25 | 23 | 9686.1601
2024-09-25 | 24 | 9349.5039
2024-09-26 | 1 | 9147.8566
2024-09-26 | 2 | 8951.7625
2024-09-26 | 3 | 8934.1887
2024-09-26 | 4 | 8838.3447
2024-09-26 | 5 | 8905.5447
2024-09-26 | 6 | 9083.4428
2024-09-26 | 7 | 9530.9269
2024-09-26 | 8 | 9898.3707
2024-09-26 | 9 | 10061.5938
2024-09-26 | 10 | 10059.9612
2024-09-26 | 11 | 9982.9537
2024-09-26 | 12 | 9977.4563
2024-09-26 | 13 | 9896.8169
2024-09-26 | 14 | 9862.8963
2024-09-26 | 15 | 9814.9014
2024-09-26 | 16 | 9814.4563
2024-09-26 | 17 | 9862.9468
2024-09-26 | 18 | 9853.2392
2024-09-26 | 19 | 9774.0847
2024-09-26 | 20 | 9884.5118
2024-09-26 | 21 | 9923.472
2024-09-26 | 22 | 9816.1539
2024-09-26 | 23 | 9544.5278
2024-09-26 | 24 | 9230.8098
2024-09-27 | 1 | 8967.5952
2024-09-27 | 2 | 8778.2493
2024-09-27 | 3 | 8684.472
2024-09-27 | 4 | 8649.1468
2024-09-27 | 5 | 8673.43
2024-09-27 | 6 | 8842.3273
2024-09-27 | 7 | 9225.933
2024-09-27 | 8 | 9510.9542
2024-09-27 | 9 | 9737.3588
2024-09-27 | 10 | 9883.2652
2024-09-27 | 11 | 9940.7242
2024-09-27 | 12 | 9964.3022
2024-09-27 | 13 | 9911.4081
2024-09-27 | 14 | 9929.1777
2024-09-27 | 15 | 9935.2528
2024-09-27 | 16 | 10087.5828
2024-09-27 | 17 | 10084.607
2024-09-27 | 18 | 10063.6442
2024-09-27 | 19 | 9916.7394
2024-09-27 | 20 | 9968.4493
2024-09-27 | 21 | 9971.9832
2024-09-27 | 22 | 9824.7352
2024-09-27 | 23 | 9549.6471
2024-09-27 | 24 | 9250.3697
2024-09-28 | 1 | 8980.8814
2024-09-28 | 2 | 8800.7385
2024-09-28 | 3 | 8689.5053
2024-09-28 | 4 | 8664.3702
2024-09-28 | 5 | 8667.9307
2024-09-28 | 6 | 8749.0438
2024-09-28 | 7 | 8914.3211
2024-09-28 | 8 | 9062.1485
2024-09-28 | 9 | 9155.2162
2024-09-28 | 10 | 9354.4629
2024-09-28 | 11 | 9419.2408
2024-09-28 | 12 | 9469.8352
2024-09-28 | 13 | 9470.3561
2024-09-28 | 14 | 9465.5484
2024-09-28 | 15 | 9470.5107
2024-09-28 | 16 | 9476.5609
2024-09-28 | 17 | 9508.782
2024-09-28 | 18 | 9543.201
2024-09-28 | 19 | 9524.2201
2024-09-28 | 20 | 9654.7044
2024-09-28 | 21 | 9679.3449
2024-09-28 | 22 | 9556.528
2024-09-28 | 23 | 9365.3894
2024-09-28 | 24 | 9129.0451
2024-09-29 | 1 | 8905.4736
2024-09-29 | 2 | 8763.8457
2024-09-29 | 3 | 8659.3377
2024-09-29 | 4 | 8607.3204
2024-09-29 | 5 | 8613.7423
2024-09-29 | 6 | 8657.4871
2024-09-29 | 7 | 8815.836
2024-09-29 | 8 | 8870.3355
2024-09-29 | 9 | 8980.5503
2024-09-29 | 10 | 9161.99
2024-09-29 | 11 | 9219.9215
2024-09-29 | 12 | 9287.0121
2024-09-29 | 13 | 9321.7612
2024-09-29 | 14 | 9339.7883
2024-09-29 | 15 | 9329.9656
2024-09-29 | 16 | 9346.8094
2024-09-29 | 17 | 9420.6782
2024-09-29 | 18 | 9526.2287
2024-09-29 | 19 | 9537.2006
2024-09-29 | 20 | 9699.5761
2024-09-29 | 21 | 9719.1553
2024-09-29 | 22 | 9622.3167
2024-09-29 | 23 | 9455.5829
2024-09-29 | 24 | 9166.1075
2024-09-30 | 1 | 8886.5827
2024-09-30 | 2 | 8804.8237
2024-09-30 | 3 | 8735.3553
2024-09-30 | 4 | 8730.8663
2024-09-30 | 5 | 8770.6046
2024-09-30 | 6 | 8956.0712
2024-09-30 | 7 | 9355.1785
2024-09-30 | 8 | 9702.1425
2024-09-30 | 9 | 9917.4685
2024-09-30 | 10 | 9941.0838
2024-09-30 | 11 | 9908.2874
2024-09-30 | 12 | 9865.0421
2024-09-30 | 13 | 9824.8891
2024-09-30 | 14 | 9811.5618
2024-09-30 | 15 | 9798.0766
2024-09-30 | 16 | 9795.5954
2024-09-30 | 17 | 9838.1592
2024-09-30 | 18 | 9874.6457
2024-09-30 | 19 | 9831.9883
2024-09-30 | 20 | 10007.8323
2024-09-30 | 21 | 10026.505
2024-09-30 | 22 | 9885.0059
2024-09-30 | 23 | 9593.4925
2024-09-30 | 24 | 9247.8383
2024-10-01 | 1 | 8990.3921
2024-10-01 | 2 | 9016.4032
2024-10-01 | 3 | 8946.8739
2024-10-01 | 4 | 8962.3756
2024-10-01 | 5 | 8997.6584
2024-10-01 | 6 | 9163.1347
2024-10-01 | 7 | 9535.8972
2024-10-01 | 8 | 9900.8318
2024-10-01 | 9 | 10106.7072
2024-10-01 | 10 | 10186.9467
2024-10-01 | 11 | 10154.9985
2024-10-01 | 12 | 10109.8999
2024-10-01 | 13 | 10065.1967
2024-10-01 | 14 | 10051.3837
2024-10-01 | 15 | 10041.2381
2024-10-01 | 16 | 10033.5651
2024-10-01 | 17 | 10064.7112
2024-10-01 | 18 | 10112.2991
2024-10-01 | 19 | 10068.9213
2024-10-01 | 20 | 10273.6119
2024-10-01 | 21 | 10311.138
2024-10-01 | 22 | 10173.6201
2024-10-01 | 23 | 9923.3156
2024-10-01 | 24 | 9579.4815
2024-10-02 | 1 | 9336.5724
2024-10-02 | 2 | 9167.8118
2024-10-02 | 3 | 9064.8079
2024-10-02 | 4 | 9039.7444
2024-10-02 | 5 | 9117.4945
2024-10-02 | 6 | 9250.283
2024-10-02 | 7 | 9572.8902
2024-10-02 | 8 | 9916.8927
2024-10-02 | 9 | 10158.5672
2024-10-02 | 10 | 10182.0644
2024-10-02 | 11 | 10133.4427
2024-10-02 | 12 | 10104.2353
2024-10-02 | 13 | 10030.7144
2024-10-02 | 14 | 10011.9919
2024-10-02 | 15 | 10034.4008
2024-10-02 | 16 | 10001.176
2024-10-02 | 17 | 10013.7669
2024-10-02 | 18 | 10076.1544
2024-10-02 | 19 | 10011.6645
2024-10-02 | 20 | 10186.4299
2024-10-02 | 21 | 10218.473
2024-10-02 | 22 | 10126.2152
2024-10-02 | 23 | 9836.2593
2024-10-02 | 24 | 9512.2186
2024-10-03 | 1 | 9236.1621
2024-10-03 | 2 | 9112.0897
2024-10-03 | 3 | 9030.4013
2024-10-03 | 4 | 9005.0257
2024-10-03 | 5 | 9030.6985
2024-10-03 | 6 | 9212.6458
2024-10-03 | 7 | 9579.0307
2024-10-03 | 8 | 9932.7524
2024-10-03 | 9 | 10167.5903
2024-10-03 | 10 | 10211.2232
2024-10-03 | 11 | 10136.7667
2024-10-03 | 12 | 10099.7587
2024-10-03 | 13 | 10059.0678
2024-10-03 | 14 | 10065.879
2024-10-03 | 15 | 10059.6613
2024-10-03 | 16 | 10057.6388
2024-10-03 | 17 | 10094.6012
2024-10-03 | 18 | 10073.1264
2024-10-03 | 19 | 9983.9329
2024-10-03 | 20 | 10171.6
2024-10-03 | 21 | 10151.4982
2024-10-03 | 22 | 10051.8024
2024-10-03 | 23 | 9758.0119
2024-10-03 | 24 | 9449.2744
2024-10-04 | 1 | 9195.1394
2024-10-04 | 2 | 9023.3217
2024-10-04 | 3 | 8956.2335
2024-10-04 | 4 | 8915.734
2024-10-04 | 5 | 8900.2626
2024-10-04 | 6 | 9089.2089
2024-10-04 | 7 | 9446.4888
2024-10-04 | 8 | 9720.6167
2024-10-04 | 9 | 9970.56
2024-10-04 | 10 | 10067.5515
2024-10-04 | 11 | 10075.1113
2024-10-04 | 12 | 10073.8927
2024-10-04 | 13 | 10050.7007
2024-10-04 | 14 | 10047.3508
2024-10-04 | 15 | 10031.0292
2024-10-04 | 16 | 10036.7358
2024-10-04 | 17 | 10060.7764
2024-10-04 | 18 | 10057.8204
2024-10-04 | 19 | 9969.7037
2024-10-04 | 20 | 10155.8017
2024-10-04 | 21 | 10129.83
2024-10-04 | 22 | 10039.3647
2024-10-04 | 23 | 9739.7753
2024-10-04 | 24 | 9473.2299
2024-10-05 | 1 | 9227.2912
2024-10-05 | 2 | 9035.0632
2024-10-05 | 3 | 8930.7955
2024-10-05 | 4 | 8897.9072
2024-10-05 | 5 | 8925.2094
2024-10-05 | 6 | 8976.1996
2024-10-05 | 7 | 9141.8663
2024-10-05 | 8 | 9224.5223
2024-10-05 | 9 | 9405.0092
2024-10-05 | 10 | 9544.8217
2024-10-05 | 11 | 9627.1538
2024-10-05 | 12 | 9684.5495
2024-10-05 | 13 | 9658.9036
2024-10-05 | 14 | 9662.7688
2024-10-05 | 15 | 9653.2494
2024-10-05 | 16 | 9652.9519
2024-10-05 | 17 | 9705.3492
2024-10-05 | 18 | 9751.4465
2024-10-05 | 19 | 9721.0315
2024-10-05 | 20 | 9888.5737
2024-10-05 | 21 | 9874.2165
2024-10-05 | 22 | 9765.6792
2024-10-05 | 23 | 9580.7235
2024-10-05 | 24 | 9341.2323
2024-10-06 | 1 | 9109.5428
2024-10-06 | 2 | 8953.7022
2024-10-06 | 3 | 8849.6596
2024-10-06 | 4 | 8767.82
2024-10-06 | 5 | 8764.0213
2024-10-06 | 6 | 8841.564
2024-10-06 | 7 | 8977.8148
2024-10-06 | 8 | 9025.1974
2024-10-06 | 9 | 9144.9348
2024-10-06 | 10 | 9295.1543
2024-10-06 | 11 | 9451.0681
2024-10-06 | 12 | 9568.0457
2024-10-06 | 13 | 9518.4548
2024-10-06 | 14 | 9562.3302
2024-10-06 | 15 | 9609.2523
2024-10-06 | 16 | 9627.9203
2024-10-06 | 17 | 9677.0733
2024-10-06 | 18 | 9800.759
2024-10-06 | 19 | 9751.4146
2024-10-06 | 20 | 9909.2363
2024-10-06 | 21 | 9849.0604
2024-10-06 | 22 | 9736.0858
2024-10-06 | 23 | 9494.323
2024-10-06 | 24 | 9200.1345
2024-10-07 | 1 | 8974.6752
2024-10-07 | 2 | 8890.9096
2024-10-07 | 3 | 8812.7306
2024-10-07 | 4 | 8786.0524
2024-10-07 | 5 | 8808.8629
2024-10-07 | 6 | 8975.1299
2024-10-07 | 7 | 9371.7003
2024-10-07 | 8 | 9697.4688
2024-10-07 | 9 | 9910.5429
2024-10-07 | 10 | 9990.4155
2024-10-07 | 11 | 10015.2466
2024-10-07 | 12 | 10033.0311
2024-10-07 | 13 | 10039.6877
2024-10-07 | 14 | 10061.2954
2024-10-07 | 15 | 10082.532
2024-10-07 | 16 | 10167.2322
2024-10-07 | 17 | 10130.8938
2024-10-07 | 18 | 10139.2774
2024-10-07 | 19 | 10024.031
2024-10-07 | 20 | 10165.6613
2024-10-07 | 21 | 10107.0175
2024-10-07 | 22 | 9960.1951
2024-10-07 | 23 | 9662.0119
2024-10-07 | 24 | 9326.2192
2024-10-08 | 1 | 9071.8104
2024-10-08 | 2 | 8912.0722
2024-10-08 | 3 | 8820.1164
2024-10-08 | 4 | 8775.5053
2024-10-08 | 5 | 8859.7318
2024-10-08 | 6 | 9007.5161
2024-10-08 | 7 | 9372.8477
2024-10-08 | 8 | 9669.1697
2024-10-08 | 9 | 9911.8264
2024-10-08 | 10 | 9999.5548
2024-10-08 | 11 | 10040.7912
2024-10-08 | 12 | 10067.9107
2024-10-08 | 13 | 10069.6579
2024-10-08 | 14 | 10099.929
2024-10-08 | 15 | 10121.4037
2024-10-08 | 16 | 10134.396
2024-10-08 | 17 | 10142.8805
2024-10-08 | 18 | 10129.0055
2024-10-08 | 19 | 10028.7165
2024-10-08 | 20 | 10167.4608
2024-10-08 | 21 | 10096.3021
2024-10-08 | 22 | 9955.868
2024-10-08 | 23 | 9655.3587
2024-10-08 | 24 | 9303.1177
2024-10-09 | 1 | 9031.4092
2024-10-09 | 2 | 8851.6501
2024-10-09 | 3 | 8765.5929
2024-10-09 | 4 | 8734.4755
2024-10-09 | 5 | 8803.7506
2024-10-09 | 6 | 8969.555
2024-10-09 | 7 | 9315.0159
2024-10-09 | 8 | 9591.6864
2024-10-09 | 9 | 9841.2795
2024-10-09 | 10 | 9955.5727
2024-10-09 | 11 | 10015.8939
2024-10-09 | 12 | 10073.8012
2024-10-09 | 13 | 10159.258
2024-10-09 | 14 | 10112.1767
2024-10-09 | 15 | 10091.4788
2024-10-09 | 16 | 10044.6565
2024-10-09 | 17 | 10120.0643
2024-10-09 | 18 | 10097.2661
2024-10-09 | 19 | 10046.6805
2024-10-09 | 20 | 10175.4235
2024-10-09 | 21 | 10111.6679
2024-10-09 | 22 | 9970.9045
2024-10-09 | 23 | 9679.4879
2024-10-09 | 24 | 9335.9164
2024-10-10 | 1 | 9071.0704
2024-10-10 | 2 | 8935.9156
2024-10-10 | 3 | 8833.3069
2024-10-10 | 4 | 8786.2804
2024-10-10 | 5 | 8822.6819
2024-10-10 | 6 | 8983.3565
2024-10-10 | 7 | 9356.976
2024-10-10 | 8 | 9665.8703
2024-10-10 | 9 | 9958.5483
2024-10-10 | 10 | 10043.4321
2024-10-10 | 11 | 10090.1226
2024-10-10 | 12 | 10099.4252
2024-10-10 | 13 | 10107.1151
2024-10-10 | 14 | 10128.0305
2024-10-10 | 15 | 10025.7867
2024-10-10 | 16 | 10095.3928
2024-10-10 | 17 | 10135.3157
2024-10-10 | 18 | 10106.5297
2024-10-10 | 19 | 10083.4203
2024-10-10 | 20 | 10189.6385
2024-10-10 | 21 | 10124.111
2024-10-10 | 22 | 10025.1708
2024-10-10 | 23 | 9728.8188
2024-10-10 | 24 | 9422.3233
2024-10-11 | 1 | 9170.1313
2024-10-11 | 2 | 8981.5807
2024-10-11 | 3 | 8888.7726
2024-10-11 | 4 | 8842.9864
2024-10-11 | 5 | 8881.1929
2024-10-11 | 6 | 9036.1665
2024-10-11 | 7 | 9386.9392
2024-10-11 | 8 | 9622.5221
2024-10-11 | 9 | 9930.7388
2024-10-11 | 10 | 10079.8183
2024-10-11 | 11 | 10144.5758
2024-10-11 | 12 | 10078.2106
2024-10-11 | 13 | 10043.98
2024-10-11 | 14 | 10027.3644
2024-10-11 | 15 | 10038.6939
2024-10-11 | 16 | 10060.2576
2024-10-11 | 17 | 10077.0124
2024-10-11 | 18 | 10151.1211
2024-10-11 | 19 | 10090.9168
2024-10-11 | 20 | 10246.6801
2024-10-11 | 21 | 10144.4948
2024-10-11 | 22 | 10007.4074
2024-10-11 | 23 | 9748.0643
2024-10-11 | 24 | 9452.3028
2024-10-12 | 1 | 9189.8457
2024-10-12 | 2 | 9016.5496
2024-10-12 | 3 | 8906.5497
2024-10-12 | 4 | 8856.2725
2024-10-12 | 5 | 8861.5557
2024-10-12 | 6 | 8932.1866
2024-10-12 | 7 | 9083.2325
2024-10-12 | 8 | 9090.7015
2024-10-12 | 9 | 9343.2276
2024-10-12 | 10 | 9569.2916
2024-10-12 | 11 | 9715.1052
2024-10-12 | 12 | 9798.3368
2024-10-12 | 13 | 9810.8656
2024-10-12 | 14 | 9797.4115
2024-10-12 | 15 | 9716.0457
2024-10-12 | 16 | 9653.9966
2024-10-12 | 17 | 9723.5337
2024-10-12 | 18 | 9783.6576
2024-10-12 | 19 | 9884.0124
2024-10-12 | 20 | 10016.7284
2024-10-12 | 21 | 9958.9095
2024-10-12 | 22 | 9847.2762
2024-10-12 | 23 | 9641.0541
2024-10-12 | 24 | 9396.3203
2024-10-13 | 1 | 9173.0023
2024-10-13 | 2 | 9014.164
2024-10-13 | 3 | 8909.8782
2024-10-13 | 4 | 8869.6855
2024-10-13 | 5 | 8885.8816
2024-10-13 | 6 | 8953.6984
2024-10-13 | 7 | 9088.2835
2024-10-13 | 8 | 9103.2912
2024-10-13 | 9 | 9332.9582
2024-10-13 | 10 | 9471.8392
2024-10-13 | 11 | 9560.1076
2024-10-13 | 12 | 9573.8515
2024-10-13 | 13 | 9596.8015
2024-10-13 | 14 | 9665.0597
2024-10-13 | 15 | 9651.0847
2024-10-13 | 16 | 9653.2734
2024-10-13 | 17 | 9740.2088
2024-10-13 | 18 | 9891.7389
2024-10-13 | 19 | 9986.6499
2024-10-13 | 20 | 10163.2677
2024-10-13 | 21 | 10080.2154
2024-10-13 | 22 | 9963.9281
2024-10-13 | 23 | 9740.9116
2024-10-13 | 24 | 9457.8432
2024-10-14 | 1 | 9232.1447
2024-10-14 | 2 | 9203.0659
2024-10-14 | 3 | 9079.751
2024-10-14 | 4 | 9037.6003
2024-10-14 | 5 | 9047.2103
2024-10-14 | 6 | 9087.1601
2024-10-14 | 7 | 9187.5976
2024-10-14 | 8 | 9248.6378
2024-10-14 | 9 | 9477.3619
2024-10-14 | 10 | 9611.2697
2024-10-14 | 11 | 9688.1926
2024-10-14 | 12 | 9695.9859
2024-10-14 | 13 | 9715.6797
2024-10-14 | 14 | 9739.9313
2024-10-14 | 15 | 9744.4939
2024-10-14 | 16 | 9639.4445
2024-10-14 | 17 | 9748.0699
2024-10-14 | 18 | 9781.9743
2024-10-14 | 19 | 9912.9744
2024-10-14 | 20 | 10070.0128
2024-10-14 | 21 | 10000.9255
2024-10-14 | 22 | 9901.2723
2024-10-14 | 23 | 9720.1188
2024-10-14 | 24 | 9471.0531
2024-10-15 | 1 | 9223.9237
2024-10-15 | 2 | 9083.7391
2024-10-15 | 3 | 9017.8256
2024-10-15 | 4 | 8978.7275
2024-10-15 | 5 | 9011.5089
2024-10-15 | 6 | 9174.1659
2024-10-15 | 7 | 9512.8889
2024-10-15 | 8 | 9903.041
2024-10-15 | 9 | 10232.8482
2024-10-15 | 10 | 10209.4642
2024-10-15 | 11 | 10255.6255
2024-10-15 | 12 | 10281.375
2024-10-15 | 13 | 10213.283
2024-10-15 | 14 | 10138.7648
2024-10-15 | 15 | 10151.2877
2024-10-15 | 16 | 10118.7994
2024-10-15 | 17 | 10117.5435
2024-10-15 | 18 | 10221.105
2024-10-15 | 19 | 10296.301
2024-10-15 | 20 | 10445.4494
2024-10-15 | 21 | 10381.0728
2024-10-15 | 22 | 10212.6415
2024-10-15 | 23 | 9941.2584
2024-10-15 | 24 | 9649.1775
2024-10-16 | 1 | 9408.1065
2024-10-16 | 2 | 9189.1323
2024-10-16 | 3 | 9143.3579
2024-10-16 | 4 | 9108.2614
2024-10-16 | 5 | 9136.3096
2024-10-16 | 6 | 9277.7031
2024-10-16 | 7 | 9640.9464
2024-10-16 | 8 | 10082.6801
2024-10-16 | 9 | 10392.2573
2024-10-16 | 10 | 10322.8315
2024-10-16 | 11 | 10304.7798
2024-10-16 | 12 | 10222.8192
2024-10-16 | 13 | 10186.1932
2024-10-16 | 14 | 10178.0453
2024-10-16 | 15 | 10148.5157
2024-10-16 | 16 | 10112.8294
2024-10-16 | 17 | 10159.5935
2024-10-16 | 18 | 10296.71
2024-10-16 | 19 | 10342.3624
2024-10-16 | 20 | 10463.3725
2024-10-16 | 21 | 10424.117
2024-10-16 | 22 | 10293.2101
2024-10-16 | 23 | 10021.4237
2024-10-16 | 24 | 9694.4151
2024-10-17 | 1 | 9411.4548
2024-10-17 | 2 | 9253.6514
2024-10-17 | 3 | 9148.102
2024-10-17 | 4 | 9085.3025
2024-10-17 | 5 | 9071.32
2024-10-17 | 6 | 9193.7479
2024-10-17 | 7 | 9513.7102
2024-10-17 | 8 | 9968.4009
2024-10-17 | 9 | 10329.7965
2024-10-17 | 10 | 10296.8785
2024-10-17 | 11 | 10292.5179
2024-10-17 | 12 | 10319.7713
2024-10-17 | 13 | 10205.6324
2024-10-17 | 14 | 10174.9969
2024-10-17 | 15 | 10158.6434
2024-10-17 | 16 | 10178.6593
2024-10-17 | 17 | 10264.9379
2024-10-17 | 18 | 10286.286
2024-10-17 | 19 | 10394.6223
2024-10-17 | 20 | 10530.3146
2024-10-17 | 21 | 10482.0497
2024-10-17 | 22 | 10324.0097
2024-10-17 | 23 | 10049.9866
2024-10-17 | 24 | 9745.4469
2024-10-18 | 1 | 9478.8393
2024-10-18 | 2 | 9315.5017
2024-10-18 | 3 | 9197.9699
2024-10-18 | 4 | 9177.7816
2024-10-18 | 5 | 9174.675
2024-10-18 | 6 | 9266.2831
2024-10-18 | 7 | 9599.6552
2024-10-18 | 8 | 10036.2893
2024-10-18 | 9 | 10356.6721
2024-10-18 | 10 | 10295.4944
2024-10-18 | 11 | 10260.3334
2024-10-18 | 12 | 10190.2582
2024-10-18 | 13 | 10204.4493
2024-10-18 | 14 | 10139.6009
2024-10-18 | 15 | 10097.7417
2024-10-18 | 16 | 10054.183
2024-10-18 | 17 | 10064.4341
2024-10-18 | 18 | 10125.2887
2024-10-18 | 19 | 10218.2365
2024-10-18 | 20 | 10343.8817
2024-10-18 | 21 | 10283.1033
2024-10-18 | 22 | 10165.7672
2024-10-18 | 23 | 9925.4403
2024-10-18 | 24 | 9598.5879
2024-10-19 | 1 | 9340.9392
2024-10-19 | 2 | 9156.5733
2024-10-19 | 3 | 9001.9523
2024-10-19 | 4 | 8927.1134
2024-10-19 | 5 | 8924.962
2024-10-19 | 6 | 8976.584
2024-10-19 | 7 | 9092.0128
2024-10-19 | 8 | 9256.4665
2024-10-19 | 9 | 9538.8614
2024-10-19 | 10 | 9587.0585
2024-10-19 | 11 | 9698.8499
2024-10-19 | 12 | 9744.2598
2024-10-19 | 13 | 9733.5667
2024-10-19 | 14 | 9703.3023
2024-10-19 | 15 | 9705.5373
2024-10-19 | 16 | 9684.653
2024-10-19 | 17 | 9774.2395
2024-10-19 | 18 | 9829.398
2024-10-19 | 19 | 9953.7116
2024-10-19 | 20 | 10002.1161
2024-10-19 | 21 | 9938.8383
2024-10-19 | 22 | 9832.3318
2024-10-19 | 23 | 9631.0113
2024-10-19 | 24 | 9388.1919
2024-10-20 | 1 | 9165.5071
2024-10-20 | 2 | 9022.0336
2024-10-20 | 3 | 8901.6824
2024-10-20 | 4 | 8859.2309
2024-10-20 | 5 | 8882.075
2024-10-20 | 6 | 8900.9405
2024-10-20 | 7 | 9003.1574
2024-10-20 | 8 | 9189.8828
2024-10-20 | 9 | 9374.1146
2024-10-20 | 10 | 9378.943
2024-10-20 | 11 | 9467.479
2024-10-20 | 12 | 9510.3739
2024-10-20 | 13 | 9527.6856
2024-10-20 | 14 | 9533.0501
2024-10-20 | 15 | 9523.8263
2024-10-20 | 16 | 9524.7847
2024-10-20 | 17 | 9613.3383
2024-10-20 | 18 | 9722.2018
2024-10-20 | 19 | 9884.106
2024-10-20 | 20 | 10011.1658
2024-10-20 | 21 | 9943.6066
2024-10-20 | 22 | 9840.197
2024-10-20 | 23 | 9609.9447
2024-10-20 | 24 | 9312.8088
2024-10-21 | 1 | 9094.8816
2024-10-21 | 2 | 9023.2391
2024-10-21 | 3 | 8939.6294
2024-10-21 | 4 | 8910.4503
2024-10-21 | 5 | 8953.6826
2024-10-21 | 6 | 9111.4189
2024-10-21 | 7 | 9491.6796
2024-10-21 | 8 | 9951.2035
2024-10-21 | 9 | 10238.1682
2024-10-21 | 10 | 10149.9612
2024-10-21 | 11 | 10141.1082
2024-10-21 | 12 | 10099.6294
2024-10-21 | 13 | 10062.1026
2024-10-21 | 14 | 10091.6587
2024-10-21 | 15 | 10059.0153
2024-10-21 | 16 | 10112.9046
2024-10-21 | 17 | 10105.3297
2024-10-21 | 18 | 10145.083
2024-10-21 | 19 | 10265.6505
2024-10-21 | 20 | 10291.568
2024-10-21 | 21 | 10211.7163
2024-10-21 | 22 | 10065.2189
2024-10-21 | 23 | 9773.9395
2024-10-21 | 24 | 9420.6545
2024-10-22 | 1 | 9152.7796
2024-10-22 | 2 | 8976.5622
2024-10-22 | 3 | 8902.97
2024-10-22 | 4 | 8870.6207
2024-10-22 | 5 | 8902.4761
2024-10-22 | 6 | 9054.5802
2024-10-22 | 7 | 9454.4182
2024-10-22 | 8 | 9931.6063
2024-10-22 | 9 | 10180.5045
2024-10-22 | 10 | 10137.8205
2024-10-22 | 11 | 10202.6871
2024-10-22 | 12 | 10189.4042
2024-10-22 | 13 | 10214.83
2024-10-22 | 14 | 10193.0302
2024-10-22 | 15 | 10096.3564
2024-10-22 | 16 | 10081.3841
2024-10-22 | 17 | 10100.3311
2024-10-22 | 18 | 10118.4252
2024-10-22 | 19 | 10241.1148
2024-10-22 | 20 | 10307.5332
2024-10-22 | 21 | 10224.4209
2024-10-22 | 22 | 10081.1777
2024-10-22 | 23 | 9784.9015
2024-10-22 | 24 | 9460.7717
2024-10-23 | 1 | 9188.7771
2024-10-23 | 2 | 9001.9664
2024-10-23 | 3 | 8899.4368
2024-10-23 | 4 | 8874.0728
2024-10-23 | 5 | 8901.8691
2024-10-23 | 6 | 9040.9236
2024-10-23 | 7 | 9410.1696
2024-10-23 | 8 | 9834.7555
2024-10-23 | 9 | 10108.8488
2024-10-23 | 10 | 10072.4021
2024-10-23 | 11 | 10084.4469
2024-10-23 | 12 | 10073.7872
2024-10-23 | 13 | 10045.9184
2024-10-23 | 14 | 10052.4503
2024-10-23 | 15 | 10058.0269
2024-10-23 | 16 | 10058.7953
2024-10-23 | 17 | 10126.9768
2024-10-23 | 18 | 10132.0686
2024-10-23 | 19 | 10195.9941
2024-10-23 | 20 | 10194.8462
2024-10-23 | 21 | 10121.3137
2024-10-23 | 22 | 9969.8867
2024-10-23 | 23 | 9693.2201
2024-10-23 | 24 | 9360.7353
2024-10-24 | 1 | 9079.639
2024-10-24 | 2 | 8958.6923
2024-10-24 | 3 | 8879.1818
2024-10-24 | 4 | 8847.7631
2024-10-24 | 5 | 8885.9966
2024-10-24 | 6 | 9060.8572
2024-10-24 | 7 | 9424.9217
2024-10-24 | 8 | 9961.2638
2024-10-24 | 9 | 10192.8555
2024-10-24 | 10 | 10152.1447
2024-10-24 | 11 | 10143.4393
2024-10-24 | 12 | 10231.0457
2024-10-24 | 13 | 10206.6932
2024-10-24 | 14 | 10205.2487
2024-10-24 | 15 | 10178.8094
2024-10-24 | 16 | 10184.8605
2024-10-24 | 17 | 10232.0566
2024-10-24 | 18 | 10177.1485
2024-10-24 | 19 | 10268.4896
2024-10-24 | 20 | 10261.7364
2024-10-24 | 21 | 10208.8325
2024-10-24 | 22 | 10079.4944
2024-10-24 | 23 | 9823.901
2024-10-24 | 24 | 9521.573
2024-10-25 | 1 | 9255.7154
2024-10-25 | 2 | 9042.393
2024-10-25 | 3 | 8948.8035
2024-10-25 | 4 | 8912.9577
2024-10-25 | 5 | 8937.7868
2024-10-25 | 6 | 9101.9801
2024-10-25 | 7 | 9445.4701
2024-10-25 | 8 | 9878.9813
2024-10-25 | 9 | 10107.5578
2024-10-25 | 10 | 10129.789
2024-10-25 | 11 | 10176.5027
2024-10-25 | 12 | 10213.1655
2024-10-25 | 13 | 10164.1908
2024-10-25 | 14 | 10229.5731
2024-10-25 | 15 | 10228.839
2024-10-25 | 16 | 10195.098
2024-10-25 | 17 | 10227.6485
2024-10-25 | 18 | 10215.3757
2024-10-25 | 19 | 10408.1912
2024-10-25 | 20 | 10377.2381
2024-10-25 | 21 | 10272.0477
2024-10-25 | 22 | 10113.9941
2024-10-25 | 23 | 9844.1789
2024-10-25 | 24 | 9542.9068
2024-10-26 | 1 | 9280.5786
2024-10-26 | 2 | 9099.2499
2024-10-26 | 3 | 9015.0603
2024-10-26 | 4 | 8943.9127
2024-10-26 | 5 | 8970.3667
2024-10-26 | 6 | 9037.2259
2024-10-26 | 7 | 9183.4811
2024-10-26 | 8 | 9417.843
2024-10-26 | 9 | 9629.1864
2024-10-26 | 10 | 9702.0805
2024-10-26 | 11 | 9836.7574
2024-10-26 | 12 | 9793.7368
2024-10-26 | 13 | 9808.3102
2024-10-26 | 14 | 9848.6944
2024-10-26 | 15 | 9899.1418
2024-10-26 | 16 | 9857.0653
2024-10-26 | 17 | 9906.9084
2024-10-26 | 18 | 10000.6855
2024-10-26 | 19 | 10223.2615
2024-10-26 | 20 | 10257.44
2024-10-26 | 21 | 10242.2234
2024-10-26 | 22 | 10145.8033
2024-10-26 | 23 | 9956.8829
2024-10-26 | 24 | 9723.8454
2024-10-27 | 1 | 9479.65
2024-10-27 | 2 | 9336.7877
2024-10-27 | 3 | 9252.988
2024-10-27 | 4 | 9191.3202
2024-10-27 | 5 | 9191.0342
2024-10-27 | 6 | 9190.3404
2024-10-27 | 7 | 9294.9821
2024-10-27 | 8 | 9427.2575
2024-10-27 | 9 | 9572.2461
2024-10-27 | 10 | 9629.4461
2024-10-27 | 11 | 9690.3874
2024-10-27 | 12 | 9695.1055
2024-10-27 | 13 | 9748.3915
2024-10-27 | 14 | 9732.8955
2024-10-27 | 15 | 9676.9682
2024-10-27 | 16 | 9676.3533
2024-10-27 | 17 | 9762.7788
2024-10-27 | 18 | 9871.0701
2024-10-27 | 19 | 10084.3042
2024-10-27 | 20 | 10095.3446
2024-10-27 | 21 | 10047.2783
2024-10-27 | 22 | 9949.3346
2024-10-27 | 23 | 9726.3623
2024-10-27 | 24 | 9407.9422
2024-10-28 | 1 | 9176.2384
2024-10-28 | 2 | 9059.2234
2024-10-28 | 3 | 8973.2762
2024-10-28 | 4 | 8935.8895
2024-10-28 | 5 | 8963.9111
2024-10-28 | 6 | 9100.9154
2024-10-28 | 7 | 9429.0007
2024-10-28 | 8 | 9864.9391
2024-10-28 | 9 | 10115.5056
2024-10-28 | 10 | 10134.6787
2024-10-28 | 11 | 10186.457
2024-10-28 | 12 | 10199.1714
2024-10-28 | 13 | 10182.8713
2024-10-28 | 14 | 10178.4088
2024-10-28 | 15 | 10158.1232
2024-10-28 | 16 | 10173.0901
2024-10-28 | 17 | 10209.3715
2024-10-28 | 18 | 10225.8267
2024-10-28 | 19 | 10323.2289
2024-10-28 | 20 | 10271.5485
2024-10-28 | 21 | 10195.156
2024-10-28 | 22 | 10060.6437
2024-10-28 | 23 | 9765.2511
2024-10-28 | 24 | 9426.1609
2024-10-29 | 1 | 9140.9793
2024-10-29 | 2 | 8940.0826
2024-10-29 | 3 | 8860.383
2024-10-29 | 4 | 8832.3799
2024-10-29 | 5 | 8861.4441
2024-10-29 | 6 | 9017.2457
2024-10-29 | 7 | 9387.2637
2024-10-29 | 8 | 9820.5725
2024-10-29 | 9 | 10042.4034
2024-10-29 | 10 | 10065.0009
2024-10-29 | 11 | 10112.204
2024-10-29 | 12 | 10161.5919
2024-10-29 | 13 | 10208.9571
2024-10-29 | 14 | 10248.174
2024-10-29 | 15 | 10128.4866
2024-10-29 | 16 | 10237.5825
2024-10-29 | 17 | 10277.7433
2024-10-29 | 18 | 10289.1645
2024-10-29 | 19 | 10437.2628
2024-10-29 | 20 | 10405.676
2024-10-29 | 21 | 10315.4159
2024-10-29 | 22 | 10122.1131
2024-10-29 | 23 | 9831.4842
2024-10-29 | 24 | 9492.3119
2024-10-30 | 1 | 9243.1314
2024-10-30 | 2 | 9105.6089
2024-10-30 | 3 | 9027.132
2024-10-30 | 4 | 8982.1544
2024-10-30 | 5 | 9070.8114
2024-10-30 | 6 | 9220.2585
2024-10-30 | 7 | 9533.9603
2024-10-30 | 8 | 10045.1117
2024-10-30 | 9 | 10236.8174
2024-10-30 | 10 | 10265.2566
2024-10-30 | 11 | 10269.7471
2024-10-30 | 12 | 10257.8806
2024-10-30 | 13 | 10242.2537
2024-10-30 | 14 | 10223.0249
2024-10-30 | 15 | 10248.8468
2024-10-30 | 16 | 10245.8152
2024-10-30 | 17 | 10334.2305
2024-10-30 | 18 | 10350.863
2024-10-30 | 19 | 10579.4469
2024-10-30 | 20 | 10541.4499
2024-10-30 | 21 | 10453.1541
2024-10-30 | 22 | 10307.0416
2024-10-30 | 23 | 10003.7857
2024-10-30 | 24 | 9667.0097
2024-10-31 | 1 | 9452.4411
2024-10-31 | 2 | 9332.5398
2024-10-31 | 3 | 9290.2108
2024-10-31 | 4 | 9268.0975
2024-10-31 | 5 | 9298.548
2024-10-31 | 6 | 9450.8817
2024-10-31 | 7 | 9795.4846
2024-10-31 | 8 | 10243.9061
2024-10-31 | 9 | 10461.0532
2024-10-31 | 10 | 10520.1004
2024-10-31 | 11 | 10551.87
2024-10-31 | 12 | 10538.4331
2024-10-31 | 13 | 10556.3389
2024-10-31 | 14 | 10564.5457
2024-10-31 | 15 | 10532.1743
2024-10-31 | 16 | 10512.4957
2024-10-31 | 17 | 10532.0633
2024-10-31 | 18 | 10638.0985
2024-10-31 | 19 | 10895.4201
2024-10-31 | 20 | 10889.0233
2024-10-31 | 21 | 10775.8514
2024-10-31 | 22 | 10617.273
2024-10-31 | 23 | 10346.8151
2024-10-31 | 24 | 10021.8979
2024-11-01 | 1 | 9752.2251
2024-11-01 | 2 | 9673.4418
2024-11-01 | 3 | 9565.5439
2024-11-01 | 4 | 9509.2943
2024-11-01 | 5 | 9523.0418
2024-11-01 | 6 | 9649.5406
2024-11-01 | 7 | 9953.3049
2024-11-01 | 8 | 10424.6139
2024-11-01 | 9 | 10686.3483
2024-11-01 | 10 | 10774.8817
2024-11-01 | 11 | 10845.1151
2024-11-01 | 12 | 10885.18
2024-11-01 | 13 | 10917.5368
2024-11-01 | 14 | 10912.6935
2024-11-01 | 15 | 10907.1018
2024-11-01 | 16 | 10896.0647
2024-11-01 | 17 | 10878.699
2024-11-01 | 18 | 10991.5047
2024-11-01 | 19 | 11244.4712
2024-11-01 | 20 | 11177.5117
2024-11-01 | 21 | 11064.578
2024-11-01 | 22 | 10912.8105
2024-11-01 | 23 | 10658.3216
2024-11-01 | 24 | 10345.8614
2024-11-02 | 1 | 10054.1526
2024-11-02 | 2 | 9859.0319
2024-11-02 | 3 | 9728.1969
2024-11-02 | 4 | 9666.1598
2024-11-02 | 5 | 9649.2238
2024-11-02 | 6 | 9675.9013
2024-11-02 | 7 | 9778.0424
2024-11-02 | 8 | 9996.6029
2024-11-02 | 9 | 10170.4563
2024-11-02 | 10 | 10354.3295
2024-11-02 | 11 | 10483.6166
2024-11-02 | 12 | 10523.0253
2024-11-02 | 13 | 10481.8607
2024-11-02 | 14 | 10366.9998
2024-11-02 | 15 | 10324.7168
2024-11-02 | 16 | 10338.4756
2024-11-02 | 17 | 10421.522
2024-11-02 | 18 | 10588.4386
2024-11-02 | 19 | 10901.2394
2024-11-02 | 20 | 10868.9865
2024-11-02 | 21 | 10808.4776
2024-11-02 | 22 | 10681.4771
2024-11-02 | 23 | 10501.6459
2024-11-02 | 24 | 10267.4583
2024-11-03 | 1 | 10010.4137
2024-11-03 | 2 | 9711.8962
2024-11-03 | 02X | 9692.0544
2024-11-03 | 3 | 9603.7467
2024-11-03 | 4 | 9562.6825
2024-11-03 | 5 | 9530.1659
2024-11-03 | 6 | 9517.035
2024-11-03 | 7 | 9650.1384
2024-11-03 | 8 | 9859.3755
2024-11-03 | 9 | 10042.9998
2024-11-03 | 10 | 10130.0747
2024-11-03 | 11 | 10218.0619
2024-11-03 | 12 | 10167.0569
2024-11-03 | 13 | 10173.7042
2024-11-03 | 14 | 10115.7782
2024-11-03 | 15 | 10116.3479
2024-11-03 | 16 | 10221.8312
2024-11-03 | 17 | 10397.5544
2024-11-03 | 18 | 10697.1633
2024-11-03 | 19 | 10682.5821
2024-11-03 | 20 | 10622.7718
2024-11-03 | 21 | 10488.1283
2024-11-03 | 22 | 10245.2139
2024-11-03 | 23 | 9921.8874
2024-11-03 | 24 | 9647.4957
2024-11-04 | 1 | 9512.2479
2024-11-04 | 2 | 9412.9144
2024-11-04 | 3 | 9373.247
2024-11-04 | 4 | 9383.2792
2024-11-04 | 5 | 9527.9197
2024-11-04 | 6 | 9888.7507
2024-11-04 | 7 | 10306.7924
2024-11-04 | 8 | 10530.729
2024-11-04 | 9 | 10557.4445
2024-11-04 | 10 | 10571.9423
2024-11-04 | 11 | 10549.6139
2024-11-04 | 12 | 10533.7617
2024-11-04 | 13 | 10529.1528
2024-11-04 | 14 | 10508.1387
2024-11-04 | 15 | 10497.2554
2024-11-04 | 16 | 10566.278
2024-11-04 | 17 | 10692.2609
2024-11-04 | 18 | 10900.4833
2024-11-04 | 19 | 10842.8847
2024-11-04 | 20 | 10769.913
2024-11-04 | 21 | 10608.2838
2024-11-04 | 22 | 10302.5954
2024-11-04 | 23 | 9937.158
2024-11-04 | 24 | 9651.5331
2024-11-05 | 1 | 9450.1472
2024-11-05 | 2 | 9373.7847
2024-11-05 | 3 | 9335.297
2024-11-05 | 4 | 9354.4638
2024-11-05 | 5 | 9511.1115
2024-11-05 | 6 | 9849.7308
2024-11-05 | 7 | 10336.1948
2024-11-05 | 8 | 10512.4921
2024-11-05 | 9 | 10592.0557
2024-11-05 | 10 | 10638.9022
2024-11-05 | 11 | 10567.0591
2024-11-05 | 12 | 10534.7544
2024-11-05 | 13 | 10489.6458
2024-11-05 | 14 | 10479.3372
2024-11-05 | 15 | 10493.2925
2024-11-05 | 16 | 10572.3288
2024-11-05 | 17 | 10722.433
2024-11-05 | 18 | 10937.9878
2024-11-05 | 19 | 10887.4963
2024-11-05 | 20 | 10801.3775
2024-11-05 | 21 | 10681.8933
2024-11-05 | 22 | 10345.37
2024-11-05 | 23 | 9992.4915
2024-11-05 | 24 | 9724.3985
2024-11-06 | 1 | 9528.7784
2024-11-06 | 2 | 9450.9366
2024-11-06 | 3 | 9418.2697
2024-11-06 | 4 | 9445.4679
2024-11-06 | 5 | 9594.4727
2024-11-06 | 6 | 9955.179
2024-11-06 | 7 | 10454.9763
2024-11-06 | 8 | 10636.4764
2024-11-06 | 9 | 10686.2318
2024-11-06 | 10 | 10733.5698
2024-11-06 | 11 | 10759.3475
2024-11-06 | 12 | 10774.2268
2024-11-06 | 13 | 10777.1076
2024-11-06 | 14 | 10771.8219
2024-11-06 | 15 | 10797.5504
2024-11-06 | 16 | 10889.0628
2024-11-06 | 17 | 11044.3928
2024-11-06 | 18 | 11277.5901
2024-11-06 | 19 | 11195.0239
2024-11-06 | 20 | 11106.8562
2024-11-06 | 21 | 10957.9917
2024-11-06 | 22 | 10672.422
2024-11-06 | 23 | 10311.5454
2024-11-06 | 24 | 10032.684
2024-11-07 | 1 | 9888.3001
2024-11-07 | 2 | 9790.1953
2024-11-07 | 3 | 9743.6749
2024-11-07 | 4 | 9750.1171
2024-11-07 | 5 | 9873.3547
2024-11-07 | 6 | 10146.6394
2024-11-07 | 7 | 10584.966
2024-11-07 | 8 | 10803.2524
2024-11-07 | 9 | 10896.7342
2024-11-07 | 10 | 10917.6431
2024-11-07 | 11 | 10871.139
2024-11-07 | 12 | 10829.7022
2024-11-07 | 13 | 10802.604
2024-11-07 | 14 | 10753.1382
2024-11-07 | 15 | 10719.0693
2024-11-07 | 16 | 10755.4416
2024-11-07 | 17 | 10916.0256
2024-11-07 | 18 | 11180.8753
2024-11-07 | 19 | 11123.6628
2024-11-07 | 20 | 11060.5977
2024-11-07 | 21 | 10944.7065
2024-11-07 | 22 | 10693.5245
2024-11-07 | 23 | 10391.5906
2024-11-07 | 24 | 10099.7445
2024-11-08 | 1 | 9893.2931
2024-11-08 | 2 | 9797.5334
2024-11-08 | 3 | 9750.1163
2024-11-08 | 4 | 9740.0295
2024-11-08 | 5 | 9847.6637
2024-11-08 | 6 | 10124.6461
2024-11-08 | 7 | 10595.663
2024-11-08 | 8 | 10779.3992
2024-11-08 | 9 | 10877.6461
2024-11-08 | 10 | 10866.1173
2024-11-08 | 11 | 10848.3572
2024-11-08 | 12 | 10781.383
2024-11-08 | 13 | 10767.9262
2024-11-08 | 14 | 10787.1182
2024-11-08 | 15 | 10727.8585
2024-11-08 | 16 | 10780.0023
2024-11-08 | 17 | 10949.4002
2024-11-08 | 18 | 11158.2133
2024-11-08 | 19 | 11097.7356
2024-11-08 | 20 | 11032.6939
2024-11-08 | 21 | 10879.9057
2024-11-08 | 22 | 10631.6823
2024-11-08 | 23 | 10321.9702
2024-11-08 | 24 | 10043.5401
2024-11-09 | 1 | 9814.7122
2024-11-09 | 2 | 9691.1353
2024-11-09 | 3 | 9621.5727
2024-11-09 | 4 | 9594.8491
2024-11-09 | 5 | 9629.8959
2024-11-09 | 6 | 9697.3843
2024-11-09 | 7 | 9925.8901
2024-11-09 | 8 | 10057.6496
2024-11-09 | 9 | 10242.0343
2024-11-09 | 10 | 10343.2618
2024-11-09 | 11 | 10431.2674
2024-11-09 | 12 | 10400.2193
2024-11-09 | 13 | 10319.5199
2024-11-09 | 14 | 10193.5761
2024-11-09 | 15 | 10157.3298
2024-11-09 | 16 | 10293.9252
2024-11-09 | 17 | 10495.2551
2024-11-09 | 18 | 10742.5908
2024-11-09 | 19 | 10664.6233
2024-11-09 | 20 | 10590.6125
2024-11-09 | 21 | 10476.1634
2024-11-09 | 22 | 10283.8282
2024-11-09 | 23 | 10023.7992
2024-11-09 | 24 | 9785.3419
2024-11-10 | 1 | 9600.131
2024-11-10 | 2 | 9470.188
2024-11-10 | 3 | 9403.4505
2024-11-10 | 4 | 9368.5456
2024-11-10 | 5 | 9395.4329
2024-11-10 | 6 | 9474.0816
2024-11-10 | 7 | 9639.0208
2024-11-10 | 8 | 9726.9365
2024-11-10 | 9 | 9923.2141
2024-11-10 | 10 | 10069.5496
2024-11-10 | 11 | 10140.1074
2024-11-10 | 12 | 10149.1514
2024-11-10 | 13 | 10164.3964
2024-11-10 | 14 | 10197.9911
2024-11-10 | 15 | 10207.0379
2024-11-10 | 16 | 10273.818
2024-11-10 | 17 | 10476.0558
2024-11-10 | 18 | 10733.0754
2024-11-10 | 19 | 10681.4347
2024-11-10 | 20 | 10609.7725
2024-11-10 | 21 | 10478.5404
2024-11-10 | 22 | 10246.8558
2024-11-10 | 23 | 9945.2262
2024-11-10 | 24 | 9692.2
2024-11-11 | 1 | 9589.3421
2024-11-11 | 2 | 9487.2551
2024-11-11 | 3 | 9428.4248
2024-11-11 | 4 | 9434.5101
2024-11-11 | 5 | 9477.459
2024-11-11 | 6 | 9582.4416
2024-11-11 | 7 | 9781.1969
2024-11-11 | 8 | 9823.0033
2024-11-11 | 9 | 10021.4707
2024-11-11 | 10 | 10115.0256
2024-11-11 | 11 | 10174.9517
2024-11-11 | 12 | 10212.8575
2024-11-11 | 13 | 10220.8869
2024-11-11 | 14 | 10215.2616
2024-11-11 | 15 | 10189.4317
2024-11-11 | 16 | 10308.0857
2024-11-11 | 17 | 10539.1243
2024-11-11 | 18 | 10793.5933
2024-11-11 | 19 | 10746.1812
2024-11-11 | 20 | 10675.889
2024-11-11 | 21 | 10547.329
2024-11-11 | 22 | 10307.4588
2024-11-11 | 23 | 9981.1511
2024-11-11 | 24 | 9706.6328
2024-11-12 | 1 | 9589.4654
2024-11-12 | 2 | 9492.2939
2024-11-12 | 3 | 9444.3278
2024-11-12 | 4 | 9483.8305
2024-11-12 | 5 | 9570.7837
2024-11-12 | 6 | 9883.9733
2024-11-12 | 7 | 10314.7398
2024-11-12 | 8 | 10545.215
2024-11-12 | 9 | 10662.5927
2024-11-12 | 10 | 10662.1268
2024-11-12 | 11 | 10689.8571
2024-11-12 | 12 | 10592.6433
2024-11-12 | 13 | 10521.1752
2024-11-12 | 14 | 10503.5102
2024-11-12 | 15 | 10488.8058
2024-11-12 | 16 | 10593.7497
2024-11-12 | 17 | 10738.539
2024-11-12 | 18 | 10854.6168
2024-11-12 | 19 | 10759.5484
2024-11-12 | 20 | 10679.6355
2024-11-12 | 21 | 10519.895
2024-11-12 | 22 | 10228.7271
2024-11-12 | 23 | 9880.2826
2024-11-12 | 24 | 9590.5054
2024-11-13 | 1 | 9398.7383
2024-11-13 | 2 | 9312.0341
2024-11-13 | 3 | 9275.7951
2024-11-13 | 4 | 9296.616
2024-11-13 | 5 | 9443.6816
2024-11-13 | 6 | 9797.2522
2024-11-13 | 7 | 10280.9409
2024-11-13 | 8 | 10449.764
2024-11-13 | 9 | 10590.9689
2024-11-13 | 10 | 10626.1447
2024-11-13 | 11 | 10542.9597
2024-11-13 | 12 | 10619.5376
2024-11-13 | 13 | 10645.0065
2024-11-13 | 14 | 10622.2328
2024-11-13 | 15 | 10646.9415
2024-11-13 | 16 | 10731.3176
2024-11-13 | 17 | 10837.1127
2024-11-13 | 18 | 10970.9978
2024-11-13 | 19 | 10863.2717
2024-11-13 | 20 | 10782.5053
2024-11-13 | 21 | 10621.0059
2024-11-13 | 22 | 10319.7325
2024-11-13 | 23 | 9972.0437
2024-11-13 | 24 | 9726.5149
2024-11-14 | 1 | 9581.0415
2024-11-14 | 2 | 9454.1194
2024-11-14 | 3 | 9412.3936
2024-11-14 | 4 | 9436.5903
2024-11-14 | 5 | 9584.3046
2024-11-14 | 6 | 9921.1927
2024-11-14 | 7 | 10387.3703
2024-11-14 | 8 | 10577.5606
2024-11-14 | 9 | 10725.0995
2024-11-14 | 10 | 10733.5483
2024-11-14 | 11 | 10733.2839
2024-11-14 | 12 | 10689.7987
2024-11-14 | 13 | 10781.2284
2024-11-14 | 14 | 10674.4611
2024-11-14 | 15 | 10780.4915
2024-11-14 | 16 | 10808.2537
2024-11-14 | 17 | 10951.3777
2024-11-14 | 18 | 11073.231
2024-11-14 | 19 | 10967.3942
2024-11-14 | 20 | 10878.3215
2024-11-14 | 21 | 10698.5554
2024-11-14 | 22 | 10428.3825
2024-11-14 | 23 | 10106.1004
2024-11-14 | 24 | 9825.0576
2024-11-15 | 1 | 9621.6751
2024-11-15 | 2 | 9524.2146
2024-11-15 | 3 | 9479.9823
2024-11-15 | 4 | 9486.5825
2024-11-15 | 5 | 9608.0216
2024-11-15 | 6 | 9911.5276
2024-11-15 | 7 | 10367.4451
2024-11-15 | 8 | 10654.3608
2024-11-15 | 9 | 10784.7458
2024-11-15 | 10 | 10666.1109
2024-11-15 | 11 | 10648.6321
2024-11-15 | 12 | 10658.1467
2024-11-15 | 13 | 10656.7933
2024-11-15 | 14 | 10665.4525
2024-11-15 | 15 | 10705.9857
2024-11-15 | 16 | 10774.3399
2024-11-15 | 17 | 10920.1491
2024-11-15 | 18 | 11044.6592
2024-11-15 | 19 | 10964.3897
2024-11-15 | 20 | 10874.7075
2024-11-15 | 21 | 10692.9964
2024-11-15 | 22 | 10400.9568
2024-11-15 | 23 | 10077.1812
2024-11-15 | 24 | 9833.0114
2024-11-16 | 1 | 9641.5618
2024-11-16 | 2 | 9519.0434
2024-11-16 | 3 | 9459.2802
2024-11-16 | 4 | 9421.6601
2024-11-16 | 5 | 9479.1348
2024-11-16 | 6 | 9589.3226
2024-11-16 | 7 | 9820.3718
2024-11-16 | 8 | 10025.7134
2024-11-16 | 9 | 10279.867
2024-11-16 | 10 | 10331.9356
2024-11-16 | 11 | 10344.4819
2024-11-16 | 12 | 10343.2092
2024-11-16 | 13 | 10273.8755
2024-11-16 | 14 | 10299.8274
2024-11-16 | 15 | 10404.2269
2024-11-16 | 16 | 10491.3421
2024-11-16 | 17 | 10732.3116
2024-11-16 | 18 | 10953.6318
2024-11-16 | 19 | 10867.2569
2024-11-16 | 20 | 10778.2458
2024-11-16 | 21 | 10655.4174
2024-11-16 | 22 | 10463.645
2024-11-16 | 23 | 10212.8505
2024-11-16 | 24 | 9974.6499
2024-11-17 | 1 | 9812.795
2024-11-17 | 2 | 9703.7014
2024-11-17 | 3 | 9629.6851
2024-11-17 | 4 | 9632.558
2024-11-17 | 5 | 9645.6764
2024-11-17 | 6 | 9704.5827
2024-11-17 | 7 | 9852.7773
2024-11-17 | 8 | 10033.4512
2024-11-17 | 9 | 10270.0403
2024-11-17 | 10 | 10281.2068
2024-11-17 | 11 | 10379.431
2024-11-17 | 12 | 10372.5402
2024-11-17 | 13 | 10411.2742
2024-11-17 | 14 | 10369.2568
2024-11-17 | 15 | 10370.6249
2024-11-17 | 16 | 10488.0218
2024-11-17 | 17 | 10821.0763
2024-11-17 | 18 | 11085.7951
2024-11-17 | 19 | 11049.0918
2024-11-17 | 20 | 10991.0131
2024-11-17 | 21 | 10862.7865
2024-11-17 | 22 | 10651.4915
2024-11-17 | 23 | 10312.0942
2024-11-17 | 24 | 10034.5708
2024-11-18 | 1 | 9888.2796
2024-11-18 | 2 | 9782.2168
2024-11-18 | 3 | 9720.6341
2024-11-18 | 4 | 9729.4391
2024-11-18 | 5 | 9835.2467
2024-11-18 | 6 | 10110.1642
2024-11-18 | 7 | 10560.3305
2024-11-18 | 8 | 10867.1818
2024-11-18 | 9 | 11026.5913
2024-11-18 | 10 | 10944.7477
2024-11-18 | 11 | 10974.8705
2024-11-18 | 12 | 10938.1019
2024-11-18 | 13 | 10940.2294
2024-11-18 | 14 | 10932.3177
2024-11-18 | 15 | 10950.6616
2024-11-18 | 16 | 10998.2823
2024-11-18 | 17 | 11208.6655
2024-11-18 | 18 | 11386.0242
2024-11-18 | 19 | 11297.0392
2024-11-18 | 20 | 11204.946
2024-11-18 | 21 | 11043.8492
2024-11-18 | 22 | 10746.8921
2024-11-18 | 23 | 10377.484
2024-11-18 | 24 | 10081.321
2024-11-19 | 1 | 9863.7639
2024-11-19 | 2 | 9752.5664
2024-11-19 | 3 | 9697.433
2024-11-19 | 4 | 9708.7521
2024-11-19 | 5 | 9806.1409
2024-11-19 | 6 | 10093.7831
2024-11-19 | 7 | 10549.9722
2024-11-19 | 8 | 10921.3381
2024-11-19 | 9 | 11079.1065
2024-11-19 | 10 | 10864.654
2024-11-19 | 11 | 10857.4949
2024-11-19 | 12 | 10851.7068
2024-11-19 | 13 | 10853.1449
2024-11-19 | 14 | 10846.8379
2024-11-19 | 15 | 10853.6197
2024-11-19 | 16 | 10973.1461
2024-11-19 | 17 | 11245.1843
2024-11-19 | 18 | 11427.2047
2024-11-19 | 19 | 11341.8417
2024-11-19 | 20 | 11258.8054
2024-11-19 | 21 | 11104.8075
2024-11-19 | 22 | 10802.3926
2024-11-19 | 23 | 10428.2041
2024-11-19 | 24 | 10135.2517
2024-11-20 | 1 | 9921.0002
2024-11-20 | 2 | 9824.7648
2024-11-20 | 3 | 9776.5875
2024-11-20 | 4 | 9789.1333
2024-11-20 | 5 | 9919.38
2024-11-20 | 6 | 10226.5174
2024-11-20 | 7 | 10688.5323
2024-11-20 | 8 | 11050.8587
2024-11-20 | 9 | 11190.4776
2024-11-20 | 10 | 11035.2354
2024-11-20 | 11 | 11084.6641
2024-11-20 | 12 | 11057.0643
2024-11-20 | 13 | 11092.6532
2024-11-20 | 14 | 11055.9755
2024-11-20 | 15 | 11100.0654
2024-11-20 | 16 | 11179.2157
2024-11-20 | 17 | 11478.3235
2024-11-20 | 18 | 11686.7166
2024-11-20 | 19 | 11574.8034
2024-11-20 | 20 | 11469.8093
2024-11-20 | 21 | 11333.7986
2024-11-20 | 22 | 11089.294
2024-11-20 | 23 | 10747.0763
2024-11-20 | 24 | 10434.9275
2024-11-21 | 1 | 10254.1845
2024-11-21 | 2 | 10150.4113
2024-11-21 | 3 | 10092.1187
2024-11-21 | 4 | 10074.8167
2024-11-21 | 5 | 10151.3231
2024-11-21 | 6 | 10340.2961
2024-11-21 | 7 | 10747.2885
2024-11-21 | 8 | 11168.2879
2024-11-21 | 9 | 11351.9315
2024-11-21 | 10 | 11246.8044
2024-11-21 | 11 | 11227.9835
2024-11-21 | 12 | 11277.7357
2024-11-21 | 13 | 11217.846
2024-11-21 | 14 | 11158.7764
2024-11-21 | 15 | 11200.6911
2024-11-21 | 16 | 11188.057
2024-11-21 | 17 | 11406.3986
2024-11-21 | 18 | 11630.9894
2024-11-21 | 19 | 11569.1285
2024-11-21 | 20 | 11467.1988
2024-11-21 | 21 | 11325.237
2024-11-21 | 22 | 11145.6731
2024-11-21 | 23 | 10843.4601
2024-11-21 | 24 | 10528.2961
2024-11-22 | 1 | 10294.3075
2024-11-22 | 2 | 10181.3733
2024-11-22 | 3 | 10105.8895
2024-11-22 | 4 | 10089.8364
2024-11-22 | 5 | 10140.9245
2024-11-22 | 6 | 10293.8496
2024-11-22 | 7 | 10702.3418
2024-11-22 | 8 | 11123.6801
2024-11-22 | 9 | 11308.6456
2024-11-22 | 10 | 11181.6238
2024-11-22 | 11 | 11214.5118
2024-11-22 | 12 | 11172.3867
2024-11-22 | 13 | 11170.1029
2024-11-22 | 14 | 11094.5051
2024-11-22 | 15 | 11126.3266
2024-11-22 | 16 | 11117.0654
2024-11-22 | 17 | 11388.8792
2024-11-22 | 18 | 11581.2876
2024-11-22 | 19 | 11507.3943
2024-11-22 | 20 | 11369.3995
2024-11-22 | 21 | 11238.1989
2024-11-22 | 22 | 11000.0471
2024-11-22 | 23 | 10673.0763
2024-11-22 | 24 | 10356.8247
2024-11-23 | 1 | 10117.7587
2024-11-23 | 2 | 9971.6844
2024-11-23 | 3 | 9882.7506
2024-11-23 | 4 | 9844.6227
2024-11-23 | 5 | 9841.3748
2024-11-23 | 6 | 9840.2477
2024-11-23 | 7 | 10050.9114
2024-11-23 | 8 | 10388.5797
2024-11-23 | 9 | 10633.74
2024-11-23 | 10 | 10637.6766
2024-11-23 | 11 | 10690.7031
2024-11-23 | 12 | 10670.6149
2024-11-23 | 13 | 10600.6269
2024-11-23 | 14 | 10523.6259
2024-11-23 | 15 | 10511.2377
2024-11-23 | 16 | 10541.4079
2024-11-23 | 17 | 10793.7718
2024-11-23 | 18 | 11024.73
2024-11-23 | 19 | 10951.2023
2024-11-23 | 20 | 10851.5125
2024-11-23 | 21 | 10763.2101
2024-11-23 | 22 | 10589.9065
2024-11-23 | 23 | 10323.7886
2024-11-23 | 24 | 10084.2777
2024-11-24 | 1 | 9887.3388
2024-11-24 | 2 | 9747.4549
2024-11-24 | 3 | 9684.1006
2024-11-24 | 4 | 9629.7177
2024-11-24 | 5 | 9594.887
2024-11-24 | 6 | 9611.8808
2024-11-24 | 7 | 9740.5765
2024-11-24 | 8 | 10034.7877
2024-11-24 | 9 | 10248.723
2024-11-24 | 10 | 10218.9799
2024-11-24 | 11 | 10257.4674
2024-11-24 | 12 | 10247.6631
2024-11-24 | 13 | 10238.6245
2024-11-24 | 14 | 10272.6167
2024-11-24 | 15 | 10187.3467
2024-11-24 | 16 | 10352.5749
2024-11-24 | 17 | 10670.0469
2024-11-24 | 18 | 10846.8746
2024-11-24 | 19 | 10819.4901
2024-11-24 | 20 | 10730.6425
2024-11-24 | 21 | 10584.3108
2024-11-24 | 22 | 10346.9435
2024-11-24 | 23 | 10017.1869
2024-11-24 | 24 | 9774.143
2024-11-25 | 1 | 9655.6684
2024-11-25 | 2 | 9556.2801
2024-11-25 | 3 | 9521.1972
2024-11-25 | 4 | 9528.9838
2024-11-25 | 5 | 9636.3499
2024-11-25 | 6 | 9950.197
2024-11-25 | 7 | 10387.6243
2024-11-25 | 8 | 10738.8603
2024-11-25 | 9 | 10874.9279
2024-11-25 | 10 | 10747.1436
2024-11-25 | 11 | 10662.3343
2024-11-25 | 12 | 10635.2797
2024-11-25 | 13 | 10631.8238
2024-11-25 | 14 | 10633.8758
2024-11-25 | 15 | 10662.5876
2024-11-25 | 16 | 10747.73
2024-11-25 | 17 | 10979.264
2024-11-25 | 18 | 11053.3093
2024-11-25 | 19 | 10967.5013
2024-11-25 | 20 | 10889.4108
2024-11-25 | 21 | 10725.3592
2024-11-25 | 22 | 10438.5943
2024-11-25 | 23 | 10078.4848
2024-11-25 | 24 | 9788.3094
2024-11-26 | 1 | 9591.7572
2024-11-26 | 2 | 9498.2434
2024-11-26 | 3 | 9455.4878
2024-11-26 | 4 | 9468.4728
2024-11-26 | 5 | 9625.9802
2024-11-26 | 6 | 9977.5165
2024-11-26 | 7 | 10451.4476
2024-11-26 | 8 | 10820.0377
2024-11-26 | 9 | 10943.8829
2024-11-26 | 10 | 10852.1208
2024-11-26 | 11 | 10811.5348
2024-11-26 | 12 | 10782.2328
2024-11-26 | 13 | 10722.0123
2024-11-26 | 14 | 10729.0682
2024-11-26 | 15 | 10777.2943
2024-11-26 | 16 | 10801.7189
2024-11-26 | 17 | 11091.431
2024-11-26 | 18 | 11193.8141
2024-11-26 | 19 | 11119.195
2024-11-26 | 20 | 11070.8761
2024-11-26 | 21 | 10867.52
2024-11-26 | 22 | 10570.8013
2024-11-26 | 23 | 10190.4549
2024-11-26 | 24 | 9891.7736
2024-11-27 | 1 | 9691.9515
2024-11-27 | 2 | 9629.639
2024-11-27 | 3 | 9582.746
2024-11-27 | 4 | 9558.6419
2024-11-27 | 5 | 9678.4963
2024-11-27 | 6 | 9999.7994
2024-11-27 | 7 | 10451.4881
2024-11-27 | 8 | 10846.066
2024-11-27 | 9 | 10916.7548
2024-11-27 | 10 | 10812.3059
2024-11-27 | 11 | 10837.3692
2024-11-27 | 12 | 10758.5909
2024-11-27 | 13 | 10742.8226
2024-11-27 | 14 | 10740.1611
2024-11-27 | 15 | 10843.6709
2024-11-27 | 16 | 10818.5173
2024-11-27 | 17 | 11049.5223
2024-11-27 | 18 | 11134.0747
2024-11-27 | 19 | 11061.1377
2024-11-27 | 20 | 10997.2533
2024-11-27 | 21 | 10860.1447
2024-11-27 | 22 | 10548.8304
2024-11-27 | 23 | 10158.777
2024-11-27 | 24 | 9879.3251
2024-11-28 | 1 | 9738.8067
2024-11-28 | 2 | 9656.1501
2024-11-28 | 3 | 9606.2465
2024-11-28 | 4 | 9619.3452
2024-11-28 | 5 | 9753.0365
2024-11-28 | 6 | 10045.6887
2024-11-28 | 7 | 10510.1974
2024-11-28 | 8 | 10880.2232
2024-11-28 | 9 | 10989.8582
2024-11-28 | 10 | 10898.4793
2024-11-28 | 11 | 10912.4137
2024-11-28 | 12 | 10804.2547
2024-11-28 | 13 | 10821.7009
2024-11-28 | 14 | 10810.0558
2024-11-28 | 15 | 10798.6673
2024-11-28 | 16 | 10801.8759
2024-11-28 | 17 | 10978.1796
2024-11-28 | 18 | 11054.0811
2024-11-28 | 19 | 10971.5032
2024-11-28 | 20 | 10895.2027
2024-11-28 | 21 | 10750.4215
2024-11-28 | 22 | 10480.0877
2024-11-28 | 23 | 10160.4122
2024-11-28 | 24 | 9874.6571
2024-11-29 | 1 | 9674.2193
2024-11-29 | 2 | 9561.2873
2024-11-29 | 3 | 9503.521
2024-11-29 | 4 | 9505.7068
2024-11-29 | 5 | 9624.9371
2024-11-29 | 6 | 9937.0588
2024-11-29 | 7 | 10349.565
2024-11-29 | 8 | 10712.3894
2024-11-29 | 9 | 10777.2133
2024-11-29 | 10 | 10626.3168
2024-11-29 | 11 | 10677.7192
2024-11-29 | 12 | 10641.5223
2024-11-29 | 13 | 10603.3358
2024-11-29 | 14 | 10477.5291
2024-11-29 | 15 | 10483.9284
2024-11-29 | 16 | 10558.4028
2024-11-29 | 17 | 10808.8247
2024-11-29 | 18 | 10876.0019
2024-11-29 | 19 | 10792.8169
2024-11-29 | 20 | 10703.6148
2024-11-29 | 21 | 10548.5099
2024-11-29 | 22 | 10279.2599
2024-11-29 | 23 | 9964.832
2024-11-29 | 24 | 9700.8217
2024-11-30 | 1 | 9515.1851
2024-11-30 | 2 | 9408.9863
2024-11-30 | 3 | 9359.6759
2024-11-30 | 4 | 9393.5071
2024-11-30 | 5 | 9484.4622
2024-11-30 | 6 | 9641.3777
2024-11-30 | 7 | 9893.0013
2024-11-30 | 8 | 10129.1887
2024-11-30 | 9 | 10313.1823
2024-11-30 | 10 | 10351.9671
2024-11-30 | 11 | 10312.207
2024-11-30 | 12 | 10419.0326
2024-11-30 | 13 | 10395.5217
2024-11-30 | 14 | 10392.6049
2024-11-30 | 15 | 10404.1418
2024-11-30 | 16 | 10457.2697
2024-11-30 | 17 | 10714.9406
2024-11-30 | 18 | 10881.6442
2024-11-30 | 19 | 10798.6974
2024-11-30 | 20 | 10707.6069
2024-11-30 | 21 | 10586.2435
2024-11-30 | 22 | 10390.1005
2024-11-30 | 23 | 10131.2371
2024-11-30 | 24 | 9880.7349
2024-12-01 | 1 | 9853.2716
2024-12-01 | 2 | 9715.1051
2024-12-01 | 3 | 9629.6478
2024-12-01 | 4 | 9596.6957
2024-12-01 | 5 | 9604.2869
2024-12-01 | 6 | 9663.8416
2024-12-01 | 7 | 9808.5277
2024-12-01 | 8 | 10083.1035
2024-12-01 | 9 | 10268.1395
2024-12-01 | 10 | 10207.5382
2024-12-01 | 11 | 10215.596
2024-12-01 | 12 | 10243.3263
2024-12-01 | 13 | 10371.3227
2024-12-01 | 14 | 10243.7476
2024-12-01 | 15 | 10277.0982
2024-12-01 | 16 | 10439.1914
2024-12-01 | 17 | 10794.652
2024-12-01 | 18 | 10943.1747
2024-12-01 | 19 | 10879.7223
2024-12-01 | 20 | 10805.4347
2024-12-01 | 21 | 10657.5269
2024-12-01 | 22 | 10437.5448
2024-12-01 | 23 | 10126.4428
2024-12-01 | 24 | 9867.5436
2024-12-02 | 1 | 9775.4042
2024-12-02 | 2 | 9686.7624
2024-12-02 | 3 | 9613.7579
2024-12-02 | 4 | 9666.9085
2024-12-02 | 5 | 9811.1122
2024-12-02 | 6 | 10161.405
2024-12-02 | 7 | 10654.9394
2024-12-02 | 8 | 10977.8325
2024-12-02 | 9 | 11046.2751
2024-12-02 | 10 | 11024.3041
2024-12-02 | 11 | 11085.6852
2024-12-02 | 12 | 11082.0771
2024-12-02 | 13 | 11062.4644
2024-12-02 | 14 | 11093.6128
2024-12-02 | 15 | 11128.6255
2024-12-02 | 16 | 11174.7038
2024-12-02 | 17 | 11397.4228
2024-12-02 | 18 | 11488.3947
2024-12-02 | 19 | 11390.5267
2024-12-02 | 20 | 11310.6825
2024-12-02 | 21 | 11160.2783
2024-12-02 | 22 | 10875.9904
2024-12-02 | 23 | 10509.553
2024-12-02 | 24 | 10220.521
2024-12-03 | 1 | 10012.0896
2024-12-03 | 2 | 9919.1172
2024-12-03 | 3 | 9884.4405
2024-12-03 | 4 | 9880.8584
2024-12-03 | 5 | 9982.2217
2024-12-03 | 6 | 10267.8402
2024-12-03 | 7 | 10713.3355
2024-12-03 | 8 | 11091.171
2024-12-03 | 9 | 11160.8265
2024-12-03 | 10 | 11098.5827
2024-12-03 | 11 | 11108.3978
2024-12-03 | 12 | 11041.3087
2024-12-03 | 13 | 11033.7308
2024-12-03 | 14 | 10966.8438
2024-12-03 | 15 | 10880.4806
2024-12-03 | 16 | 10971.3761
2024-12-03 | 17 | 11240.6141
2024-12-03 | 18 | 11281.9753
2024-12-03 | 19 | 11172.1683
2024-12-03 | 20 | 11124.0419
2024-12-03 | 21 | 10978.5601
2024-12-03 | 22 | 10702.5698
2024-12-03 | 23 | 10338.303
2024-12-03 | 24 | 10009.2633
2024-12-04 | 1 | 9796.153
2024-12-04 | 2 | 9697.8309
2024-12-04 | 3 | 9646.6425
2024-12-04 | 4 | 9662.8517
2024-12-04 | 5 | 9789.7515
2024-12-04 | 6 | 10147.1891
2024-12-04 | 7 | 10627.5838
2024-12-04 | 8 | 11001.9644
2024-12-04 | 9 | 11049.6249
2024-12-04 | 10 | 10912.2434
2024-12-04 | 11 | 11022.9652
2024-12-04 | 12 | 11026.6755
2024-12-04 | 13 | 11038.0028
2024-12-04 | 14 | 11036.3215
2024-12-04 | 15 | 11080.0427
2024-12-04 | 16 | 11154.7231
2024-12-04 | 17 | 11348.1096
2024-12-04 | 18 | 11433.6544
2024-12-04 | 19 | 11342.5012
2024-12-04 | 20 | 11235.5765
2024-12-04 | 21 | 11067.6726
2024-12-04 | 22 | 10750.2194
2024-12-04 | 23 | 10384.9476
2024-12-04 | 24 | 10102.1554
2024-12-05 | 1 | 9955.7923
2024-12-05 | 2 | 9866.4657
2024-12-05 | 3 | 9826.6281
2024-12-05 | 4 | 9839.3794
2024-12-05 | 5 | 9963.8083
2024-12-05 | 6 | 10301.3851
2024-12-05 | 7 | 10703.0969
2024-12-05 | 8 | 11085.1582
2024-12-05 | 9 | 11157.603
2024-12-05 | 10 | 11071.7621
2024-12-05 | 11 | 11055.4615
2024-12-05 | 12 | 11016.5425
2024-12-05 | 13 | 11003.4414
2024-12-05 | 14 | 11001.0988
2024-12-05 | 15 | 11057.6004
2024-12-05 | 16 | 11121.0472
2024-12-05 | 17 | 11314.6128
2024-12-05 | 18 | 11405.1637
2024-12-05 | 19 | 11324.449
2024-12-05 | 20 | 11239.1028
2024-12-05 | 21 | 11085.003
2024-12-05 | 22 | 10832.72
2024-12-05 | 23 | 10515.1513
2024-12-05 | 24 | 10235.6858
2024-12-06 | 1 | 10041.0526
2024-12-06 | 2 | 9929.9851
2024-12-06 | 3 | 9869.8404
2024-12-06 | 4 | 9882.4891
2024-12-06 | 5 | 10002.3489
2024-12-06 | 6 | 10301.7523
2024-12-06 | 7 | 10753.5611
2024-12-06 | 8 | 11127.7779
2024-12-06 | 9 | 11190.9173
2024-12-06 | 10 | 11159.6636
2024-12-06 | 11 | 11213.1936
2024-12-06 | 12 | 11190.9355
2024-12-06 | 13 | 11158.4647
2024-12-06 | 14 | 11210.2128
2024-12-06 | 15 | 11192.2801
2024-12-06 | 16 | 11234.3245
2024-12-06 | 17 | 11482.3994
2024-12-06 | 18 | 11619.5318
2024-12-06 | 19 | 11517.5367
2024-12-06 | 20 | 11409.1622
2024-12-06 | 21 | 11255.4681
2024-12-06 | 22 | 11017.9135
2024-12-06 | 23 | 10687.1744
2024-12-06 | 24 | 10385.9449
2024-12-07 | 1 | 10164.8116
2024-12-07 | 2 | 10041.8019
2024-12-07 | 3 | 9972.1433
2024-12-07 | 4 | 9934.2521
2024-12-07 | 5 | 9956.2232
2024-12-07 | 6 | 9969.2381
2024-12-07 | 7 | 10176.0743
2024-12-07 | 8 | 10529.8338
2024-12-07 | 9 | 10694.3064
2024-12-07 | 10 | 10731.6707
2024-12-07 | 11 | 10726.5759
2024-12-07 | 12 | 10726.0781
2024-12-07 | 13 | 10634.8908
2024-12-07 | 14 | 10628.6123
2024-12-07 | 15 | 10558.0296
2024-12-07 | 16 | 10643.6091
2024-12-07 | 17 | 10914.4039
2024-12-07 | 18 | 11009.4229
2024-12-07 | 19 | 10945.8591
2024-12-07 | 20 | 10878.7199
2024-12-07 | 21 | 10758.9131
2024-12-07 | 22 | 10555.342
2024-12-07 | 23 | 10280.5227
2024-12-07 | 24 | 10025.8264
2024-12-08 | 1 | 9827.2569
2024-12-08 | 2 | 9689.3156
2024-12-08 | 3 | 9628.7233
2024-12-08 | 4 | 9601.5543
2024-12-08 | 5 | 9602.4208
2024-12-08 | 6 | 9656.4209
2024-12-08 | 7 | 9802.8295
2024-12-08 | 8 | 10083.9215
2024-12-08 | 9 | 10199.7818
2024-12-08 | 10 | 10181.0284
2024-12-08 | 11 | 10317.2045
2024-12-08 | 12 | 10290.3139
2024-12-08 | 13 | 10300.5799
2024-12-08 | 14 | 10342.4874
2024-12-08 | 15 | 10402.116
2024-12-08 | 16 | 10550.3711
2024-12-08 | 17 | 10895.3347
2024-12-08 | 18 | 11053.338
2024-12-08 | 19 | 10966.3279
2024-12-08 | 20 | 10867.0263
2024-12-08 | 21 | 10726.3118
2024-12-08 | 22 | 10474.9824
2024-12-08 | 23 | 10207.2224
2024-12-08 | 24 | 9948.703
2024-12-09 | 1 | 9807.1874
2024-12-09 | 2 | 9711.3763
2024-12-09 | 3 | 9674.3556
2024-12-09 | 4 | 9729.2609
2024-12-09 | 5 | 9884.5138
2024-12-09 | 6 | 10226.2679
2024-12-09 | 7 | 10678.6206
2024-12-09 | 8 | 11041.9177
2024-12-09 | 9 | 11077.9489
2024-12-09 | 10 | 11009.2568
2024-12-09 | 11 | 11024.1364
2024-12-09 | 12 | 11086.9453
2024-12-09 | 13 | 11118.6457
2024-12-09 | 14 | 11116.2259
2024-12-09 | 15 | 11094.7271
2024-12-09 | 16 | 11215.9405
2024-12-09 | 17 | 11518.7016
2024-12-09 | 18 | 11636.7326
2024-12-09 | 19 | 11535.8421
2024-12-09 | 20 | 11434.8004
2024-12-09 | 21 | 11271.3189
2024-12-09 | 22 | 10993.5019
2024-12-09 | 23 | 10638.5129
2024-12-09 | 24 | 10341.051
2024-12-10 | 1 | 10131.2371
2024-12-10 | 2 | 10051.3752
2024-12-10 | 3 | 10011.4281
2024-12-10 | 4 | 10026.8424
2024-12-10 | 5 | 10164.0693
2024-12-10 | 6 | 10467.4686
2024-12-10 | 7 | 10915.014
2024-12-10 | 8 | 11289.1381
2024-12-10 | 9 | 11332.9719
2024-12-10 | 10 | 11336.3631
2024-12-10 | 11 | 11343.7331
2024-12-10 | 12 | 11363.7351
2024-12-10 | 13 | 11321.1683
2024-12-10 | 14 | 11317.4958
2024-12-10 | 15 | 11318.9836
2024-12-10 | 16 | 11394.7113
2024-12-10 | 17 | 11638.3927
2024-12-10 | 18 | 11771.355
2024-12-10 | 19 | 11685.4393
2024-12-10 | 20 | 11593.0623
2024-12-10 | 21 | 11440.5943
2024-12-10 | 22 | 11172.453
2024-12-10 | 23 | 10835.1745
2024-12-10 | 24 | 10528.8039
2024-12-11 | 1 | 10293.138
2024-12-11 | 2 | 10173.1092
2024-12-11 | 3 | 10116.1476
2024-12-11 | 4 | 10105.8149
2024-12-11 | 5 | 10179.1221
2024-12-11 | 6 | 10388.0267
2024-12-11 | 7 | 10820.3907
2024-12-11 | 8 | 11241.5666
2024-12-11 | 9 | 11286.7475
2024-12-11 | 10 | 11179.8362
2024-12-11 | 11 | 11126.6595
2024-12-11 | 12 | 11078.7308
2024-12-11 | 13 | 11041.5976
2024-12-11 | 14 | 10988.3433
2024-12-11 | 15 | 10964.0891
2024-12-11 | 16 | 11041.4594
2024-12-11 | 17 | 11332.3212
2024-12-11 | 18 | 11390.4332
2024-12-11 | 19 | 11332.7269
2024-12-11 | 20 | 11269.5402
2024-12-11 | 21 | 11114.6202
2024-12-11 | 22 | 10810.1523
2024-12-11 | 23 | 10433.9019
2024-12-11 | 24 | 10144.976
2024-12-12 | 1 | 9987.7788
2024-12-12 | 2 | 9872.2161
2024-12-12 | 3 | 9815.0542
2024-12-12 | 4 | 9824.9197
2024-12-12 | 5 | 9934.1167
2024-12-12 | 6 | 10237.0105
2024-12-12 | 7 | 10686.739
2024-12-12 | 8 | 11066.4666
2024-12-12 | 9 | 11102.379
2024-12-12 | 10 | 11030.4187
2024-12-12 | 11 | 11009.8588
2024-12-12 | 12 | 10978.562
2024-12-12 | 13 | 10909.1943
2024-12-12 | 14 | 10968.2747
2024-12-12 | 15 | 10963.575
2024-12-12 | 16 | 10992.8746
2024-12-12 | 17 | 11249.4308
2024-12-12 | 18 | 11303.7056
2024-12-12 | 19 | 11207.5833
2024-12-12 | 20 | 11114.2124
2024-12-12 | 21 | 10968.6793
2024-12-12 | 22 | 10708.9282
2024-12-12 | 23 | 10392.9814
2024-12-12 | 24 | 10124.5165
2024-12-13 | 1 | 9928.3732
2024-12-13 | 2 | 9825.8544
2024-12-13 | 3 | 9771.0409
2024-12-13 | 4 | 9793.1226
2024-12-13 | 5 | 9913.5586
2024-12-13 | 6 | 10232.9491
2024-12-13 | 7 | 10702.9159
2024-12-13 | 8 | 11070.4161
2024-12-13 | 9 | 11091.9717
2024-12-13 | 10 | 11102.7063
2024-12-13 | 11 | 11169.9095
2024-12-13 | 12 | 11138.1445
2024-12-13 | 13 | 11129.2247
2024-12-13 | 14 | 11131.0527
2024-12-13 | 15 | 11135.0581
2024-12-13 | 16 | 11168.419
2024-12-13 | 17 | 11377.1822
2024-12-13 | 18 | 11454.8728
2024-12-13 | 19 | 11366.3152
2024-12-13 | 20 | 11267.2837
2024-12-13 | 21 | 11117.6279
2024-12-13 | 22 | 10857.3663
2024-12-13 | 23 | 10538.9448
2024-12-13 | 24 | 10250.1613
2024-12-14 | 1 | 10040.9631
2024-12-14 | 2 | 9919.7437
2024-12-14 | 3 | 9878.5232
2024-12-14 | 4 | 9868.3616
2024-12-14 | 5 | 9911.1731
2024-12-14 | 6 | 9996.0221
2024-12-14 | 7 | 10203.2829
2024-12-14 | 8 | 10531.8533
2024-12-14 | 9 | 10660.5652
2024-12-14 | 10 | 10762.4986
2024-12-14 | 11 | 10846.1763
2024-12-14 | 12 | 10863.6126
2024-12-14 | 13 | 10852.4256
2024-12-14 | 14 | 10789.7392
2024-12-14 | 15 | 10702.3711
2024-12-14 | 16 | 10817.2956
2024-12-14 | 17 | 11140.8369
2024-12-14 | 18 | 11329.5186
2024-12-14 | 19 | 11249.5767
2024-12-14 | 20 | 11148.1839
2024-12-14 | 21 | 11010.249
2024-12-14 | 22 | 10816.7822
2024-12-14 | 23 | 10566.0502
2024-12-14 | 24 | 10315.6355
2024-12-15 | 1 | 10127.1778
2024-12-15 | 2 | 9988.9521
2024-12-15 | 3 | 9921.9912
2024-12-15 | 4 | 9890.338
2024-12-15 | 5 | 9889.8422
2024-12-15 | 6 | 9925.7332
2024-12-15 | 7 | 10106.9193
2024-12-15 | 8 | 10391.9547
2024-12-15 | 9 | 10499.7558
2024-12-15 | 10 | 10577.0274
2024-12-15 | 11 | 10633.1927
2024-12-15 | 12 | 10654.9483
2024-12-15 | 13 | 10535.1845
2024-12-15 | 14 | 10498.1866
2024-12-15 | 15 | 10524.9241
2024-12-15 | 16 | 10718.7463
2024-12-15 | 17 | 11027.0375
2024-12-15 | 18 | 11214.1651
2024-12-15 | 19 | 11148.3872
2024-12-15 | 20 | 11084.6827
2024-12-15 | 21 | 10946.8011
2024-12-15 | 22 | 10711.6864
2024-12-15 | 23 | 10403.7331
2024-12-15 | 24 | 10117.479
2024-12-16 | 1 | 9980.0451
2024-12-16 | 2 | 9875.6683
2024-12-16 | 3 | 9829.4034
2024-12-16 | 4 | 9834.0565
2024-12-16 | 5 | 9946.2332
2024-12-16 | 6 | 10209.9937
2024-12-16 | 7 | 10680.9222
2024-12-16 | 8 | 11063.1663
2024-12-16 | 9 | 11070.5622
2024-12-16 | 10 | 11079.9532
2024-12-16 | 11 | 11142.5089
2024-12-16 | 12 | 11126.1519
2024-12-16 | 13 | 11117.5358
2024-12-16 | 14 | 11127.8377
2024-12-16 | 15 | 11130.4643
2024-12-16 | 16 | 11177.2861
2024-12-16 | 17 | 11427.8432
2024-12-16 | 18 | 11518.1399
2024-12-16 | 19 | 11432.3743
2024-12-16 | 20 | 11326.5642
2024-12-16 | 21 | 11150.7364
2024-12-16 | 22 | 10868.3682
2024-12-16 | 23 | 10524.7305
2024-12-16 | 24 | 10229.0432
2024-12-17 | 1 | 10025.4306
2024-12-17 | 2 | 9935.1102
2024-12-17 | 3 | 9896.4117
2024-12-17 | 4 | 9907.533
2024-12-17 | 5 | 10031.9255
2024-12-17 | 6 | 10340.8476
2024-12-17 | 7 | 10802.0894
2024-12-17 | 8 | 11186.5841
2024-12-17 | 9 | 11197.5439
2024-12-17 | 10 | 11163.9773
2024-12-17 | 11 | 11245.6229
2024-12-17 | 12 | 11236.9348
2024-12-17 | 13 | 11200.7931
2024-12-17 | 14 | 11147.3129
2024-12-17 | 15 | 11151.4655
2024-12-17 | 16 | 11251.3561
2024-12-17 | 17 | 11523.0977
2024-12-17 | 18 | 11628.1979
2024-12-17 | 19 | 11550.8185
2024-12-17 | 20 | 11472.3247
2024-12-17 | 21 | 11301.4377
2024-12-17 | 22 | 11031.5578
2024-12-17 | 23 | 10666.2872
2024-12-17 | 24 | 10356.8192
2024-12-18 | 1 | 10133.0526
2024-12-18 | 2 | 10028.2951
2024-12-18 | 3 | 9968.6671
2024-12-18 | 4 | 9968.328
2024-12-18 | 5 | 10038.552
2024-12-18 | 6 | 10274.6259
2024-12-18 | 7 | 10702.1648
2024-12-18 | 8 | 11136.9976
2024-12-18 | 9 | 11156.2151
2024-12-18 | 10 | 11143.0415
2024-12-18 | 11 | 11125.7777
2024-12-18 | 12 | 11129.9101
2024-12-18 | 13 | 11073.2257
2024-12-18 | 14 | 11040.2185
2024-12-18 | 15 | 10983.094
2024-12-18 | 16 | 11063.947
2024-12-18 | 17 | 11346.895
2024-12-18 | 18 | 11412.8916
2024-12-18 | 19 | 11325.8338
2024-12-18 | 20 | 11247.6822
2024-12-18 | 21 | 11117.1453
2024-12-18 | 22 | 10813.658
2024-12-18 | 23 | 10439.9019
2024-12-18 | 24 | 10144.5397
2024-12-19 | 1 | 9943.9103
2024-12-19 | 2 | 9832.6715
2024-12-19 | 3 | 9780.4289
2024-12-19 | 4 | 9778.2798
2024-12-19 | 5 | 9893.695
2024-12-19 | 6 | 10184.1371
2024-12-19 | 7 | 10609.1731
2024-12-19 | 8 | 10980.1577
2024-12-19 | 9 | 11039.7569
2024-12-19 | 10 | 10985.9485
2024-12-19 | 11 | 10909.0379
2024-12-19 | 12 | 10890.2631
2024-12-19 | 13 | 10916.0142
2024-12-19 | 14 | 10869.9825
2024-12-19 | 15 | 10873.8142
2024-12-19 | 16 | 10912.1873
2024-12-19 | 17 | 11111.1854
2024-12-19 | 18 | 11139.2963
2024-12-19 | 19 | 11070.2954
2024-12-19 | 20 | 11003.0742
2024-12-19 | 21 | 10847.879
2024-12-19 | 22 | 10580.1797
2024-12-19 | 23 | 10260.0252
2024-12-19 | 24 | 9992.7596
2024-12-20 | 1 | 9788.7088
2024-12-20 | 2 | 9699.0031
2024-12-20 | 3 | 9660.7692
2024-12-20 | 4 | 9696.6839
2024-12-20 | 5 | 9831.6756
2024-12-20 | 6 | 10144.222
2024-12-20 | 7 | 10580.0064
2024-12-20 | 8 | 10969.399
2024-12-20 | 9 | 11019.9204
2024-12-20 | 10 | 10993.028
2024-12-20 | 11 | 10954.1029
2024-12-20 | 12 | 10948.5341
2024-12-20 | 13 | 10940.3041
2024-12-20 | 14 | 10940.6673
2024-12-20 | 15 | 10965.9823
2024-12-20 | 16 | 11041.5876
2024-12-20 | 17 | 11321.0345
2024-12-20 | 18 | 11396.6265
2024-12-20 | 19 | 11307.9676
2024-12-20 | 20 | 11226.9288
2024-12-20 | 21 | 11042.1708
2024-12-20 | 22 | 10777.9558
2024-12-20 | 23 | 10467.7026
2024-12-20 | 24 | 10208.5939
2024-12-21 | 1 | 10020.1601
2024-12-21 | 2 | 9916.3828
2024-12-21 | 3 | 9867.3171
2024-12-21 | 4 | 9857.4903
2024-12-21 | 5 | 9890.8776
2024-12-21 | 6 | 9992.6743
2024-12-21 | 7 | 10155.5011
2024-12-21 | 8 | 10490.0759
2024-12-21 | 9 | 10617.4844
2024-12-21 | 10 | 10636.0489
2024-12-21 | 11 | 10696.125
2024-12-21 | 12 | 10577.3217
2024-12-21 | 13 | 10596.3963
2024-12-21 | 14 | 10584.2975
2024-12-21 | 15 | 10567.5315
2024-12-21 | 16 | 10570.2159
2024-12-21 | 17 | 10874.1921
2024-12-21 | 18 | 10977.9447
2024-12-21 | 19 | 10899.1261
2024-12-21 | 20 | 10810.6661
2024-12-21 | 21 | 10689.737
2024-12-21 | 22 | 10498.5632
2024-12-21 | 23 | 10228.8441
2024-12-21 | 24 | 9973.9269
2024-12-22 | 1 | 9780.8941
2024-12-22 | 2 | 9648.2524
2024-12-22 | 3 | 9569.0782
2024-12-22 | 4 | 9536.3385
2024-12-22 | 5 | 9546.4921
2024-12-22 | 6 | 9617.7572
2024-12-22 | 7 | 9778.9355
2024-12-22 | 8 | 10039.4189
2024-12-22 | 9 | 10168.0372
2024-12-22 | 10 | 10203.1098
2024-12-22 | 11 | 10220.8953
2024-12-22 | 12 | 10257.985
2024-12-22 | 13 | 10316.0557
2024-12-22 | 14 | 10261.7266
2024-12-22 | 15 | 10297.8628
2024-12-22 | 16 | 10464.3997
2024-12-22 | 17 | 10822.6284
2024-12-22 | 18 | 10972.9555
2024-12-22 | 19 | 10911.759
2024-12-22 | 20 | 10829.2592
2024-12-22 | 21 | 10676.6707
2024-12-22 | 22 | 10424.1774
2024-12-22 | 23 | 10121.3427
2024-12-22 | 24 | 9872.0711
2024-12-23 | 1 | 9814.1686
2024-12-23 | 2 | 9733.307
2024-12-23 | 3 | 9707.3507
2024-12-23 | 4 | 9728.4021
2024-12-23 | 5 | 9878.2085
2024-12-23 | 6 | 10212.0353
2024-12-23 | 7 | 10694.3761
2024-12-23 | 8 | 11051.4838
2024-12-23 | 9 | 11064.7075
2024-12-23 | 10 | 11102.5224
2024-12-23 | 11 | 11109.7616
2024-12-23 | 12 | 11089.7326
2024-12-23 | 13 | 11068.9903
2024-12-23 | 14 | 11092.2793
2024-12-23 | 15 | 11114.1276
2024-12-23 | 16 | 11190.8494
2024-12-23 | 17 | 11418.7124
2024-12-23 | 18 | 11548.3235
2024-12-23 | 19 | 11468.8829
2024-12-23 | 20 | 11359.8672
2024-12-23 | 21 | 11178.3734
2024-12-23 | 22 | 10928.4109
2024-12-23 | 23 | 10566.1869
2024-12-23 | 24 | 10239.8102
2024-12-24 | 1 | 10019.1525
2024-12-24 | 2 | 9888.9441
2024-12-24 | 3 | 9815.7786
2024-12-24 | 4 | 9790.9729
2024-12-24 | 5 | 9793.2048
2024-12-24 | 6 | 9800.8889
2024-12-24 | 7 | 9929.1297
2024-12-24 | 8 | 10240.7486
2024-12-24 | 9 | 10376.1033
2024-12-24 | 10 | 10447.9198
2024-12-24 | 11 | 10457.9739
2024-12-24 | 12 | 10505.5879
2024-12-24 | 13 | 10410.9785
2024-12-24 | 14 | 10432.7287
2024-12-24 | 15 | 10400.9653
2024-12-24 | 16 | 10530.5649
2024-12-24 | 17 | 10897.0451
2024-12-24 | 18 | 11080.3141
2024-12-24 | 19 | 11028.8786
2024-12-24 | 20 | 10952.1547
2024-12-24 | 21 | 10807.559
2024-12-24 | 22 | 10563.5255
2024-12-24 | 23 | 10245.574
2024-12-24 | 24 | 9978.3593
2024-12-25 | 1 | 9870.4358
2024-12-25 | 2 | 9735.0646
2024-12-25 | 3 | 9659.4956
2024-12-25 | 4 | 9636.4448
2024-12-25 | 5 | 9662.278
2024-12-25 | 6 | 9724.2218
2024-12-25 | 7 | 9899.853
2024-12-25 | 8 | 10164.8022
2024-12-25 | 9 | 10285.1974
2024-12-25 | 10 | 10333.6728
2024-12-25 | 11 | 10301.1302
2024-12-25 | 12 | 10351.6505
2024-12-25 | 13 | 10325.2294
2024-12-25 | 14 | 10301.6034
2024-12-25 | 15 | 10361.108
2024-12-25 | 16 | 10471.0061
2024-12-25 | 17 | 10764.0069
2024-12-25 | 18 | 10916.492
2024-12-25 | 19 | 10849.6987
2024-12-25 | 20 | 10787.9913
2024-12-25 | 21 | 10652.4544
2024-12-25 | 22 | 10430.3442
2024-12-25 | 23 | 10118.3332
2024-12-25 | 24 | 9843.3989
2024-12-26 | 1 | 9729.0906
2024-12-26 | 2 | 9610.2836
2024-12-26 | 3 | 9540.8136
2024-12-26 | 4 | 9522.2621
2024-12-26 | 5 | 9538.3152
2024-12-26 | 6 | 9599.9669
2024-12-26 | 7 | 9762.7741
2024-12-26 | 8 | 10050.1923
2024-12-26 | 9 | 10162.1001
2024-12-26 | 10 | 10204.2859
2024-12-26 | 11 | 10180.8596
2024-12-26 | 12 | 10202.2974
2024-12-26 | 13 | 10277.7924
2024-12-26 | 14 | 10257.6075
2024-12-26 | 15 | 10335.5507
2024-12-26 | 16 | 10359.6543
2024-12-26 | 17 | 10706.0816
2024-12-26 | 18 | 10870.1566
2024-12-26 | 19 | 10826.4052
2024-12-26 | 20 | 10749.9502
2024-12-26 | 21 | 10600.6259
2024-12-26 | 22 | 10355.7073
2024-12-26 | 23 | 10028.3366
2024-12-26 | 24 | 9789.1688
2024-12-27 | 1 | 9715.6494
2024-12-27 | 2 | 9611.9933
2024-12-27 | 3 | 9555.0172
2024-12-27 | 4 | 9542.744
2024-12-27 | 5 | 9586.138
2024-12-27 | 6 | 9715.9538
2024-12-27 | 7 | 9951.162
2024-12-27 | 8 | 10224.9998
2024-12-27 | 9 | 10354.7376
2024-12-27 | 10 | 10402.0209
2024-12-27 | 11 | 10366.1376
2024-12-27 | 12 | 10357.3873
2024-12-27 | 13 | 10317.4599
2024-12-27 | 14 | 10261.2612
2024-12-27 | 15 | 10264.0695
2024-12-27 | 16 | 10349.1295
2024-12-27 | 17 | 10667.8023
2024-12-27 | 18 | 10800.8163
2024-12-27 | 19 | 10746.9703
2024-12-27 | 20 | 10682.7106
2024-12-27 | 21 | 10525.0062
2024-12-27 | 22 | 10337.0208
2024-12-27 | 23 | 10082.4416
2024-12-27 | 24 | 9855.4818
2024-12-28 | 1 | 9733.7828
2024-12-28 | 2 | 9620.3274
2024-12-28 | 3 | 9558.6555
2024-12-28 | 4 | 9538.454
2024-12-28 | 5 | 9574.5326
2024-12-28 | 6 | 9707.7392
2024-12-28 | 7 | 9955.985
2024-12-28 | 8 | 10237.7415
2024-12-28 | 9 | 10372.4374
2024-12-28 | 10 | 10475.7061
2024-12-28 | 11 | 10493.0464
2024-12-28 | 12 | 10487.6997
2024-12-28 | 13 | 10403.8247
2024-12-28 | 14 | 10388.6132
2024-12-28 | 15 | 10395.3192
2024-12-28 | 16 | 10509.4283
2024-12-28 | 17 | 10827.9887
2024-12-28 | 18 | 11010.0057
2024-12-28 | 19 | 10943.7136
2024-12-28 | 20 | 10850.4136
2024-12-28 | 21 | 10701.9087
2024-12-28 | 22 | 10490.4677
2024-12-28 | 23 | 10233.7525
2024-12-28 | 24 | 9992.9107
2024-12-29 | 1 | 9845.1461
2024-12-29 | 2 | 9721.8276
2024-12-29 | 3 | 9644.0667
2024-12-29 | 4 | 9592.1997
2024-12-29 | 5 | 9613.5394
2024-12-29 | 6 | 9676.7643
2024-12-29 | 7 | 9834.4472
2024-12-29 | 8 | 10130.934
2024-12-29 | 9 | 10250.6078
2024-12-29 | 10 | 10293.4366
2024-12-29 | 11 | 10345.5884
2024-12-29 | 12 | 10305.8649
2024-12-29 | 13 | 10295.0759
2024-12-29 | 14 | 10265.7436
2024-12-29 | 15 | 10292.1145
2024-12-29 | 16 | 10416.7835
2024-12-29 | 17 | 10751.5476
2024-12-29 | 18 | 10912.7803
2024-12-29 | 19 | 10879.8097
2024-12-29 | 20 | 10831.7466
2024-12-29 | 21 | 10691.2781
2024-12-29 | 22 | 10450.1825
2024-12-29 | 23 | 10142.1934
2024-12-29 | 24 | 9889.4049
2024-12-30 | 1 | 9780.9299
2024-12-30 | 2 | 9698.3339
2024-12-30 | 3 | 9668.4126
2024-12-30 | 4 | 9682.5238
2024-12-30 | 5 | 9819.3761
2024-12-30 | 6 | 10139.4461
2024-12-30 | 7 | 10622.6433
2024-12-30 | 8 | 10966.1346
2024-12-30 | 9 | 10992.7602
2024-12-30 | 10 | 10951.6116
2024-12-30 | 11 | 10883.4026
2024-12-30 | 12 | 10815.4193
2024-12-30 | 13 | 10798.4133
2024-12-30 | 14 | 10783.265
2024-12-30 | 15 | 10790.4919
2024-12-30 | 16 | 10894.3727
2024-12-30 | 17 | 11167.6734
2024-12-30 | 18 | 11261.2747
2024-12-30 | 19 | 11216.8467
2024-12-30 | 20 | 11110.4194
2024-12-30 | 21 | 10954.5682
2024-12-30 | 22 | 10647.0119
2024-12-30 | 23 | 10289.1928
2024-12-30 | 24 | 9994.284
2024-12-31 | 1 | 9772.2026
2024-12-31 | 2 | 9679.5212
2024-12-31 | 3 | 9615.909
2024-12-31 | 4 | 9586.3973
2024-12-31 | 5 | 9605.3244
2024-12-31 | 6 | 9689.5317
2024-12-31 | 7 | 9832.4859
2024-12-31 | 8 | 10100.9526
2024-12-31 | 9 | 10214.4871
2024-12-31 | 10 | 10323.8968
2024-12-31 | 11 | 10366.4334
2024-12-31 | 12 | 10399.7301
2024-12-31 | 13 | 10380.0005
2024-12-31 | 14 | 10356.3554
2024-12-31 | 15 | 10348.7167
2024-12-31 | 16 | 10449.6042
2024-12-31 | 17 | 10713.9728
2024-12-31 | 18 | 10894.0067
2024-12-31 | 19 | 10838.2944
2024-12-31 | 20 | 10744.5516
2024-12-31 | 21 | 10633.5455
2024-12-31 | 22 | 10387.5633
2024-12-31 | 23 | 10083.3856
2024-12-31 | 24 | 9822.5997
2025-01-01 | 1 | 9933.8764
2025-01-01 | 2 | 9825.6185
2025-01-01 | 3 | 9782.54
2025-01-01 | 4 | 9801.5654
2025-01-01 | 5 | 9876.1528
2025-01-01 | 6 | 10053.4287
2025-01-01 | 7 | 10206.3401
2025-01-01 | 8 | 10402.6388
2025-01-01 | 9 | 10510.0174
2025-01-01 | 10 | 10629.9506
2025-01-01 | 11 | 10673.744
2025-01-01 | 12 | 10619.1565
2025-01-01 | 13 | 10610.8548
2025-01-01 | 14 | 10747.0325
2025-01-01 | 15 | 10744.0198
2025-01-01 | 16 | 10826.8713
2025-01-01 | 17 | 11124.3625
2025-01-01 | 18 | 11340.443
2025-01-01 | 19 | 11291.1705
2025-01-01 | 20 | 11204.1282
2025-01-01 | 21 | 11078.1352
2025-01-01 | 22 | 10854.993
2025-01-01 | 23 | 10548.3612
2025-01-01 | 24 | 10286.9792
2025-01-02 | 1 | 10244.022
2025-01-02 | 2 | 10106.151
2025-01-02 | 3 | 10022.6657
2025-01-02 | 4 | 9953.3913
2025-01-02 | 5 | 9948.5924
2025-01-02 | 6 | 9967.2652
2025-01-02 | 7 | 10169.7627
2025-01-02 | 8 | 10521.5155
2025-01-02 | 9 | 10683.6274
2025-01-02 | 10 | 10763.7532
2025-01-02 | 11 | 10810.9247
2025-01-02 | 12 | 10683.0172
2025-01-02 | 13 | 10656.7574
2025-01-02 | 14 | 10784.3341
2025-01-02 | 15 | 10759.3565
2025-01-02 | 16 | 10823.2531
2025-01-02 | 17 | 11072.1444
2025-01-02 | 18 | 11306.1423
2025-01-02 | 19 | 11252.5322
2025-01-02 | 20 | 11155.4676
2025-01-02 | 21 | 11019.5898
2025-01-02 | 22 | 10826.0735
2025-01-02 | 23 | 10536.8742
2025-01-02 | 24 | 10271.9411
2025-01-03 | 1 | 10132.2116
2025-01-03 | 2 | 10033.2387
2025-01-03 | 3 | 9987.2097
2025-01-03 | 4 | 10011.6034
2025-01-03 | 5 | 10107.8551
2025-01-03 | 6 | 10399.7241
2025-01-03 | 7 | 10872.4084
2025-01-03 | 8 | 11237.7513
2025-01-03 | 9 | 11304.0961
2025-01-03 | 10 | 11265.9439
2025-01-03 | 11 | 11195.7255
2025-01-03 | 12 | 11161.9122
2025-01-03 | 13 | 11282.3696
2025-01-03 | 14 | 11247.2365
2025-01-03 | 15 | 11104.711
2025-01-03 | 16 | 11139.1838
2025-01-03 | 17 | 11422.7538
2025-01-03 | 18 | 11549.4605
2025-01-03 | 19 | 11451.4927
2025-01-03 | 20 | 11371.3521
2025-01-03 | 21 | 11231.0398
2025-01-03 | 22 | 10961.8619
2025-01-03 | 23 | 10645.3167
2025-01-03 | 24 | 10364.349
2025-01-04 | 1 | 10147.8045
2025-01-04 | 2 | 10024.433
2025-01-04 | 3 | 9933.9605
2025-01-04 | 4 | 9904.8714
2025-01-04 | 5 | 9907.1135
2025-01-04 | 6 | 9937.2696
2025-01-04 | 7 | 10146.1366
2025-01-04 | 8 | 10470.5649
2025-01-04 | 9 | 10621.4877
2025-01-04 | 10 | 10716.2888
2025-01-04 | 11 | 10727.9558
2025-01-04 | 12 | 10744.386
2025-01-04 | 13 | 10707.0137
2025-01-04 | 14 | 10611.2581
2025-01-04 | 15 | 10656.117
2025-01-04 | 16 | 10714.291
2025-01-04 | 17 | 10937.6499
2025-01-04 | 18 | 11116.97
2025-01-04 | 19 | 11039.2111
2025-01-04 | 20 | 10949.4299
2025-01-04 | 21 | 10820.0926
2025-01-04 | 22 | 10629.8271
2025-01-04 | 23 | 10369.2459
2025-01-04 | 24 | 10119.2062
2025-01-05 | 1 | 9946.9722
2025-01-05 | 2 | 9777.2743
2025-01-05 | 3 | 9698.5106
2025-01-05 | 4 | 9666.8826
2025-01-05 | 5 | 9674.2835
2025-01-05 | 6 | 9714.0762
2025-01-05 | 7 | 9873.5206
2025-01-05 | 8 | 10175.0105
2025-01-05 | 9 | 10298.1831
2025-01-05 | 10 | 10374.8215
2025-01-05 | 11 | 10415.9243
2025-01-05 | 12 | 10501.6267
2025-01-05 | 13 | 10511.5121
2025-01-05 | 14 | 10494.9757
2025-01-05 | 15 | 10512.9896
2025-01-05 | 16 | 10588.4474
2025-01-05 | 17 | 10829.906
2025-01-05 | 18 | 10994.142
2025-01-05 | 19 | 10946.4813
2025-01-05 | 20 | 10892.1756
2025-01-05 | 21 | 10760.9641
2025-01-05 | 22 | 10504.0726
2025-01-05 | 23 | 10194.2561
2025-01-05 | 24 | 9914.3044
2025-01-06 | 1 | 9781.1062
2025-01-06 | 2 | 9681.525
2025-01-06 | 3 | 9630.7128
2025-01-06 | 4 | 9646.5959
2025-01-06 | 5 | 9771.802
2025-01-06 | 6 | 10074.725
2025-01-06 | 7 | 10481.5239
2025-01-06 | 8 | 10871.9214
2025-01-06 | 9 | 10908.7418
2025-01-06 | 10 | 10917.8827
2025-01-06 | 11 | 10883.0724
2025-01-06 | 12 | 10917.8329
2025-01-06 | 13 | 10777.3117
2025-01-06 | 14 | 10926.8604
2025-01-06 | 15 | 10908.3265
2025-01-06 | 16 | 11036.7531
2025-01-06 | 17 | 11200.5305
2025-01-06 | 18 | 11335.4002
2025-01-06 | 19 | 11236.5423
2025-01-06 | 20 | 11146.6427
2025-01-06 | 21 | 10967.7265
2025-01-06 | 22 | 10656.4625
2025-01-06 | 23 | 10299.4648
2025-01-06 | 24 | 10011.5174
2025-01-07 | 1 | 9816.1497
2025-01-07 | 2 | 9733.6072
2025-01-07 | 3 | 9697.9557
2025-01-07 | 4 | 9720.4968
2025-01-07 | 5 | 9858.2446
2025-01-07 | 6 | 10199.3049
2025-01-07 | 7 | 10672.0478
2025-01-07 | 8 | 11031.9982
2025-01-07 | 9 | 11023.308
2025-01-07 | 10 | 11040.5424
2025-01-07 | 11 | 11073.9041
2025-01-07 | 12 | 11059.5294
2025-01-07 | 13 | 11062.7142
2025-01-07 | 14 | 11058.4988
2025-01-07 | 15 | 11058.4564
2025-01-07 | 16 | 11096.7954
2025-01-07 | 17 | 11266.1212
2025-01-07 | 18 | 11385.0296
2025-01-07 | 19 | 11308.0156
2025-01-07 | 20 | 11214.9825
2025-01-07 | 21 | 11052.5102
2025-01-07 | 22 | 10755.8359
2025-01-07 | 23 | 10400.1628
2025-01-07 | 24 | 10105.6797
2025-01-08 | 1 | 9892.2529
2025-01-08 | 2 | 9792.2106
2025-01-08 | 3 | 9738.9074
2025-01-08 | 4 | 9765.1377
2025-01-08 | 5 | 9939.3007
2025-01-08 | 6 | 10236.406
2025-01-08 | 7 | 10683.9125
2025-01-08 | 8 | 11066.876
2025-01-08 | 9 | 11071.2986
2025-01-08 | 10 | 11095.0422
2025-01-08 | 11 | 11083.5922
2025-01-08 | 12 | 11136.1619
2025-01-08 | 13 | 11186.3386
2025-01-08 | 14 | 11216.1763
2025-01-08 | 15 | 11238.9327
2025-01-08 | 16 | 11293.3599
2025-01-08 | 17 | 11458.8729
2025-01-08 | 18 | 11638.8082
2025-01-08 | 19 | 11552.0693
2025-01-08 | 20 | 11447.6006
2025-01-08 | 21 | 11294.2109
2025-01-08 | 22 | 11024.2991
2025-01-08 | 23 | 10664.6173
2025-01-08 | 24 | 10366.9601
2025-01-09 | 1 | 10203.4704
2025-01-09 | 2 | 10097.4663
2025-01-09 | 3 | 10061.8159
2025-01-09 | 4 | 10070.7091
2025-01-09 | 5 | 10178.4964
2025-01-09 | 6 | 10460.5789
2025-01-09 | 7 | 10894.7495
2025-01-09 | 8 | 11295.6955
2025-01-09 | 9 | 11331.2046
2025-01-09 | 10 | 11393.1651
2025-01-09 | 11 | 11427.6722
2025-01-09 | 12 | 11436.9008
2025-01-09 | 13 | 11365.7954
2025-01-09 | 14 | 11377.5975
2025-01-09 | 15 | 11342.6709
2025-01-09 | 16 | 11372.5585
2025-01-09 | 17 | 11549.4395
2025-01-09 | 18 | 11787.4168
2025-01-09 | 19 | 11695.759
2025-01-09 | 20 | 11580.5545
2025-01-09 | 21 | 11452.6961
2025-01-09 | 22 | 11237.885
2025-01-09 | 23 | 10927.6729
2025-01-09 | 24 | 10618.6248
2025-01-10 | 1 | 10393.4043
2025-01-10 | 2 | 10275.8455
2025-01-10 | 3 | 10218.0465
2025-01-10 | 4 | 10206.9592
2025-01-10 | 5 | 10293.461
2025-01-10 | 6 | 10501.8433
2025-01-10 | 7 | 10906.5099
2025-01-10 | 8 | 11340.0795
2025-01-10 | 9 | 11401.3974
2025-01-10 | 10 | 11423.6963
2025-01-10 | 11 | 11424.7957
2025-01-10 | 12 | 11436.6777
2025-01-10 | 13 | 11305.7792
2025-01-10 | 14 | 11293.5998
2025-01-10 | 15 | 11414.9635
2025-01-10 | 16 | 11423.5781
2025-01-10 | 17 | 11588.8799
2025-01-10 | 18 | 11894.8504
2025-01-10 | 19 | 11824.485
2025-01-10 | 20 | 11706.6534
2025-01-10 | 21 | 11593.838
2025-01-10 | 22 | 11394.4753
2025-01-10 | 23 | 11082.6126
2025-01-10 | 24 | 10774.9427
2025-01-11 | 1 | 10540.4497
2025-01-11 | 2 | 10416.7237
2025-01-11 | 3 | 10339.491
2025-01-11 | 4 | 10330.6918
2025-01-11 | 5 | 10333.6811
2025-01-11 | 6 | 10294.8974
2025-01-11 | 7 | 10471.2312
2025-01-11 | 8 | 10799.24
2025-01-11 | 9 | 10973.5447
2025-01-11 | 10 | 11013.5955
2025-01-11 | 11 | 11001.9808
2025-01-11 | 12 | 10994.7817
2025-01-11 | 13 | 10940.9329
2025-01-11 | 14 | 10896.4759
2025-01-11 | 15 | 10840.1403
2025-01-11 | 16 | 10926.4928
2025-01-11 | 17 | 11264.4067
2025-01-11 | 18 | 11575.5965
2025-01-11 | 19 | 11506.42
2025-01-11 | 20 | 11388.8908
2025-01-11 | 21 | 11321.4988
2025-01-11 | 22 | 11201.286
2025-01-11 | 23 | 10976.3148
2025-01-11 | 24 | 10718.5238
2025-01-12 | 1 | 10514.2436
2025-01-12 | 2 | 10372.9388
2025-01-12 | 3 | 10281.2512
2025-01-12 | 4 | 10235.4285
2025-01-12 | 5 | 10183.0206
2025-01-12 | 6 | 10119.481
2025-01-12 | 7 | 10223.1135
2025-01-12 | 8 | 10568.6694
2025-01-12 | 9 | 10723.4161
2025-01-12 | 10 | 10841.9082
2025-01-12 | 11 | 10902.898
2025-01-12 | 12 | 11014.464
2025-01-12 | 13 | 11008.8978
2025-01-12 | 14 | 10855.0784
2025-01-12 | 15 | 10857.5731
2025-01-12 | 16 | 11055.6613
2025-01-12 | 17 | 11283.9216
2025-01-12 | 18 | 11688.8036
2025-01-12 | 19 | 11621.0959
2025-01-12 | 20 | 11504.7152
2025-01-12 | 21 | 11419.0257
2025-01-12 | 22 | 11270.7286
2025-01-12 | 23 | 10987.3562
2025-01-12 | 24 | 10692.266
2025-01-13 | 1 | 10550.8444
2025-01-13 | 2 | 10396.5848
2025-01-13 | 3 | 10332.9393
2025-01-13 | 4 | 10330.244
2025-01-13 | 5 | 10394.5907
2025-01-13 | 6 | 10571.7871
2025-01-13 | 7 | 10952.8765
2025-01-13 | 8 | 11393.985
2025-01-13 | 9 | 11467.8119
2025-01-13 | 10 | 11479.3119
2025-01-13 | 11 | 11426.9806
2025-01-13 | 12 | 11401.9629
2025-01-13 | 13 | 11529.7301
2025-01-13 | 14 | 11375.9319
2025-01-13 | 15 | 11378.4743
2025-01-13 | 16 | 11548.4531
2025-01-13 | 17 | 11706.8929
2025-01-13 | 18 | 12027.3755
2025-01-13 | 19 | 11939.5177
2025-01-13 | 20 | 11833.975
2025-01-13 | 21 | 11715.1158
2025-01-13 | 22 | 11511.4383
2025-01-13 | 23 | 11165.8464
2025-01-13 | 24 | 10843.3244
2025-01-14 | 1 | 10581.6738
2025-01-14 | 2 | 10460.221
2025-01-14 | 3 | 10390.8404
2025-01-14 | 4 | 10378.3751
2025-01-14 | 5 | 10439.021
2025-01-14 | 6 | 10607.3417
2025-01-14 | 7 | 10975.5792
2025-01-14 | 8 | 11414.101
2025-01-14 | 9 | 11495.7672
2025-01-14 | 10 | 11530.6197
2025-01-14 | 11 | 11569.5997
2025-01-14 | 12 | 11582.1005
2025-01-14 | 13 | 11547.9763
2025-01-14 | 14 | 11565.8181
2025-01-14 | 15 | 11545.909
2025-01-14 | 16 | 11577.0574
2025-01-14 | 17 | 11756.0995
2025-01-14 | 18 | 12064.838
2025-01-14 | 19 | 11956.957
2025-01-14 | 20 | 11878.7891
2025-01-14 | 21 | 11784.3181
2025-01-14 | 22 | 11572.8153
2025-01-14 | 23 | 11235.9761
2025-01-14 | 24 | 10896.1726
2025-01-15 | 1 | 10625.1548
2025-01-15 | 2 | 10497.4701
2025-01-15 | 3 | 10421.5658
2025-01-15 | 4 | 10430.2612
2025-01-15 | 5 | 10476.9649
2025-01-15 | 6 | 10620.5807
2025-01-15 | 7 | 10948.2535
2025-01-15 | 8 | 11396.636
2025-01-15 | 9 | 11495.4665
2025-01-15 | 10 | 11521.8971
2025-01-15 | 11 | 11565.6187
2025-01-15 | 12 | 11534.855
2025-01-15 | 13 | 11405.5571
2025-01-15 | 14 | 11383.3826
2025-01-15 | 15 | 11366.3556
2025-01-15 | 16 | 11537.9037
2025-01-15 | 17 | 11709.779
2025-01-15 | 18 | 12018.0095
2025-01-15 | 19 | 11921.91
2025-01-15 | 20 | 11810.8664
2025-01-15 | 21 | 11708.8341
2025-01-15 | 22 | 11512.655
2025-01-15 | 23 | 11173.0293
2025-01-15 | 24 | 10830.9378
2025-01-16 | 1 | 10611.2986
2025-01-16 | 2 | 10457.4076
2025-01-16 | 3 | 10368.1554
2025-01-16 | 4 | 10329.383
2025-01-16 | 5 | 10349.0759
2025-01-16 | 6 | 10439.2163
2025-01-16 | 7 | 10805.9296
2025-01-16 | 8 | 11316.7136
2025-01-16 | 9 | 11434.1151
2025-01-16 | 10 | 11462.8964
2025-01-16 | 11 | 11525.3606
2025-01-16 | 12 | 11453.464
2025-01-16 | 13 | 11501.1129
2025-01-16 | 14 | 11522.0291
2025-01-16 | 15 | 11493.3052
2025-01-16 | 16 | 11506.5606
2025-01-16 | 17 | 11663.7424
2025-01-16 | 18 | 11976.2071
2025-01-16 | 19 | 11871.8787
2025-01-16 | 20 | 11753.2744
2025-01-16 | 21 | 11658.257
2025-01-16 | 22 | 11488.8948
2025-01-16 | 23 | 11197.39
2025-01-16 | 24 | 10873.095
2025-01-17 | 1 | 10626.7259
2025-01-17 | 2 | 10497.5547
2025-01-17 | 3 | 10425.6532
2025-01-17 | 4 | 10412.1326
2025-01-17 | 5 | 10474.2333
2025-01-17 | 6 | 10663.7401
2025-01-17 | 7 | 11028.9918
2025-01-17 | 8 | 11445.64
2025-01-17 | 9 | 11541.344
2025-01-17 | 10 | 11557.2901
2025-01-17 | 11 | 11560.6754
2025-01-17 | 12 | 11571.3058
2025-01-17 | 13 | 11536.2597
2025-01-17 | 14 | 11358.6636
2025-01-17 | 15 | 11320.3276
2025-01-17 | 16 | 11479.7611
2025-01-17 | 17 | 11613.3253
2025-01-17 | 18 | 11895.8019
2025-01-17 | 19 | 11802.1301
2025-01-17 | 20 | 11685.065
2025-01-17 | 21 | 11590.8788
2025-01-17 | 22 | 11393.5948
2025-01-17 | 23 | 11108.1282
2025-01-17 | 24 | 10774.7378
2025-01-18 | 1 | 10522.9879
2025-01-18 | 2 | 10376.8358
2025-01-18 | 3 | 10266.0246
2025-01-18 | 4 | 10200.758
2025-01-18 | 5 | 10132.7975
2025-01-18 | 6 | 10039.2206
2025-01-18 | 7 | 10203.4237
2025-01-18 | 8 | 10617.1315
2025-01-18 | 9 | 10812.8726
2025-01-18 | 10 | 10806.5711
2025-01-18 | 11 | 10829.7992
2025-01-18 | 12 | 10827.4266
2025-01-18 | 13 | 10785.1359
2025-01-18 | 14 | 10746.3155
2025-01-18 | 15 | 10714.1445
2025-01-18 | 16 | 10916.7655
2025-01-18 | 17 | 11088.6146
2025-01-18 | 18 | 11455.0397
2025-01-18 | 19 | 11453.4848
2025-01-18 | 20 | 11345.1289
2025-01-18 | 21 | 11239.0417
2025-01-18 | 22 | 11094.1771
2025-01-18 | 23 | 10859.2406
2025-01-18 | 24 | 10580.5139
2025-01-19 | 1 | 10364.6659
2025-01-19 | 2 | 10197.9841
2025-01-19 | 3 | 10091.6913
2025-01-19 | 4 | 10039.8641
2025-01-19 | 5 | 10023.7368
2025-01-19 | 6 | 9975.8515
2025-01-19 | 7 | 10127.6094
2025-01-19 | 8 | 10427.0564
2025-01-19 | 9 | 10587.61
2025-01-19 | 10 | 10668.7731
2025-01-19 | 11 | 10760.8464
2025-01-19 | 12 | 10683.6973
2025-01-19 | 13 | 10702.4881
2025-01-19 | 14 | 10699.5321
2025-01-19 | 15 | 10750.148
2025-01-19 | 16 | 10912.4999
2025-01-19 | 17 | 11149.7996
2025-01-19 | 18 | 11526.732
2025-01-19 | 19 | 11494.2049
2025-01-19 | 20 | 11380.8201
2025-01-19 | 21 | 11252.6885
2025-01-19 | 22 | 11049.6584
2025-01-19 | 23 | 10738.9046
2025-01-19 | 24 | 10451.1551
2025-01-20 | 1 | 10301.5686
2025-01-20 | 2 | 10190.0818
2025-01-20 | 3 | 10132.1111
2025-01-20 | 4 | 10113.2314
2025-01-20 | 5 | 10186.3815
2025-01-20 | 6 | 10396.4629
2025-01-20 | 7 | 10796.9861
2025-01-20 | 8 | 11233.8809
2025-01-20 | 9 | 11304.2079
2025-01-20 | 10 | 11277.6676
2025-01-20 | 11 | 11265.2998
2025-01-20 | 12 | 11222.4868
2025-01-20 | 13 | 11244.0065
2025-01-20 | 14 | 11189.5229
2025-01-20 | 15 | 11168.2672
2025-01-20 | 16 | 11192.9677
2025-01-20 | 17 | 11298.108
2025-01-20 | 18 | 11521.1818
2025-01-20 | 19 | 11452.9566
2025-01-20 | 20 | 11376.8636
2025-01-20 | 21 | 11188.656
2025-01-20 | 22 | 10903.5552
2025-01-20 | 23 | 10539.0929
2025-01-20 | 24 | 10238.2738
2025-01-21 | 1 | 10012.9035
2025-01-21 | 2 | 9895.0071
2025-01-21 | 3 | 9863.4821
2025-01-21 | 4 | 9862.9403
2025-01-21 | 5 | 9936.0631
2025-01-21 | 6 | 10212.6277
2025-01-21 | 7 | 10665.3213
2025-01-21 | 8 | 11060.3449
2025-01-21 | 9 | 11108.3414
2025-01-21 | 10 | 11048.6732
2025-01-21 | 11 | 11063.304
2025-01-21 | 12 | 11062.1971
2025-01-21 | 13 | 11085.5301
2025-01-21 | 14 | 11093.8376
2025-01-21 | 15 | 11094.04
2025-01-21 | 16 | 11140.878
2025-01-21 | 17 | 11235.931
2025-01-21 | 18 | 11445.3798
2025-01-21 | 19 | 11347.2768
2025-01-21 | 20 | 11245.8754
2025-01-21 | 21 | 11080.0459
2025-01-21 | 22 | 10781.2526
2025-01-21 | 23 | 10421.4421
2025-01-21 | 24 | 10131.4065
2025-01-22 | 1 | 9918.6512
2025-01-22 | 2 | 9817.014
2025-01-22 | 3 | 9769.7426
2025-01-22 | 4 | 9784.2636
2025-01-22 | 5 | 9894.9985
2025-01-22 | 6 | 10176.2421
2025-01-22 | 7 | 10653.1532
2025-01-22 | 8 | 11034.2139
2025-01-22 | 9 | 11084.3608
2025-01-22 | 10 | 10970.3449
2025-01-22 | 11 | 10934.9832
2025-01-22 | 12 | 10891.2309
2025-01-22 | 13 | 10874.0992
2025-01-22 | 14 | 10938.7512
2025-01-22 | 15 | 10905.8121
2025-01-22 | 16 | 11006.6782
2025-01-22 | 17 | 11103.2617
2025-01-22 | 18 | 11300.2318
2025-01-22 | 19 | 11225.6566
2025-01-22 | 20 | 11161.6231
2025-01-22 | 21 | 10979.2181
2025-01-22 | 22 | 10670.014
2025-01-22 | 23 | 10302.556
2025-01-22 | 24 | 10015.5684
2025-01-23 | 1 | 9858.6227
2025-01-23 | 2 | 9725.6809
2025-01-23 | 3 | 9661.7462
2025-01-23 | 4 | 9660.4693
2025-01-23 | 5 | 9759.991
2025-01-23 | 6 | 10048.7576
2025-01-23 | 7 | 10477.3884
2025-01-23 | 8 | 10865.7939
2025-01-23 | 9 | 10913.2345
2025-01-23 | 10 | 10784.702
2025-01-23 | 11 | 10746.5052
2025-01-23 | 12 | 10782.3656
2025-01-23 | 13 | 10895.2854
2025-01-23 | 14 | 10919.0231
2025-01-23 | 15 | 10732.208
2025-01-23 | 16 | 10833.9884
2025-01-23 | 17 | 10963.6763
2025-01-23 | 18 | 11209.0624
2025-01-23 | 19 | 11161.3908
2025-01-23 | 20 | 11060.7225
2025-01-23 | 21 | 10891.4738
2025-01-23 | 22 | 10628.068
2025-01-23 | 23 | 10314.1123
2025-01-23 | 24 | 10041.5986
2025-01-24 | 1 | 9848.9617
2025-01-24 | 2 | 9760.9671
2025-01-24 | 3 | 9738.0729
2025-01-24 | 4 | 9727.5925
2025-01-24 | 5 | 9876.0936
2025-01-24 | 6 | 10183.6524
2025-01-24 | 7 | 10650.1072
2025-01-24 | 8 | 11013.6231
2025-01-24 | 9 | 11087.4737
2025-01-24 | 10 | 11031.3209
2025-01-24 | 11 | 11029.4617
2025-01-24 | 12 | 10997.8459
2025-01-24 | 13 | 10948.2552
2025-01-24 | 14 | 10935.7855
2025-01-24 | 15 | 10911.773
2025-01-24 | 16 | 10919.2555
2025-01-24 | 17 | 10969.506
2025-01-24 | 18 | 11147.9803
2025-01-24 | 19 | 11110.5271
2025-01-24 | 20 | 11049.848
2025-01-24 | 21 | 10906.1216
2025-01-24 | 22 | 10648.2971
2025-01-24 | 23 | 10346.7926
2025-01-24 | 24 | 10074.9131
2025-01-25 | 1 | 9867.543
2025-01-25 | 2 | 9748.3523
2025-01-25 | 3 | 9696.2832
2025-01-25 | 4 | 9643.8048
2025-01-25 | 5 | 9676.1753
2025-01-25 | 6 | 9783.3927
2025-01-25 | 7 | 10023.6779
2025-01-25 | 8 | 10304.1689
2025-01-25 | 9 | 10468.8548
2025-01-25 | 10 | 10480.5861
2025-01-25 | 11 | 10432.4645
2025-01-25 | 12 | 10419.4399
2025-01-25 | 13 | 10362.8857
2025-01-25 | 14 | 10318.7158
2025-01-25 | 15 | 10288.4916
2025-01-25 | 16 | 10374.9225
2025-01-25 | 17 | 10562.4559
2025-01-25 | 18 | 10870.3869
2025-01-25 | 19 | 10839.473
2025-01-25 | 20 | 10768.7097
2025-01-25 | 21 | 10640.0024
2025-01-25 | 22 | 10426.5132
2025-01-25 | 23 | 10200.2254
2025-01-25 | 24 | 9964.099
2025-01-26 | 1 | 9753.015
2025-01-26 | 2 | 9614.4704
2025-01-26 | 3 | 9543.9355
2025-01-26 | 4 | 9527.9965
2025-01-26 | 5 | 9534.1353
2025-01-26 | 6 | 9599.1454
2025-01-26 | 7 | 9732.8537
2025-01-26 | 8 | 10007.9313
2025-01-26 | 9 | 10148.5714
2025-01-26 | 10 | 10176.8602
2025-01-26 | 11 | 10186.123
2025-01-26 | 12 | 10195.3459
2025-01-26 | 13 | 10177.3692
2025-01-26 | 14 | 10226.5706
2025-01-26 | 15 | 10199.467
2025-01-26 | 16 | 10318.656
2025-01-26 | 17 | 10460.6953
2025-01-26 | 18 | 10731.5303
2025-01-26 | 19 | 10691.7613
2025-01-26 | 20 | 10627.6897
2025-01-26 | 21 | 10487.3866
2025-01-26 | 22 | 10238.6904
2025-01-26 | 23 | 9934.5596
2025-01-26 | 24 | 9677.7709
2025-01-27 | 1 | 9570.7673
2025-01-27 | 2 | 9470.5729
2025-01-27 | 3 | 9432.5106
2025-01-27 | 4 | 9453.0165
2025-01-27 | 5 | 9591.7467
2025-01-27 | 6 | 9932.9688
2025-01-27 | 7 | 10400.8667
2025-01-27 | 8 | 10779.7695
2025-01-27 | 9 | 10833.7816
2025-01-27 | 10 | 10704.0461
2025-01-27 | 11 | 10666.9731
2025-01-27 | 12 | 10650.5394
2025-01-27 | 13 | 10641.3618
2025-01-27 | 14 | 10650.0304
2025-01-27 | 15 | 10678.3757
2025-01-27 | 16 | 10752.6646
2025-01-27 | 17 | 10792.1688
2025-01-27 | 18 | 10913.2789
2025-01-27 | 19 | 10874.6244
2025-01-27 | 20 | 10830.6487
2025-01-27 | 21 | 10666.8754
2025-01-27 | 22 | 10343.4851
2025-01-27 | 23 | 9995.1914
2025-01-27 | 24 | 9723.4585
2025-01-28 | 1 | 9544.9112
2025-01-28 | 2 | 9499.6161
2025-01-28 | 3 | 9476.1195
2025-01-28 | 4 | 9507.2493
2025-01-28 | 5 | 9697.8606
2025-01-28 | 6 | 10063.4037
2025-01-28 | 7 | 10539.4998
2025-01-28 | 8 | 10884.3905
2025-01-28 | 9 | 10963.7891
2025-01-28 | 10 | 10916.9311
2025-01-28 | 11 | 10971.1504
2025-01-28 | 12 | 11004.1654
2025-01-28 | 13 | 11002.1756
2025-01-28 | 14 | 11040.3844
2025-01-28 | 15 | 11070.7074
2025-01-28 | 16 | 11158.7064
2025-01-28 | 17 | 11254.0874
2025-01-28 | 18 | 11466.5955
2025-01-28 | 19 | 11409.9513
2025-01-28 | 20 | 11317.3264
2025-01-28 | 21 | 11160.2379
2025-01-28 | 22 | 10893.9941
2025-01-28 | 23 | 10545.6223
2025-01-28 | 24 | 10271.4173
2025-01-29 | 1 | 10078.1983
2025-01-29 | 2 | 10004.137
2025-01-29 | 3 | 9975.389
2025-01-29 | 4 | 9995.8594
2025-01-29 | 5 | 10134.1673
2025-01-29 | 6 | 10457.4106
2025-01-29 | 7 | 10920.163
2025-01-29 | 8 | 11289.5575
2025-01-29 | 9 | 11434.537
2025-01-29 | 10 | 11373.4368
2025-01-29 | 11 | 11402.7509
2025-01-29 | 12 | 11481.845
2025-01-29 | 13 | 11468.4654
2025-01-29 | 14 | 11443.1023
2025-01-29 | 15 | 11441.8226
2025-01-29 | 16 | 11469.4763
2025-01-29 | 17 | 11604.3121
2025-01-29 | 18 | 11895.2507
2025-01-29 | 19 | 11866.8425
2025-01-29 | 20 | 11756.3535
2025-01-29 | 21 | 11631.7334
2025-01-29 | 22 | 11418.7956
2025-01-29 | 23 | 11070.3886
2025-01-29 | 24 | 10777.7238
2025-01-30 | 1 | 10559.5688
2025-01-30 | 2 | 10456.1185
2025-01-30 | 3 | 10392.994
2025-01-30 | 4 | 10397.1552
2025-01-30 | 5 | 10468.0554
2025-01-30 | 6 | 10701.2848
2025-01-30 | 7 | 11071.6937
2025-01-30 | 8 | 11483.2417
2025-01-30 | 9 | 11648.8752
2025-01-30 | 10 | 11606.6526
2025-01-30 | 11 | 11650.773
2025-01-30 | 12 | 11500.0211
2025-01-30 | 13 | 11475.5464
2025-01-30 | 14 | 11447.3771
2025-01-30 | 15 | 11388.8099
2025-01-30 | 16 | 11393.7741
2025-01-30 | 17 | 11568.2702
2025-01-30 | 18 | 11999.1745
2025-01-30 | 19 | 11984.6766
2025-01-30 | 20 | 11892.0635
2025-01-30 | 21 | 11804.3467
2025-01-30 | 22 | 11676.2242
2025-01-30 | 23 | 11402.8285
2025-01-30 | 24 | 11072.7396
2025-01-31 | 1 | 10801.4638
2025-01-31 | 2 | 10681.6371
2025-01-31 | 3 | 10610.3574
2025-01-31 | 4 | 10599.158
2025-01-31 | 5 | 10654.6686
2025-01-31 | 6 | 10846.7818
2025-01-31 | 7 | 11143.1641
2025-01-31 | 8 | 11552.3794
2025-01-31 | 9 | 11737.5306
2025-01-31 | 10 | 11628.1697
2025-01-31 | 11 | 11588.8657
2025-01-31 | 12 | 11543.5011
2025-01-31 | 13 | 11449.7795
2025-01-31 | 14 | 11398.5482
2025-01-31 | 15 | 11355.0425
2025-01-31 | 16 | 11336.1851
2025-01-31 | 17 | 11487.5744
2025-01-31 | 18 | 11874.3946
2025-01-31 | 19 | 11885.9098
2025-01-31 | 20 | 11822.5777
2025-01-31 | 21 | 11753.3175
2025-01-31 | 22 | 11619.2546
2025-01-31 | 23 | 11350.6704
2025-01-31 | 24 | 11026.5496
2025-02-01 | 1 | 10847.0427
2025-02-01 | 2 | 10690.5135
2025-02-01 | 3 | 10585.8658
2025-02-01 | 4 | 10510.4996
2025-02-01 | 5 | 10452.9677
2025-02-01 | 6 | 10331.5666
2025-02-01 | 7 | 10457.1437
2025-02-01 | 8 | 10865.936
2025-02-01 | 9 | 11123.4904
2025-02-01 | 10 | 11056.8387
2025-02-01 | 11 | 10955.51
2025-02-01 | 12 | 10906.7123
2025-02-01 | 13 | 10765.0575
2025-02-01 | 14 | 10673.45
2025-02-01 | 15 | 10605.6908
2025-02-01 | 16 | 10630.5515
2025-02-01 | 17 | 10804.7934
2025-02-01 | 18 | 11181.1961
2025-02-01 | 19 | 11233.1889
2025-02-01 | 20 | 11164.9704
2025-02-01 | 21 | 11088.5018
2025-02-01 | 22 | 10902.3435
2025-02-01 | 23 | 10631.8013
2025-02-01 | 24 | 10380.9698
2025-02-02 | 1 | 10168.9051
2025-02-02 | 2 | 9972.5386
2025-02-02 | 3 | 9857.6012
2025-02-02 | 4 | 9819.7608
2025-02-02 | 5 | 9722.749
2025-02-02 | 6 | 9637.4052
2025-02-02 | 7 | 9772.149
2025-02-02 | 8 | 10121.1704
2025-02-02 | 9 | 10332.5329
2025-02-02 | 10 | 10290.8405
2025-02-02 | 11 | 10341.1706
2025-02-02 | 12 | 10214.5321
2025-02-02 | 13 | 10326.5848
2025-02-02 | 14 | 10266.7934
2025-02-02 | 15 | 10095.8805
2025-02-02 | 16 | 10186.8695
2025-02-02 | 17 | 10385.9503
2025-02-02 | 18 | 10709.6462
2025-02-02 | 19 | 10768.0749
2025-02-02 | 20 | 10731.4076
2025-02-02 | 21 | 10624.8238
2025-02-02 | 22 | 10406.4491
2025-02-02 | 23 | 10059.3614
2025-02-02 | 24 | 9804.7575
2025-02-03 | 1 | 9680.9547
2025-02-03 | 2 | 9590.8819
2025-02-03 | 3 | 9516.3028
2025-02-03 | 4 | 9515.9505
2025-02-03 | 5 | 9600.4952
2025-02-03 | 6 | 9886.4283
2025-02-03 | 7 | 10334.6023
2025-02-03 | 8 | 10714.6881
2025-02-03 | 9 | 10828.3607
2025-02-03 | 10 | 10704.2039
2025-02-03 | 11 | 10697.8064
2025-02-03 | 12 | 10696.3155
2025-02-03 | 13 | 10671.7401
2025-02-03 | 14 | 10665.3644
2025-02-03 | 15 | 10672.3805
2025-02-03 | 16 | 10676.6134
2025-02-03 | 17 | 10717.5122
2025-02-03 | 18 | 10828.4307
2025-02-03 | 19 | 10829.0021
2025-02-03 | 20 | 10757.3312
2025-02-03 | 21 | 10613.1002
2025-02-03 | 22 | 10307.3672
2025-02-03 | 23 | 9953.132
2025-02-03 | 24 | 9669.6238
2025-02-04 | 1 | 9460.6997
2025-02-04 | 2 | 9364.5142
2025-02-04 | 3 | 9328.479
2025-02-04 | 4 | 9361.5868
2025-02-04 | 5 | 9484.1253
2025-02-04 | 6 | 9836.6655
2025-02-04 | 7 | 10327.2837
2025-02-04 | 8 | 10642.4593
2025-02-04 | 9 | 10751.8898
2025-02-04 | 10 | 10631.3169
2025-02-04 | 11 | 10529.9492
2025-02-04 | 12 | 10516.3709
2025-02-04 | 13 | 10466.4119
2025-02-04 | 14 | 10447.2127
2025-02-04 | 15 | 10608.9983
2025-02-04 | 16 | 10650.5205
2025-02-04 | 17 | 10697.0845
2025-02-04 | 18 | 10811.1616
2025-02-04 | 19 | 10837.1811
2025-02-04 | 20 | 10746.1002
2025-02-04 | 21 | 10604.4883
2025-02-04 | 22 | 10309.1634
2025-02-04 | 23 | 9972.5134
2025-02-04 | 24 | 9709.9626
2025-02-05 | 1 | 9532.1404
2025-02-05 | 2 | 9453.809
2025-02-05 | 3 | 9438.909
2025-02-05 | 4 | 9471.2766
2025-02-05 | 5 | 9600.5915
2025-02-05 | 6 | 9968.6768
2025-02-05 | 7 | 10414.4777
2025-02-05 | 8 | 10786.1073
2025-02-05 | 9 | 10873.0796
2025-02-05 | 10 | 10778.8042
2025-02-05 | 11 | 10783.3567
2025-02-05 | 12 | 10800.317
2025-02-05 | 13 | 10821.9656
2025-02-05 | 14 | 10913.0227
2025-02-05 | 15 | 10940.1274
2025-02-05 | 16 | 11012.639
2025-02-05 | 17 | 11093.3194
2025-02-05 | 18 | 11270.9956
2025-02-05 | 19 | 11265.9353
2025-02-05 | 20 | 11145.9625
2025-02-05 | 21 | 10983.5293
2025-02-05 | 22 | 10697.8856
2025-02-05 | 23 | 10371.9752
2025-02-05 | 24 | 10135.7894
2025-02-06 | 1 | 10010.8281
2025-02-06 | 2 | 9929.6779
2025-02-06 | 3 | 9893.9348
2025-02-06 | 4 | 9905.8028
2025-02-06 | 5 | 10071.8411
2025-02-06 | 6 | 10398.542
2025-02-06 | 7 | 10872.0012
2025-02-06 | 8 | 11203.3861
2025-02-06 | 9 | 11370.8162
2025-02-06 | 10 | 11273.9949
2025-02-06 | 11 | 11304.7
2025-02-06 | 12 | 11232.6278
2025-02-06 | 13 | 11144.4162
2025-02-06 | 14 | 11243.8684
2025-02-06 | 15 | 11185.233
2025-02-06 | 16 | 11211.0254
2025-02-06 | 17 | 11325.6755
2025-02-06 | 18 | 11543.7896
2025-02-06 | 19 | 11588.0807
2025-02-06 | 20 | 11503.9148
2025-02-06 | 21 | 11370.975
2025-02-06 | 22 | 11160.4352
2025-02-06 | 23 | 10859.2679
2025-02-06 | 24 | 10556.4161
2025-02-07 | 1 | 10340.6752
2025-02-07 | 2 | 10244.8308
2025-02-07 | 3 | 10176.3324
2025-02-07 | 4 | 10171.5253
2025-02-07 | 5 | 10269.0044
2025-02-07 | 6 | 10502.8088
2025-02-07 | 7 | 10933.7031
2025-02-07 | 8 | 11340.6502
2025-02-07 | 9 | 11541.6998
2025-02-07 | 10 | 11445.4511
2025-02-07 | 11 | 11433.8504
2025-02-07 | 12 | 11300.2866
2025-02-07 | 13 | 11362.3294
2025-02-07 | 14 | 11341.1373
2025-02-07 | 15 | 11317.4179
2025-02-07 | 16 | 11320.8334
2025-02-07 | 17 | 11430.0547
2025-02-07 | 18 | 11644.0182
2025-02-07 | 19 | 11688.0857
2025-02-07 | 20 | 11599.5883
2025-02-07 | 21 | 11490.6917
2025-02-07 | 22 | 11298.9482
2025-02-07 | 23 | 10992.8793
2025-02-07 | 24 | 10697.8603
2025-02-08 | 1 | 10480.9409
2025-02-08 | 2 | 10352.5797
2025-02-08 | 3 | 10283.4765
2025-02-08 | 4 | 10277.1427
2025-02-08 | 5 | 10298.7916
2025-02-08 | 6 | 10342.4767
2025-02-08 | 7 | 10442.3557
2025-02-08 | 8 | 10778.7981
2025-02-08 | 9 | 11035.4817
2025-02-08 | 10 | 10927.112
2025-02-08 | 11 | 10905.439
2025-02-08 | 12 | 10887.9063
2025-02-08 | 13 | 10812.0041
2025-02-08 | 14 | 10747.2583
2025-02-08 | 15 | 10717.0925
2025-02-08 | 16 | 10743.4562
2025-02-08 | 17 | 10923.0436
2025-02-08 | 18 | 11324.0262
2025-02-08 | 19 | 11438.1766
2025-02-08 | 20 | 11376.4864
2025-02-08 | 21 | 11264.0907
2025-02-08 | 22 | 11155.3089
2025-02-08 | 23 | 10905.0682
2025-02-08 | 24 | 10622.7525
2025-02-09 | 1 | 10405.4218
2025-02-09 | 2 | 10256.2614
2025-02-09 | 3 | 10167.9741
2025-02-09 | 4 | 10097.607
2025-02-09 | 5 | 10010.1382
2025-02-09 | 6 | 9954.6166
2025-02-09 | 7 | 10051.898
2025-02-09 | 8 | 10376.4258
2025-02-09 | 9 | 10667.076
2025-02-09 | 10 | 10637.9054
2025-02-09 | 11 | 10675.07
2025-02-09 | 12 | 10686.5924
2025-02-09 | 13 | 10521.0873
2025-02-09 | 14 | 10470.9921
2025-02-09 | 15 | 10593.2851
2025-02-09 | 16 | 10657.4503
2025-02-09 | 17 | 10731.8651
2025-02-09 | 18 | 11018.6574
2025-02-09 | 19 | 11098.1049
2025-02-09 | 20 | 11030.4827
2025-02-09 | 21 | 10911.3712
2025-02-09 | 22 | 10689.0107
2025-02-09 | 23 | 10396.0505
2025-02-09 | 24 | 10118.2136
2025-02-10 | 1 | 9949.2468
2025-02-10 | 2 | 9852.081
2025-02-10 | 3 | 9801.6253
2025-02-10 | 4 | 9800.7673
2025-02-10 | 5 | 9899.7311
2025-02-10 | 6 | 10134.1261
2025-02-10 | 7 | 10513.0075
2025-02-10 | 8 | 10842.0155
2025-02-10 | 9 | 11003.1306
2025-02-10 | 10 | 10934.8013
2025-02-10 | 11 | 10933.6955
2025-02-10 | 12 | 10913.532
2025-02-10 | 13 | 10863.5243
2025-02-10 | 14 | 10803.9108
2025-02-10 | 15 | 10840.7823
2025-02-10 | 16 | 10835.4547
2025-02-10 | 17 | 10904.9181
2025-02-10 | 18 | 10962.451
2025-02-10 | 19 | 11032.308
2025-02-10 | 20 | 10960.7882
2025-02-10 | 21 | 10805.6136
2025-02-10 | 22 | 10508.5788
2025-02-10 | 23 | 10124.4552
2025-02-10 | 24 | 9835.7796
2025-02-11 | 1 | 9642.5345
2025-02-11 | 2 | 9541.6887
2025-02-11 | 3 | 9508.947
2025-02-11 | 4 | 9533.2229
2025-02-11 | 5 | 9656.7582
2025-02-11 | 6 | 9965.996
2025-02-11 | 7 | 10428.429
2025-02-11 | 8 | 10673.8529
2025-02-11 | 9 | 10836.2077
2025-02-11 | 10 | 10779.3655
2025-02-11 | 11 | 10743.9461
2025-02-11 | 12 | 10773.9036
2025-02-11 | 13 | 10755.5988
2025-02-11 | 14 | 10751.0423
2025-02-11 | 15 | 10774.0087
2025-02-11 | 16 | 10816.7554
2025-02-11 | 17 | 10879.4377
2025-02-11 | 18 | 10949.0733
2025-02-11 | 19 | 10983.077
2025-02-11 | 20 | 10906.7926
2025-02-11 | 21 | 10736.2349
2025-02-11 | 22 | 10427.1997
2025-02-11 | 23 | 10059.181
2025-02-11 | 24 | 9807.9003
2025-02-12 | 1 | 9636.5061
2025-02-12 | 2 | 9516.5302
2025-02-12 | 3 | 9486.5061
2025-02-12 | 4 | 9519.841
2025-02-12 | 5 | 9677.55
2025-02-12 | 6 | 10017.95
2025-02-12 | 7 | 10485.0107
2025-02-12 | 8 | 10730.211
2025-02-12 | 9 | 10844.4549
2025-02-12 | 10 | 10745.6182
2025-02-12 | 11 | 10855.8648
2025-02-12 | 12 | 10741.5759
2025-02-12 | 13 | 10717.6806
2025-02-12 | 14 | 10613.6282
2025-02-12 | 15 | 10680.938
2025-02-12 | 16 | 10765.5695
2025-02-12 | 17 | 10809.3367
2025-02-12 | 18 | 10929.3449
2025-02-12 | 19 | 10987.4708
2025-02-12 | 20 | 10907.6038
2025-02-12 | 21 | 10727.174
2025-02-12 | 22 | 10425.655
2025-02-12 | 23 | 10079.9306
2025-02-12 | 24 | 9841.7361
2025-02-13 | 1 | 9699.3447
2025-02-13 | 2 | 9599.2663
2025-02-13 | 3 | 9543.6406
2025-02-13 | 4 | 9518.8305
2025-02-13 | 5 | 9650.0815
2025-02-13 | 6 | 9964.5774
2025-02-13 | 7 | 10440.4775
2025-02-13 | 8 | 10597.4984
2025-02-13 | 9 | 10747.8225
2025-02-13 | 10 | 10750.6642
2025-02-13 | 11 | 10705.4057
2025-02-13 | 12 | 10692.1367
2025-02-13 | 13 | 10659.1997
2025-02-13 | 14 | 10639.3349
2025-02-13 | 15 | 10632.4246
2025-02-13 | 16 | 10673.2778
2025-02-13 | 17 | 10722.4164
2025-02-13 | 18 | 10855.2925
2025-02-13 | 19 | 10951.7159
2025-02-13 | 20 | 10884.5508
2025-02-13 | 21 | 10748.1276
2025-02-13 | 22 | 10450.7203
2025-02-13 | 23 | 10167.1078
2025-02-13 | 24 | 9898.0591
2025-02-14 | 1 | 9760.8872
2025-02-14 | 2 | 9655.6079
2025-02-14 | 3 | 9618.4423
2025-02-14 | 4 | 9641.5282
2025-02-14 | 5 | 9758.7573
2025-02-14 | 6 | 10066.9458
2025-02-14 | 7 | 10553.5754
2025-02-14 | 8 | 10707.1529
2025-02-14 | 9 | 10860.0113
2025-02-14 | 10 | 10933.6415
2025-02-14 | 11 | 10830.8997
2025-02-14 | 12 | 10847.8751
2025-02-14 | 13 | 10729.4311
2025-02-14 | 14 | 10736.8768
2025-02-14 | 15 | 10676.7082
2025-02-14 | 16 | 10679.6683
2025-02-14 | 17 | 10810.5991
2025-02-14 | 18 | 10913.9439
2025-02-14 | 19 | 11038.0382
2025-02-14 | 20 | 10955.0732
2025-02-14 | 21 | 10797.6243
2025-02-14 | 22 | 10552.7311
2025-02-14 | 23 | 10223.6525
2025-02-14 | 24 | 9967.1793
2025-02-15 | 1 | 9753.7542
2025-02-15 | 2 | 9648.2388
2025-02-15 | 3 | 9606.7237
2025-02-15 | 4 | 9606.7862
2025-02-15 | 5 | 9641.1823
2025-02-15 | 6 | 9731.9092
2025-02-15 | 7 | 9969.3576
2025-02-15 | 8 | 10084.3624
2025-02-15 | 9 | 10317.8336
2025-02-15 | 10 | 10397.323
2025-02-15 | 11 | 10439.9491
2025-02-15 | 12 | 10457.8166
2025-02-15 | 13 | 10451.0733
2025-02-15 | 14 | 10425.4106
2025-02-15 | 15 | 10450.1644
2025-02-15 | 16 | 10540.516
2025-02-15 | 17 | 10667.0224
2025-02-15 | 18 | 10910.8505
2025-02-15 | 19 | 11062.9479
2025-02-15 | 20 | 10973.7734
2025-02-15 | 21 | 10847.5072
2025-02-15 | 22 | 10682.011
2025-02-15 | 23 | 10468.5355
2025-02-15 | 24 | 10224.361
2025-02-16 | 1 | 10030.7045
2025-02-16 | 2 | 9938.0748
2025-02-16 | 3 | 9907.6229
2025-02-16 | 4 | 9858.2871
2025-02-16 | 5 | 9900.4418
2025-02-16 | 6 | 10024.5764
2025-02-16 | 7 | 10187.8261
2025-02-16 | 8 | 10270.9924
2025-02-16 | 9 | 10503.1074
2025-02-16 | 10 | 10684.9789
2025-02-16 | 11 | 10829.1978
2025-02-16 | 12 | 10891.8383
2025-02-16 | 13 | 10914.6102
2025-02-16 | 14 | 10878.995
2025-02-16 | 15 | 10934.2822
2025-02-16 | 16 | 11036.4382
2025-02-16 | 17 | 11215.5684
2025-02-16 | 18 | 11507.7568
2025-02-16 | 19 | 11611.7897
2025-02-16 | 20 | 11481.3625
2025-02-16 | 21 | 11379.5027
2025-02-16 | 22 | 11218.616
2025-02-16 | 23 | 10900.8755
2025-02-16 | 24 | 10624.6467
2025-02-17 | 1 | 10486.6361
2025-02-17 | 2 | 10348.7917
2025-02-17 | 3 | 10275.5907
2025-02-17 | 4 | 10243.6839
2025-02-17 | 5 | 10244.4452
2025-02-17 | 6 | 10221.9258
2025-02-17 | 7 | 10338.355
2025-02-17 | 8 | 10470.8142
2025-02-17 | 9 | 10688.0404
2025-02-17 | 10 | 10842.9853
2025-02-17 | 11 | 10935.5078
2025-02-17 | 12 | 10907.3956
2025-02-17 | 13 | 10894.1621
2025-02-17 | 14 | 10873.5038
2025-02-17 | 15 | 10919.5947
2025-02-17 | 16 | 11068.3666
2025-02-17 | 17 | 11256.0157
2025-02-17 | 18 | 11521.0523
2025-02-17 | 19 | 11665.0364
2025-02-17 | 20 | 11575.309
2025-02-17 | 21 | 11490.6653
2025-02-17 | 22 | 11326.5616
2025-02-17 | 23 | 11035.8737
2025-02-17 | 24 | 10730.5539
2025-02-18 | 1 | 10569.9122
2025-02-18 | 2 | 10441.6781
2025-02-18 | 3 | 10369.8916
2025-02-18 | 4 | 10364.6837
2025-02-18 | 5 | 10432.3034
2025-02-18 | 6 | 10654.2421
2025-02-18 | 7 | 11035.9295
2025-02-18 | 8 | 11282.3286
2025-02-18 | 9 | 11428.0721
2025-02-18 | 10 | 11453.9312
2025-02-18 | 11 | 11446.009
2025-02-18 | 12 | 11437.6496
2025-02-18 | 13 | 11403.9972
2025-02-18 | 14 | 11412.1974
2025-02-18 | 15 | 11384.3742
2025-02-18 | 16 | 11421.7639
2025-02-18 | 17 | 11583.6075
2025-02-18 | 18 | 11842.0637
2025-02-18 | 19 | 11969.3841
2025-02-18 | 20 | 11905.5739
2025-02-18 | 21 | 11796.1256
2025-02-18 | 22 | 11626.4254
2025-02-18 | 23 | 11284.921
2025-02-18 | 24 | 10974.9257
2025-02-19 | 1 | 10711.5165
2025-02-19 | 2 | 10598.6604
2025-02-19 | 3 | 10542.5647
2025-02-19 | 4 | 10534.8925
2025-02-19 | 5 | 10618.8408
2025-02-19 | 6 | 10886.7571
2025-02-19 | 7 | 11239.9785
2025-02-19 | 8 | 11418.5538
2025-02-19 | 9 | 11528.7716
2025-02-19 | 10 | 11525.7757
2025-02-19 | 11 | 11471.3418
2025-02-19 | 12 | 11431.5028
2025-02-19 | 13 | 11350.3765
2025-02-19 | 14 | 11313.4573
2025-02-19 | 15 | 11277.1843
2025-02-19 | 16 | 11290.4893
2025-02-19 | 17 | 11453.8487
2025-02-19 | 18 | 11671.0573
2025-02-19 | 19 | 11860.7654
2025-02-19 | 20 | 11808.6083
2025-02-19 | 21 | 11681.6708
2025-02-19 | 22 | 11487.9506
2025-02-19 | 23 | 11167.143
2025-02-19 | 24 | 10855.4187
2025-02-20 | 1 | 10642.3184
2025-02-20 | 2 | 10522.0989
2025-02-20 | 3 | 10441.2441
2025-02-20 | 4 | 10396.7922
2025-02-20 | 5 | 10435.7419
2025-02-20 | 6 | 10608.0081
2025-02-20 | 7 | 11002.2081
2025-02-20 | 8 | 11287.6131
2025-02-20 | 9 | 11386.5731
2025-02-20 | 10 | 11393.6627
2025-02-20 | 11 | 11332.8081
2025-02-20 | 12 | 11265.2185
2025-02-20 | 13 | 11219.7932
2025-02-20 | 14 | 11162.6922
2025-02-20 | 15 | 11079.1361
2025-02-20 | 16 | 11076.0984
2025-02-20 | 17 | 11190.9896
2025-02-20 | 18 | 11392.8841
2025-02-20 | 19 | 11553.7067
2025-02-20 | 20 | 11486.7833
2025-02-20 | 21 | 11381.3301
2025-02-20 | 22 | 11142.693
2025-02-20 | 23 | 10836.7639
2025-02-20 | 24 | 10538.6698
2025-02-21 | 1 | 10317.871
2025-02-21 | 2 | 10193.5022
2025-02-21 | 3 | 10114.6143
2025-02-21 | 4 | 10059.105
2025-02-21 | 5 | 10117.3832
2025-02-21 | 6 | 10305.259
2025-02-21 | 7 | 10725.2033
2025-02-21 | 8 | 11002.1332
2025-02-21 | 9 | 11085.0228
2025-02-21 | 10 | 11062.777
2025-02-21 | 11 | 11021.1507
2025-02-21 | 12 | 11086.3285
2025-02-21 | 13 | 11013.5501
2025-02-21 | 14 | 10964.7457
2025-02-21 | 15 | 10946.998
2025-02-21 | 16 | 10950.0316
2025-02-21 | 17 | 11023.5174
2025-02-21 | 18 | 11026.4307
2025-02-21 | 19 | 11226.0923
2025-02-21 | 20 | 11158.2063
2025-02-21 | 21 | 11035.3032
2025-02-21 | 22 | 10787.7831
2025-02-21 | 23 | 10498.143
2025-02-21 | 24 | 10246.0583
2025-02-22 | 1 | 10030.9217
2025-02-22 | 2 | 9889.7705
2025-02-22 | 3 | 9792.0482
2025-02-22 | 4 | 9776.4722
2025-02-22 | 5 | 9815.4201
2025-02-22 | 6 | 9897.4702
2025-02-22 | 7 | 10124.4997
2025-02-22 | 8 | 10307.8115
2025-02-22 | 9 | 10501.2717
2025-02-22 | 10 | 10678.8598
2025-02-22 | 11 | 10682.149
2025-02-22 | 12 | 10740.0125
2025-02-22 | 13 | 10755.5452
2025-02-22 | 14 | 10691.4378
2025-02-22 | 15 | 10697.4538
2025-02-22 | 16 | 10761.5573
2025-02-22 | 17 | 10937.735
2025-02-22 | 18 | 11117.886
2025-02-22 | 19 | 11271.3646
2025-02-22 | 20 | 11186.6234
2025-02-22 | 21 | 11065.3492
2025-02-22 | 22 | 10912.8686
2025-02-22 | 23 | 10661.6035
2025-02-22 | 24 | 10419.3967
2025-02-23 | 1 | 10236.5468
2025-02-23 | 2 | 10120.4802
2025-02-23 | 3 | 10067.7686
2025-02-23 | 4 | 10036.5984
2025-02-23 | 5 | 10050.8747
2025-02-23 | 6 | 10083.6191
2025-02-23 | 7 | 10207.2844
2025-02-23 | 8 | 10394.2043
2025-02-23 | 9 | 10500.5521
2025-02-23 | 10 | 10666.639
2025-02-23 | 11 | 10752.6416
2025-02-23 | 12 | 10857.0473
2025-02-23 | 13 | 10789.8024
2025-02-23 | 14 | 10820.2806
2025-02-23 | 15 | 10846.7333
2025-02-23 | 16 | 10920.3711
2025-02-23 | 17 | 11167.0085
2025-02-23 | 18 | 11386.5433
2025-02-23 | 19 | 11537.7741
2025-02-23 | 20 | 11467.5567
2025-02-23 | 21 | 11376.7427
2025-02-23 | 22 | 11223.8856
2025-02-23 | 23 | 10922.4701
2025-02-23 | 24 | 10646.0889
2025-02-24 | 1 | 10492.5094
2025-02-24 | 2 | 10389.531
2025-02-24 | 3 | 10336.0496
2025-02-24 | 4 | 10347.0629
2025-02-24 | 5 | 10442.8001
2025-02-24 | 6 | 10706.705
2025-02-24 | 7 | 11107.2
2025-02-24 | 8 | 11381.8758
2025-02-24 | 9 | 11454.7979
2025-02-24 | 10 | 11524.6668
2025-02-24 | 11 | 11518.2842
2025-02-24 | 12 | 11489.6841
2025-02-24 | 13 | 11448.723
2025-02-24 | 14 | 11415.6848
2025-02-24 | 15 | 11390.2735
2025-02-24 | 16 | 11421.2148
2025-02-24 | 17 | 11572.1166
2025-02-24 | 18 | 11819.7016
2025-02-24 | 19 | 11974.0096
2025-02-24 | 20 | 11957.3922
2025-02-24 | 21 | 11808.812
2025-02-24 | 22 | 11601.2554
2025-02-24 | 23 | 11274.7871
2025-02-24 | 24 | 10967.9673
2025-02-25 | 1 | 10722.7946
2025-02-25 | 2 | 10599.1844
2025-02-25 | 3 | 10538.8313
2025-02-25 | 4 | 10537.5198
2025-02-25 | 5 | 10611.8355
2025-02-25 | 6 | 10802.6699
2025-02-25 | 7 | 11165.374
2025-02-25 | 8 | 11436.8864
2025-02-25 | 9 | 11486.5564
2025-02-25 | 10 | 11468.4285
2025-02-25 | 11 | 11412.923
2025-02-25 | 12 | 11381.7953
2025-02-25 | 13 | 11313.9891
2025-02-25 | 14 | 11248.4723
2025-02-25 | 15 | 11206.3644
2025-02-25 | 16 | 11204.4981
2025-02-25 | 17 | 11324.9148
2025-02-25 | 18 | 11461.8904
2025-02-25 | 19 | 11657.4382
2025-02-25 | 20 | 11621.2439
2025-02-25 | 21 | 11522.5351
2025-02-25 | 22 | 11248.8793
2025-02-25 | 23 | 10873.4189
2025-02-25 | 24 | 10549.1253
2025-02-26 | 1 | 10339.8432
2025-02-26 | 2 | 10186.3733
2025-02-26 | 3 | 10064.0448
2025-02-26 | 4 | 10039.0635
2025-02-26 | 5 | 10091.2635
2025-02-26 | 6 | 10218.2166
2025-02-26 | 7 | 10603.3879
2025-02-26 | 8 | 10955.716
2025-02-26 | 9 | 11028.0671
2025-02-26 | 10 | 11077.9121
2025-02-26 | 11 | 10955.7073
2025-02-26 | 12 | 10997.5203
2025-02-26 | 13 | 11021.1063
2025-02-26 | 14 | 10989.2977
2025-02-26 | 15 | 10985.2498
2025-02-26 | 16 | 11013.7302
2025-02-26 | 17 | 11115.5367
2025-02-26 | 18 | 11145.7229
2025-02-26 | 19 | 11305.9051
2025-02-26 | 20 | 11230.1245
2025-02-26 | 21 | 11106.1377
2025-02-26 | 22 | 10795.8039
2025-02-26 | 23 | 10436.448
2025-02-26 | 24 | 10154.5907
2025-02-27 | 1 | 9995.6347
2025-02-27 | 2 | 9898.5051
2025-02-27 | 3 | 9853.6309
2025-02-27 | 4 | 9868.6744
2025-02-27 | 5 | 9991.8771
2025-02-27 | 6 | 10293.1458
2025-02-27 | 7 | 10757.0764
2025-02-27 | 8 | 11057.7023
2025-02-27 | 9 | 11094.3512
2025-02-27 | 10 | 11051.6994
2025-02-27 | 11 | 11087.6431
2025-02-27 | 12 | 11100.9594
2025-02-27 | 13 | 11159.4304
2025-02-27 | 14 | 11053.0735
2025-02-27 | 15 | 11069.8309
2025-02-27 | 16 | 11136.4227
2025-02-27 | 17 | 11259.5089
2025-02-27 | 18 | 11390.18
2025-02-27 | 19 | 11524.9171
2025-02-27 | 20 | 11436.7135
2025-02-27 | 21 | 11314.6003
2025-02-27 | 22 | 11124.0826
2025-02-27 | 23 | 10807.6796
2025-02-27 | 24 | 10533.4284
2025-02-28 | 1 | 10361.9341
2025-02-28 | 2 | 10282.0095
2025-02-28 | 3 | 10217.4921
2025-02-28 | 4 | 10220.0517
2025-02-28 | 5 | 10378.9836
2025-02-28 | 6 | 10670.6997
2025-02-28 | 7 | 11069.3801
2025-02-28 | 8 | 11344.1097
2025-02-28 | 9 | 11411.2204
2025-02-28 | 10 | 11542.0331
2025-02-28 | 11 | 11540.238
2025-02-28 | 12 | 11619.5365
2025-02-28 | 13 | 11558.0083
2025-02-28 | 14 | 11558.9015
2025-02-28 | 15 | 11525.776
2025-02-28 | 16 | 11559.1765
2025-02-28 | 17 | 11653.448
2025-02-28 | 18 | 11779.3438
2025-02-28 | 19 | 11912.3383
2025-02-28 | 20 | 11844.1303
2025-02-28 | 21 | 11727.5758
2025-02-28 | 22 | 11613.2595
2025-02-28 | 23 | 11312.7766
2025-02-28 | 24 | 11042.2862
2025-03-01 | 1 | 10811.1371
2025-03-01 | 2 | 10694.112
2025-03-01 | 3 | 10617.2628
2025-03-01 | 4 | 10582.0963
2025-03-01 | 5 | 10581.9174
2025-03-01 | 6 | 10558.2072
2025-03-01 | 7 | 10623.9337
2025-03-01 | 8 | 10944.271
2025-03-01 | 9 | 11090.1211
2025-03-01 | 10 | 11228.2303
2025-03-01 | 11 | 11260.2149
2025-03-01 | 12 | 11213.5691
2025-03-01 | 13 | 11148.2108
2025-03-01 | 14 | 11119.2258
2025-03-01 | 15 | 11075.3387
2025-03-01 | 16 | 11105.4665
2025-03-01 | 17 | 11154.4307
2025-03-01 | 18 | 11395.6236
2025-03-01 | 19 | 11564.6258
2025-03-01 | 20 | 11534.4372
2025-03-01 | 21 | 11570.0746
2025-03-01 | 22 | 11423.0414
2025-03-01 | 23 | 11215.9414
2025-03-01 | 24 | 10930.449
2025-03-02 | 1 | 10741.9936
2025-03-02 | 2 | 10567.6108
2025-03-02 | 3 | 10459.8059
2025-03-02 | 4 | 10401.438
2025-03-02 | 5 | 10351.197
2025-03-02 | 6 | 10280.6585
2025-03-02 | 7 | 10362.1301
2025-03-02 | 8 | 10635.5189
2025-03-02 | 9 | 10725.9008
2025-03-02 | 10 | 10797.2189
2025-03-02 | 11 | 10894.237
2025-03-02 | 12 | 10880.1682
2025-03-02 | 13 | 10822.2059
2025-03-02 | 14 | 10852.1141
2025-03-02 | 15 | 10878.6209
2025-03-02 | 16 | 10923.7252
2025-03-02 | 17 | 11118.8914
2025-03-02 | 18 | 11301.7273
2025-03-02 | 19 | 11424.3493
2025-03-02 | 20 | 11409.0991
2025-03-02 | 21 | 11330.6969
2025-03-02 | 22 | 11173.3069
2025-03-02 | 23 | 10878.3275
2025-03-02 | 24 | 10579.7449
2025-03-03 | 1 | 10427.1619
2025-03-03 | 2 | 10266.3723
2025-03-03 | 3 | 10272.1173
2025-03-03 | 4 | 10259.0991
2025-03-03 | 5 | 10335.4366
2025-03-03 | 6 | 10512.5347
2025-03-03 | 7 | 10922.4206
2025-03-03 | 8 | 11311.9263
2025-03-03 | 9 | 11319.531
2025-03-03 | 10 | 11366.5435
2025-03-03 | 11 | 11451.4835
2025-03-03 | 12 | 11311.5006
2025-03-03 | 13 | 11254.59
2025-03-03 | 14 | 11188.1634
2025-03-03 | 15 | 11150.1823
2025-03-03 | 16 | 11193.1709
2025-03-03 | 17 | 11359.3577
2025-03-03 | 18 | 11535.0508
2025-03-03 | 19 | 11637.4969
2025-03-03 | 20 | 11616.7058
2025-03-03 | 21 | 11515.6477
2025-03-03 | 22 | 11307.6251
2025-03-03 | 23 | 11026.8184
2025-03-03 | 24 | 10700.2976
2025-03-04 | 1 | 10438.3907
2025-03-04 | 2 | 10311.945
2025-03-04 | 3 | 10297.9484
2025-03-04 | 4 | 10260.6941
2025-03-04 | 5 | 10384.779
2025-03-04 | 6 | 10609.7799
2025-03-04 | 7 | 11024.5425
2025-03-04 | 8 | 11382.3051
2025-03-04 | 9 | 11404.3102
2025-03-04 | 10 | 11458.4722
2025-03-04 | 11 | 11411.4219
2025-03-04 | 12 | 11336.8779
2025-03-04 | 13 | 11205.6121
2025-03-04 | 14 | 11298.4578
2025-03-04 | 15 | 11262.8279
2025-03-04 | 16 | 11244.7326
2025-03-04 | 17 | 11439.5085
2025-03-04 | 18 | 11537.7405
2025-03-04 | 19 | 11670.5821
2025-03-04 | 20 | 11724.0879
2025-03-04 | 21 | 11595.5298
2025-03-04 | 22 | 11401.7793
2025-03-04 | 23 | 11054.525
2025-03-04 | 24 | 10735.4182
2025-03-05 | 1 | 10505.3261
2025-03-05 | 2 | 10380.8513
2025-03-05 | 3 | 10289.0745
2025-03-05 | 4 | 10283.5943
2025-03-05 | 5 | 10369.11
2025-03-05 | 6 | 10584.0244
2025-03-05 | 7 | 10960.4265
2025-03-05 | 8 | 11367.6105
2025-03-05 | 9 | 11315.9773
2025-03-05 | 10 | 11320.3763
2025-03-05 | 11 | 11418.2376
2025-03-05 | 12 | 11236.9288
2025-03-05 | 13 | 11193.1796
2025-03-05 | 14 | 11184.0683
2025-03-05 | 15 | 11160.9907
2025-03-05 | 16 | 11183.9178
2025-03-05 | 17 | 11330.0282
2025-03-05 | 18 | 11498.745
2025-03-05 | 19 | 11585.8053
2025-03-05 | 20 | 11587.116
2025-03-05 | 21 | 11468.3797
2025-03-05 | 22 | 11282.1069
2025-03-05 | 23 | 10963.7438
2025-03-05 | 24 | 10687.2044
2025-03-06 | 1 | 10528.293
2025-03-06 | 2 | 10408.9101
2025-03-06 | 3 | 10358.5493
2025-03-06 | 4 | 10354.692
2025-03-06 | 5 | 10432.3376
2025-03-06 | 6 | 10696.7377
2025-03-06 | 7 | 11061.0085
2025-03-06 | 8 | 11461.3274
2025-03-06 | 9 | 11410.3227
2025-03-06 | 10 | 11388.8163
2025-03-06 | 11 | 11385.3151
2025-03-06 | 12 | 11320.2512
2025-03-06 | 13 | 11249.5706
2025-03-06 | 14 | 11215.6223
2025-03-06 | 15 | 11177.883
2025-03-06 | 16 | 11191.7601
2025-03-06 | 17 | 11272.4792
2025-03-06 | 18 | 11427.6229
2025-03-06 | 19 | 11586.4647
2025-03-06 | 20 | 11632.0957
2025-03-06 | 21 | 11553.8167
2025-03-06 | 22 | 11371.842
2025-03-06 | 23 | 11076.7397
2025-03-06 | 24 | 10786.7231
2025-03-07 | 1 | 10548.4149
2025-03-07 | 2 | 10464.7782
2025-03-07 | 3 | 10396.4494
2025-03-07 | 4 | 10377.7886
2025-03-07 | 5 | 10422.5292
2025-03-07 | 6 | 10631.8018
2025-03-07 | 7 | 11001.0172
2025-03-07 | 8 | 11410.695
2025-03-07 | 9 | 11359.5625
2025-03-07 | 10 | 11356.7309
2025-03-07 | 11 | 11301.8365
2025-03-07 | 12 | 11287.9861
2025-03-07 | 13 | 11161.8514
2025-03-07 | 14 | 11100.6565
2025-03-07 | 15 | 11089.627
2025-03-07 | 16 | 11091.2006
2025-03-07 | 17 | 11203.0808
2025-03-07 | 18 | 11295.0531
2025-03-07 | 19 | 11459.5975
2025-03-07 | 20 | 11521.6677
2025-03-07 | 21 | 11457.7848
2025-03-07 | 22 | 11246.0345
2025-03-07 | 23 | 10955.1356
2025-03-07 | 24 | 10624.6622
2025-03-08 | 1 | 10394.2839
2025-03-08 | 2 | 10284.1882
2025-03-08 | 3 | 10245.7111
2025-03-08 | 4 | 10176.5631
2025-03-08 | 5 | 10167.3933
2025-03-08 | 6 | 10203.3465
2025-03-08 | 7 | 10331.8071
2025-03-08 | 8 | 10608.1291
2025-03-08 | 9 | 10755.4887
2025-03-08 | 10 | 10890.4175
2025-03-08 | 11 | 10836.6395
2025-03-08 | 12 | 10804.6547
2025-03-08 | 13 | 10639.0536
2025-03-08 | 14 | 10540.6666
2025-03-08 | 15 | 10489.7717
2025-03-08 | 16 | 10469.926
2025-03-08 | 17 | 10733.0034
2025-03-08 | 18 | 10907.7059
2025-03-08 | 19 | 10951.7279
2025-03-08 | 20 | 11036.6058
2025-03-08 | 21 | 10996.033
2025-03-08 | 22 | 10809.2765
2025-03-08 | 23 | 10537.796
2025-03-08 | 24 | 10225.5205
2025-03-09 | 1 | 10073.0657
2025-03-09 | 3 | 9911.5787
2025-03-09 | 4 | 9657.0202
2025-03-09 | 5 | 9643.3244
2025-03-09 | 6 | 9628.8273
2025-03-09 | 7 | 9622.1935
2025-03-09 | 8 | 9739.9392
2025-03-09 | 9 | 10054.0853
2025-03-09 | 10 | 10139.0718
2025-03-09 | 11 | 10256.1874
2025-03-09 | 12 | 10292.8141
2025-03-09 | 13 | 10239.2099
2025-03-09 | 14 | 10173.5352
2025-03-09 | 15 | 10121.3997
2025-03-09 | 16 | 10069.6769
2025-03-09 | 17 | 10105.6922
2025-03-09 | 18 | 10310.9047
2025-03-09 | 19 | 10466.3416
2025-03-09 | 20 | 10524.2171
2025-03-09 | 21 | 10630.2078
2025-03-09 | 22 | 10552.5603
2025-03-09 | 23 | 10324.229
2025-03-09 | 24 | 10090.6922
2025-03-10 | 1 | 9835.3478
2025-03-10 | 2 | 9709.2109
2025-03-10 | 3 | 9631.35
2025-03-10 | 4 | 9532.2254
2025-03-10 | 5 | 9557.2535
2025-03-10 | 6 | 9659.1431
2025-03-10 | 7 | 9987.6721
2025-03-10 | 8 | 10332.1442
2025-03-10 | 9 | 10736.9494
2025-03-10 | 10 | 10803.3866
2025-03-10 | 11 | 10809.8544
2025-03-10 | 12 | 10757.4972
2025-03-10 | 13 | 10743.0657
2025-03-10 | 14 | 10711.1539
2025-03-10 | 15 | 10686.9118
2025-03-10 | 16 | 10681.8396
2025-03-10 | 17 | 10719.7696
2025-03-10 | 18 | 10819.4684
2025-03-10 | 19 | 10967.0357
2025-03-10 | 20 | 11094.4663
2025-03-10 | 21 | 11157.8424
2025-03-10 | 22 | 10994.06
2025-03-10 | 23 | 10725.7062
2025-03-10 | 24 | 10372.5206
2025-03-11 | 1 | 10152.7501
2025-03-11 | 2 | 9966.8135
2025-03-11 | 3 | 9890.9457
2025-03-11 | 4 | 9861.4684
2025-03-11 | 5 | 9883.9037
2025-03-11 | 6 | 10036.4877
2025-03-11 | 7 | 10368.859
2025-03-11 | 8 | 10618.6441
2025-03-11 | 9 | 10947.3822
2025-03-11 | 10 | 11133.7279
2025-03-11 | 11 | 11151.0989
2025-03-11 | 12 | 11200.0929
2025-03-11 | 13 | 11139.7642
2025-03-11 | 14 | 11063.1334
2025-03-11 | 15 | 11018.4176
2025-03-11 | 16 | 10969.9107
2025-03-11 | 17 | 11033.5978
2025-03-11 | 18 | 11147.2134
2025-03-11 | 19 | 11246.1655
2025-03-11 | 20 | 11310.574
2025-03-11 | 21 | 11379.3908
2025-03-11 | 22 | 11232.5599
2025-03-11 | 23 | 10989.375
2025-03-11 | 24 | 10617.4955
2025-03-12 | 1 | 10308.7112
2025-03-12 | 2 | 10062.511
2025-03-12 | 3 | 9951.7026
2025-03-12 | 4 | 9873.7839
2025-03-12 | 5 | 9870.6721
2025-03-12 | 6 | 9953.9774
2025-03-12 | 7 | 10167.3335
2025-03-12 | 8 | 10381.8637
2025-03-12 | 9 | 10790.9828
2025-03-12 | 10 | 10955.0498
2025-03-12 | 11 | 10949.3613
2025-03-12 | 12 | 10767.9086
2025-03-12 | 13 | 10683.0242
2025-03-12 | 14 | 10579.5347
2025-03-12 | 15 | 10655.4547
2025-03-12 | 16 | 10504.5052
2025-03-12 | 17 | 10520.2303
2025-03-12 | 18 | 10676.2238
2025-03-12 | 19 | 10727.8613
2025-03-12 | 20 | 10814.2609
2025-03-12 | 21 | 10950.7109
2025-03-12 | 22 | 10816.9767
2025-03-12 | 23 | 10517.5944
2025-03-12 | 24 | 10160.7851
2025-03-13 | 1 | 9876.2949
2025-03-13 | 2 | 9711.6105
2025-03-13 | 3 | 9649.6687
2025-03-13 | 4 | 9608.8001
2025-03-13 | 5 | 9637.1388
2025-03-13 | 6 | 9785.4535
2025-03-13 | 7 | 10063.5802
2025-03-13 | 8 | 10301.723
2025-03-13 | 9 | 10639.9861
2025-03-13 | 10 | 10797.6434
2025-03-13 | 11 | 10831.0316
2025-03-13 | 12 | 10706.6098
2025-03-13 | 13 | 10581.8043
2025-03-13 | 14 | 10492.7599
2025-03-13 | 15 | 10442.6098
2025-03-13 | 16 | 10398.5821
2025-03-13 | 17 | 10423.6735
2025-03-13 | 18 | 10522.8303
2025-03-13 | 19 | 10592.555
2025-03-13 | 20 | 10660.2302
2025-03-13 | 21 | 10777.7081
2025-03-13 | 22 | 10624.8583
2025-03-13 | 23 | 10359.1155
2025-03-13 | 24 | 10022.8292
2025-03-14 | 1 | 9783.2331
2025-03-14 | 2 | 9584.4812
2025-03-14 | 3 | 9483.9735
2025-03-14 | 4 | 9434.176
2025-03-14 | 5 | 9452.0838
2025-03-14 | 6 | 9541.0552
2025-03-14 | 7 | 9824.1163
2025-03-14 | 8 | 10075.3528
2025-03-14 | 9 | 10410.4009
2025-03-14 | 10 | 10571.4955
2025-03-14 | 11 | 10613.1853
2025-03-14 | 12 | 10593.8168
2025-03-14 | 13 | 10600.8138
2025-03-14 | 14 | 10441.6253
2025-03-14 | 15 | 10402.8074
2025-03-14 | 16 | 10390.1382
2025-03-14 | 17 | 10386.6919
2025-03-14 | 18 | 10457.4646
2025-03-14 | 19 | 10522.1254
2025-03-14 | 20 | 10596.0832
2025-03-14 | 21 | 10700.9445
2025-03-14 | 22 | 10545.7352
2025-03-14 | 23 | 10285.4968
2025-03-14 | 24 | 9976.1881
2025-03-15 | 1 | 9728.1243
2025-03-15 | 2 | 9536.3567
2025-03-15 | 3 | 9471.4056
2025-03-15 | 4 | 9409.1538
2025-03-15 | 5 | 9420.3321
2025-03-15 | 6 | 9456.9115
2025-03-15 | 7 | 9642.3888
2025-03-15 | 8 | 9672.7507
2025-03-15 | 9 | 9899.5655
2025-03-15 | 10 | 10132.4878
2025-03-15 | 11 | 10254.316
2025-03-15 | 12 | 10307.8001
2025-03-15 | 13 | 10270.9796
2025-03-15 | 14 | 10152.6769
2025-03-15 | 15 | 10113.5913
2025-03-15 | 16 | 10094.0039
2025-03-15 | 17 | 10087.3976
2025-03-15 | 18 | 10162.2503
2025-03-15 | 19 | 10270.2408
2025-03-15 | 20 | 10308.0904
2025-03-15 | 21 | 10441.7142
2025-03-15 | 22 | 10363.8452
2025-03-15 | 23 | 10186.951
2025-03-15 | 24 | 9935.9211
2025-03-16 | 1 | 9727.7478
2025-03-16 | 2 | 9579.2151
2025-03-16 | 3 | 9435.7169
2025-03-16 | 4 | 9396.2109
2025-03-16 | 5 | 9369.8806
2025-03-16 | 6 | 9397.3405
2025-03-16 | 7 | 9462.1922
2025-03-16 | 8 | 9444.4915
2025-03-16 | 9 | 9664.7144
2025-03-16 | 10 | 9862.0141
2025-03-16 | 11 | 9983.3059
2025-03-16 | 12 | 10046.1199
2025-03-16 | 13 | 10052.7131
2025-03-16 | 14 | 10038.2044
2025-03-16 | 15 | 10020.5352
2025-03-16 | 16 | 10009.8471
2025-03-16 | 17 | 10083.9764
2025-03-16 | 18 | 10238.1123
2025-03-16 | 19 | 10416.6231
2025-03-16 | 20 | 10506.0127
2025-03-16 | 21 | 10604.119
2025-03-16 | 22 | 10468.9606
2025-03-16 | 23 | 10228.0013
2025-03-16 | 24 | 9922.1719
2025-03-17 | 1 | 9666.2475
2025-03-17 | 2 | 9590.1084
2025-03-17 | 3 | 9508.8046
2025-03-17 | 4 | 9460.7705
2025-03-17 | 5 | 9446.5192
2025-03-17 | 6 | 9565.9638
2025-03-17 | 7 | 9843.0813
2025-03-17 | 8 | 10145.7264
2025-03-17 | 9 | 10442.7252
2025-03-17 | 10 | 10590.3282
2025-03-17 | 11 | 10565.2636
2025-03-17 | 12 | 10510.9622
2025-03-17 | 13 | 10449.4865
2025-03-17 | 14 | 10404.2883
2025-03-17 | 15 | 10365.6452
2025-03-17 | 16 | 10385.8484
2025-03-17 | 17 | 10398.8495
2025-03-17 | 18 | 10468.8019
2025-03-17 | 19 | 10532.0594
2025-03-17 | 20 | 10611.3292
2025-03-17 | 21 | 10779.2461
2025-03-17 | 22 | 10610.4831
2025-03-17 | 23 | 10328.5551
2025-03-17 | 24 | 9981.2379
2025-03-18 | 1 | 9749.5042
2025-03-18 | 2 | 9557.8687
2025-03-18 | 3 | 9471.6292
2025-03-18 | 4 | 9456.299
2025-03-18 | 5 | 9487.4514
2025-03-18 | 6 | 9668.1509
2025-03-18 | 7 | 9998.4838
2025-03-18 | 8 | 10295.7576
2025-03-18 | 9 | 10523.4997
2025-03-18 | 10 | 10653.2055
2025-03-18 | 11 | 10664.316
2025-03-18 | 12 | 10645.0673
2025-03-18 | 13 | 10520.3256
2025-03-18 | 14 | 10502.3993
2025-03-18 | 15 | 10470.2957
2025-03-18 | 16 | 10434.6032
2025-03-18 | 17 | 10474.3119
2025-03-18 | 18 | 10548.9671
2025-03-18 | 19 | 10588.3418
2025-03-18 | 20 | 10671.5032
2025-03-18 | 21 | 10843.0264
2025-03-18 | 22 | 10701.8787
2025-03-18 | 23 | 10406.7588
2025-03-18 | 24 | 10079.4623
2025-03-19 | 1 | 9809.3534
2025-03-19 | 2 | 9596.809
2025-03-19 | 3 | 9522.4287
2025-03-19 | 4 | 9482.3488
2025-03-19 | 5 | 9531.0097
2025-03-19 | 6 | 9682.9511
2025-03-19 | 7 | 10004.1251
2025-03-19 | 8 | 10346.9958
2025-03-19 | 9 | 10595.519
2025-03-19 | 10 | 10744.5472
2025-03-19 | 11 | 10758.8855
2025-03-19 | 12 | 10747.9456
2025-03-19 | 13 | 10710.1444
2025-03-19 | 14 | 10580.3126
2025-03-19 | 15 | 10556.6032
2025-03-19 | 16 | 10551.2604
2025-03-19 | 17 | 10603.2255
2025-03-19 | 18 | 10683.3374
2025-03-19 | 19 | 10693.9277
2025-03-19 | 20 | 10754.0643
2025-03-19 | 21 | 10891.2479
2025-03-19 | 22 | 10729.2785
2025-03-19 | 23 | 10430.4559
2025-03-19 | 24 | 10070.2435
2025-03-20 | 1 | 9796.0216
2025-03-20 | 2 | 9642.7365
2025-03-20 | 3 | 9542.7652
2025-03-20 | 4 | 9505.3698
2025-03-20 | 5 | 9525.4929
2025-03-20 | 6 | 9651.6444
2025-03-20 | 7 | 9958.157
2025-03-20 | 8 | 10282.491
2025-03-20 | 9 | 10560.5457
2025-03-20 | 10 | 10778.9454
2025-03-20 | 11 | 10788.9372
2025-03-20 | 12 | 10815.0202
2025-03-20 | 13 | 10782.7585
2025-03-20 | 14 | 10733.1313
2025-03-20 | 15 | 10690.6519
2025-03-20 | 16 | 10643.0922
2025-03-20 | 17 | 10681.8585
2025-03-20 | 18 | 10731.5698
2025-03-20 | 19 | 10755.9329
2025-03-20 | 20 | 10753.396
2025-03-20 | 21 | 10876.3216
2025-03-20 | 22 | 10735.9516
2025-03-20 | 23 | 10464.8797
2025-03-20 | 24 | 10148.8259
2025-03-21 | 1 | 9878.3492
2025-03-21 | 2 | 9728.4754
2025-03-21 | 3 | 9640.1066
2025-03-21 | 4 | 9595.5209
2025-03-21 | 5 | 9606.7252
2025-03-21 | 6 | 9717.6261
2025-03-21 | 7 | 9997.7631
2025-03-21 | 8 | 10336.3246
2025-03-21 | 9 | 10578.217
2025-03-21 | 10 | 10757.1866
2025-03-21 | 11 | 10831.825
2025-03-21 | 12 | 10839.4157
2025-03-21 | 13 | 10763.3242
2025-03-21 | 14 | 10760.5519
2025-03-21 | 15 | 10736.7003
2025-03-21 | 16 | 10677.412
2025-03-21 | 17 | 10726.9397
2025-03-21 | 18 | 10791.5788
2025-03-21 | 19 | 10785.116
2025-03-21 | 20 | 10752.903
2025-03-21 | 21 | 10854.4124
2025-03-21 | 22 | 10703.9887
2025-03-21 | 23 | 10434.0216
2025-03-21 | 24 | 10116.2219
2025-03-22 | 1 | 9830.1143
2025-03-22 | 2 | 9637.6989
2025-03-22 | 3 | 9515.9791
2025-03-22 | 4 | 9450.9215
2025-03-22 | 5 | 9441.5438
2025-03-22 | 6 | 9468.3325
2025-03-22 | 7 | 9553.2012
2025-03-22 | 8 | 9645.4264
2025-03-22 | 9 | 9848.8504
2025-03-22 | 10 | 10125.7702
2025-03-22 | 11 | 10267.3119
2025-03-22 | 12 | 10316.2513
2025-03-22 | 13 | 10296.9646
2025-03-22 | 14 | 10264.7617
2025-03-22 | 15 | 10220.4901
2025-03-22 | 16 | 10235.1586
2025-03-22 | 17 | 10284.2134
2025-03-22 | 18 | 10391.5056
2025-03-22 | 19 | 10459.2275
2025-03-22 | 20 | 10415.6683
2025-03-22 | 21 | 10535.5163
2025-03-22 | 22 | 10416.7854
2025-03-22 | 23 | 10231.7199
2025-03-22 | 24 | 9991.7949
2025-03-23 | 1 | 9771.4611
2025-03-23 | 2 | 9593.3102
2025-03-23 | 3 | 9477.1127
2025-03-23 | 4 | 9407.7021
2025-03-23 | 5 | 9404.6674
2025-03-23 | 6 | 9435.24
2025-03-23 | 7 | 9510.5162
2025-03-23 | 8 | 9592.6791
2025-03-23 | 9 | 9703.0473
2025-03-23 | 10 | 9945.4656
2025-03-23 | 11 | 10099.0559
2025-03-23 | 12 | 10180.2474
2025-03-23 | 13 | 10221.0544
2025-03-23 | 14 | 10179.5209
2025-03-23 | 15 | 10170.3902
2025-03-23 | 16 | 10167.0927
2025-03-23 | 17 | 10261.0791
2025-03-23 | 18 | 10369.9051
2025-03-23 | 19 | 10444.8065
2025-03-23 | 20 | 10451.3869
2025-03-23 | 21 | 10611.824
2025-03-23 | 22 | 10477.6352
2025-03-23 | 23 | 10247.7498
2025-03-23 | 24 | 9944.0618
2025-03-24 | 1 | 9692.8762
2025-03-24 | 2 | 9582.7758
2025-03-24 | 3 | 9487.6308
2025-03-24 | 4 | 9456.0431
2025-03-24 | 5 | 9476.8918
2025-03-24 | 6 | 9621.8414
2025-03-24 | 7 | 9960.2394
2025-03-24 | 8 | 10341.0495
2025-03-24 | 9 | 10568.1999
2025-03-24 | 10 | 10730.4885
2025-03-24 | 11 | 10791.3904
2025-03-24 | 12 | 10812.4806
2025-03-24 | 13 | 10770.7058
2025-03-24 | 14 | 10745.1535
2025-03-24 | 15 | 10750.1401
2025-03-24 | 16 | 10732.4098
2025-03-24 | 17 | 10780.0855
2025-03-24 | 18 | 10886.3296
2025-03-24 | 19 | 10902.3341
2025-03-24 | 20 | 10851.7705
2025-03-24 | 21 | 10989.2491
2025-03-24 | 22 | 10814.5872
2025-03-24 | 23 | 10520.8055
2025-03-24 | 24 | 10170.0176
2025-03-25 | 1 | 9883.3741
2025-03-25 | 2 | 9685.9961
2025-03-25 | 3 | 9574.1576
2025-03-25 | 4 | 9522.5901
2025-03-25 | 5 | 9529.7249
2025-03-25 | 6 | 9645.4525
2025-03-25 | 7 | 9961.0992
2025-03-25 | 8 | 10355.9572
2025-03-25 | 9 | 10583.5497
2025-03-25 | 10 | 10742.2543
2025-03-25 | 11 | 10736.8245
2025-03-25 | 12 | 10831.2488
2025-03-25 | 13 | 10805.8446
2025-03-25 | 14 | 10774.0847
2025-03-25 | 15 | 10708.2677
2025-03-25 | 16 | 10725.8772
2025-03-25 | 17 | 10726.9404
2025-03-25 | 18 | 10827.1303
2025-03-25 | 19 | 10854.5415
2025-03-25 | 20 | 10819.4561
2025-03-25 | 21 | 10981.8533
2025-03-25 | 22 | 10837.0039
2025-03-25 | 23 | 10543.6225
2025-03-25 | 24 | 10185.7887
2025-03-26 | 1 | 9889.8849
2025-03-26 | 2 | 9675.4277
2025-03-26 | 3 | 9603.6261
2025-03-26 | 4 | 9544.832
2025-03-26 | 5 | 9580.1301
2025-03-26 | 6 | 9684.6337
2025-03-26 | 7 | 9964.9088
2025-03-26 | 8 | 10359.8291
2025-03-26 | 9 | 10579.9147
2025-03-26 | 10 | 10742.4938
2025-03-26 | 11 | 10784.4135
2025-03-26 | 12 | 10790.6354
2025-03-26 | 13 | 10774.605
2025-03-26 | 14 | 10730.8726
2025-03-26 | 15 | 10688.1613
2025-03-26 | 16 | 10649.1001
2025-03-26 | 17 | 10693.6087
2025-03-26 | 18 | 10747.7024
2025-03-26 | 19 | 10744.9923
2025-03-26 | 20 | 10702.3661
2025-03-26 | 21 | 10881.5593
2025-03-26 | 22 | 10749.448
2025-03-26 | 23 | 10449.2389
2025-03-26 | 24 | 10092.2621
2025-03-27 | 1 | 9792.8557
2025-03-27 | 2 | 9641.1674
2025-03-27 | 3 | 9526.4707
2025-03-27 | 4 | 9469.4087
2025-03-27 | 5 | 9465.6097
2025-03-27 | 6 | 9576.1303
2025-03-27 | 7 | 9875.9505
2025-03-27 | 8 | 10252.6114
2025-03-27 | 9 | 10478.2285
2025-03-27 | 10 | 10664.7444
2025-03-27 | 11 | 10729.33
2025-03-27 | 12 | 10716.0017
2025-03-27 | 13 | 10668.1529
2025-03-27 | 14 | 10644.6433
2025-03-27 | 15 | 10621.9724
2025-03-27 | 16 | 10619.7795
2025-03-27 | 17 | 10651.3145
2025-03-27 | 18 | 10705.5288
2025-03-27 | 19 | 10665.5135
2025-03-27 | 20 | 10628.4581
2025-03-27 | 21 | 10810.1718
2025-03-27 | 22 | 10670.6931
2025-03-27 | 23 | 10405.1582
2025-03-27 | 24 | 10110.2337
2025-03-28 | 1 | 9818.7577
2025-03-28 | 2 | 9611.3123
2025-03-28 | 3 | 9506.4551
2025-03-28 | 4 | 9459.9625
2025-03-28 | 5 | 9466.4803
2025-03-28 | 6 | 9577.0313
2025-03-28 | 7 | 9878.0382
2025-03-28 | 8 | 10258.5217
2025-03-28 | 9 | 10465.3542
2025-03-28 | 10 | 10644.6309
2025-03-28 | 11 | 10657.0517
2025-03-28 | 12 | 10679.2824
2025-03-28 | 13 | 10546.243
2025-03-28 | 14 | 10530.4315
2025-03-28 | 15 | 10495.1763
2025-03-28 | 16 | 10447.5057
2025-03-28 | 17 | 10439.6141
2025-03-28 | 18 | 10501.264
2025-03-28 | 19 | 10500.9319
2025-03-28 | 20 | 10498.6556
2025-03-28 | 21 | 10667.0723
2025-03-28 | 22 | 10541.1818
2025-03-28 | 23 | 10294.7673
2025-03-28 | 24 | 9964.435
2025-03-29 | 1 | 9706.8196
2025-03-29 | 2 | 9492.9906
2025-03-29 | 3 | 9383.927
2025-03-29 | 4 | 9320.6978
2025-03-29 | 5 | 9281.1437
2025-03-29 | 6 | 9318.2678
2025-03-29 | 7 | 9412.2811
2025-03-29 | 8 | 9583.0312
2025-03-29 | 9 | 9714.0159
2025-03-29 | 10 | 9930.1378
2025-03-29 | 11 | 10015.2511
2025-03-29 | 12 | 9958.2145
2025-03-29 | 13 | 9924.9832
2025-03-29 | 14 | 9857.8695
2025-03-29 | 15 | 9802.7852
2025-03-29 | 16 | 9792.2713
2025-03-29 | 17 | 9811.8972
2025-03-29 | 18 | 9957.53
2025-03-29 | 19 | 9976.2912
2025-03-29 | 20 | 10021.1167
2025-03-29 | 21 | 10250.2606
2025-03-29 | 22 | 10181.4178
2025-03-29 | 23 | 10014.7352
2025-03-29 | 24 | 9746.3567
2025-03-30 | 1 | 9514.7612
2025-03-30 | 2 | 9352.533
2025-03-30 | 3 | 9239.5407
2025-03-30 | 4 | 9207.7079
2025-03-30 | 5 | 9204.5338
2025-03-30 | 6 | 9222.8074
2025-03-30 | 7 | 9284.9257
2025-03-30 | 8 | 9437.8971
2025-03-30 | 9 | 9486.0232
2025-03-30 | 10 | 9683.2798
2025-03-30 | 11 | 9778.8841
2025-03-30 | 12 | 9836.4947
2025-03-30 | 13 | 9752.7067
2025-03-30 | 14 | 9727.8291
2025-03-30 | 15 | 9718.0385
2025-03-30 | 16 | 9677.8242
2025-03-30 | 17 | 9702.8443
2025-03-30 | 18 | 9826.5425
2025-03-30 | 19 | 9902.3511
2025-03-30 | 20 | 9935.0765
2025-03-30 | 21 | 10182.4978
2025-03-30 | 22 | 10112.0236
2025-03-30 | 23 | 9883.5041
2025-03-30 | 24 | 9593.6281
2025-03-31 | 1 | 9328.9026
2025-03-31 | 2 | 9229.1724
2025-03-31 | 3 | 9133.6198
2025-03-31 | 4 | 9104.5296
2025-03-31 | 5 | 9135.75
2025-03-31 | 6 | 9272.8935
2025-03-31 | 7 | 9579.0001
2025-03-31 | 8 | 10034.8411
2025-03-31 | 9 | 10231.8175
2025-03-31 | 10 | 10366.7161
2025-03-31 | 11 | 10429.5993
2025-03-31 | 12 | 10411.5332
2025-03-31 | 13 | 10339.9234
2025-03-31 | 14 | 10238.705
2025-03-31 | 15 | 10173.6469
2025-03-31 | 16 | 10139.3217
2025-03-31 | 17 | 10191.6449
2025-03-31 | 18 | 10338.9784
2025-03-31 | 19 | 10289.4477
2025-03-31 | 20 | 10221.3117
2025-03-31 | 21 | 10426.2176
2025-03-31 | 22 | 10323.9498
2025-03-31 | 23 | 10054.9041
2025-03-31 | 24 | 9740.2393
2025-04-01 | 1 | 9480.5146
2025-04-01 | 2 | 9078.5877
2025-04-01 | 3 | 8975.5638
2025-04-01 | 4 | 8964.2071
2025-04-01 | 5 | 8994.6314
2025-04-01 | 6 | 9180.6719
2025-04-01 | 7 | 9483.1416
2025-04-01 | 8 | 9948.5154
2025-04-01 | 9 | 10091.2947
2025-04-01 | 10 | 10198.8689
2025-04-01 | 11 | 10237.1326
2025-04-01 | 12 | 10225.9545
2025-04-01 | 13 | 10213.6585
2025-04-01 | 14 | 10174.5007
2025-04-01 | 15 | 10108.3735
2025-04-01 | 16 | 10129.2883
2025-04-01 | 17 | 10150.7646
2025-04-01 | 18 | 10200.0446
2025-04-01 | 19 | 10205.4647
2025-04-01 | 20 | 10116.6897
2025-04-01 | 21 | 10286.4359
2025-04-01 | 22 | 10234.7147
2025-04-01 | 23 | 9968.9933
2025-04-01 | 24 | 9621.623
2025-04-02 | 1 | 9345.8574
2025-04-02 | 2 | 9150.0559
2025-04-02 | 3 | 9057.2207
2025-04-02 | 4 | 9042.4334
2025-04-02 | 5 | 9076.6809
2025-04-02 | 6 | 9219.453
2025-04-02 | 7 | 9530.9233
2025-04-02 | 8 | 9971.5006
2025-04-02 | 9 | 10138.4775
2025-04-02 | 10 | 10288.9198
2025-04-02 | 11 | 10236.1152
2025-04-02 | 12 | 10196.2193
2025-04-02 | 13 | 10168.5705
2025-04-02 | 14 | 10143.8048
2025-04-02 | 15 | 10122.752
2025-04-02 | 16 | 10105.6543
2025-04-02 | 17 | 10151.8418
2025-04-02 | 18 | 10222.0219
2025-04-02 | 19 | 10235.0952
2025-04-02 | 20 | 10184.0688
2025-04-02 | 21 | 10362.9113
2025-04-02 | 22 | 10249.5446
2025-04-02 | 23 | 9948.67
2025-04-02 | 24 | 9661.6116
2025-04-03 | 1 | 9377.8729
2025-04-03 | 2 | 9257.2428
2025-04-03 | 3 | 9112.7212
2025-04-03 | 4 | 9094.7251
2025-04-03 | 5 | 9108.2078
2025-04-03 | 6 | 9251.3485
2025-04-03 | 7 | 9593.709
2025-04-03 | 8 | 10001.0863
2025-04-03 | 9 | 10172.7517
2025-04-03 | 10 | 10283.6349
2025-04-03 | 11 | 10305.0835
2025-04-03 | 12 | 10231.343
2025-04-03 | 13 | 10142.2175
2025-04-03 | 14 | 10090.2719
2025-04-03 | 15 | 10040.345
2025-04-03 | 16 | 10009.996
2025-04-03 | 17 | 10010.4865
2025-04-03 | 18 | 10034.9704
2025-04-03 | 19 | 10026.1822
2025-04-03 | 20 | 10027.5232
2025-04-03 | 21 | 10209.2113
2025-04-03 | 22 | 10154.598
2025-04-03 | 23 | 9875.4241
2025-04-03 | 24 | 9569.3547
2025-04-04 | 1 | 9297.0907
2025-04-04 | 2 | 9093.9999
2025-04-04 | 3 | 9053.2548
2025-04-04 | 4 | 8991.3448
2025-04-04 | 5 | 9020.398
2025-04-04 | 6 | 9205.9489
2025-04-04 | 7 | 9372.5542
2025-04-04 | 8 | 9815.9082
2025-04-04 | 9 | 10022.0755
2025-04-04 | 10 | 10136.2761
2025-04-04 | 11 | 10052.8631
2025-04-04 | 12 | 10008.4254
2025-04-04 | 13 | 9944.9995
2025-04-04 | 14 | 9918.0831
2025-04-04 | 15 | 9875.3875
2025-04-04 | 16 | 9864.3802
2025-04-04 | 17 | 10014.9107
2025-04-04 | 18 | 10006.6326
2025-04-04 | 19 | 9994.946
2025-04-04 | 20 | 9893.415
2025-04-04 | 21 | 10062.0264
2025-04-04 | 22 | 10006.9109
2025-04-04 | 23 | 9765.9061
2025-04-04 | 24 | 9483.1722
2025-04-05 | 1 | 9211.1914
2025-04-05 | 2 | 9056.9505
2025-04-05 | 3 | 8963.5027
2025-04-05 | 4 | 8879.5519
2025-04-05 | 5 | 8884.8458
2025-04-05 | 6 | 8954.4456
2025-04-05 | 7 | 8971.7735
2025-04-05 | 8 | 9188.0731
2025-04-05 | 9 | 9341.8054
2025-04-05 | 10 | 9526.5589
2025-04-05 | 11 | 9585.0924
2025-04-05 | 12 | 9607.3164
2025-04-05 | 13 | 9596.7845
2025-04-05 | 14 | 9552.2144
2025-04-05 | 15 | 9504.5062
2025-04-05 | 16 | 9467.3805
2025-04-05 | 17 | 9507.213
2025-04-05 | 18 | 9588.7681
2025-04-05 | 19 | 9649.4334
2025-04-05 | 20 | 9640.7543
2025-04-05 | 21 | 9823.6561
2025-04-05 | 22 | 9828.4259
2025-04-05 | 23 | 9619.7543
2025-04-05 | 24 | 9383.923
2025-04-06 | 1 | 9178.2151
2025-04-06 | 2 | 9053.2666
2025-04-06 | 3 | 8959.4737
2025-04-06 | 4 | 8898.0873
2025-04-06 | 5 | 8893.7666
2025-04-06 | 6 | 8957.18
2025-04-06 | 7 | 8979.8808
2025-04-06 | 8 | 9156.1303
2025-04-06 | 9 | 9189.8052
2025-04-06 | 10 | 9342.4837
2025-04-06 | 11 | 9437.1061
2025-04-06 | 12 | 9500.602
2025-04-06 | 13 | 9501.6995
2025-04-06 | 14 | 9487.4621
2025-04-06 | 15 | 9501.9525
2025-04-06 | 16 | 9424.4446
2025-04-06 | 17 | 9486.9673
2025-04-06 | 18 | 9609.6769
2025-04-06 | 19 | 9689.1289
2025-04-06 | 20 | 9698.0404
2025-04-06 | 21 | 9887.8848
2025-04-06 | 22 | 9891.4631
2025-04-06 | 23 | 9680.0555
2025-04-06 | 24 | 9394.0216
2025-04-07 | 1 | 9152.7294
2025-04-07 | 2 | 9037.2476
2025-04-07 | 3 | 8967.0945
2025-04-07 | 4 | 8922.5004
2025-04-07 | 5 | 8960.6175
2025-04-07 | 6 | 9105.0691
2025-04-07 | 7 | 9280.3374
2025-04-07 | 8 | 9746.104
2025-04-07 | 9 | 10049.7359
2025-04-07 | 10 | 10120.5591
2025-04-07 | 11 | 10121.3965
2025-04-07 | 12 | 10060.0165
2025-04-07 | 13 | 10045.5208
2025-04-07 | 14 | 10041.3822
2025-04-07 | 15 | 10033.8613
2025-04-07 | 16 | 9998.598
2025-04-07 | 17 | 10047.1024
2025-04-07 | 18 | 10097.7695
2025-04-07 | 19 | 10113.4929
2025-04-07 | 20 | 10096.6617
2025-04-07 | 21 | 10226.3709
2025-04-07 | 22 | 10197.819
2025-04-07 | 23 | 9932.4846
2025-04-07 | 24 | 9598.4618
2025-04-08 | 1 | 9347.7253
2025-04-08 | 2 | 9168.8487
2025-04-08 | 3 | 9101.9325
2025-04-08 | 4 | 9106.6827
2025-04-08 | 5 | 9132.1578
2025-04-08 | 6 | 9298.0461
2025-04-08 | 7 | 9434.7368
2025-04-08 | 8 | 9864.8494
2025-04-08 | 9 | 10130.4066
2025-04-08 | 10 | 10225.0211
2025-04-08 | 11 | 10127.8836
2025-04-08 | 12 | 10044.2928
2025-04-08 | 13 | 9964.0805
2025-04-08 | 14 | 9964.7942
2025-04-08 | 15 | 9893.4463
2025-04-08 | 16 | 9887.8131
2025-04-08 | 17 | 9952.2229
2025-04-08 | 18 | 9996.6685
2025-04-08 | 19 | 9971.949
2025-04-08 | 20 | 9988.8562
2025-04-08 | 21 | 10112.0142
2025-04-08 | 22 | 10049.9521
2025-04-08 | 23 | 9838.1816
2025-04-08 | 24 | 9453.46
2025-04-09 | 1 | 9161.9783
2025-04-09 | 2 | 8960.0522
2025-04-09 | 3 | 8876.3859
2025-04-09 | 4 | 8850.1573
2025-04-09 | 5 | 8866.2889
2025-04-09 | 6 | 8999.041
2025-04-09 | 7 | 9149.3492
2025-04-09 | 8 | 9659.0834
2025-04-09 | 9 | 9916.9184
2025-04-09 | 10 | 9972.8236
2025-04-09 | 11 | 9968.6771
2025-04-09 | 12 | 9934.0883
2025-04-09 | 13 | 9864.8211
2025-04-09 | 14 | 9852.4892
2025-04-09 | 15 | 9789.8336
2025-04-09 | 16 | 9778.6125
2025-04-09 | 17 | 9877.6456
2025-04-09 | 18 | 9956.0664
2025-04-09 | 19 | 9904.7524
2025-04-09 | 20 | 9802.1758
2025-04-09 | 21 | 9961.3162
2025-04-09 | 22 | 9989.5396
2025-04-09 | 23 | 9659.9733
2025-04-09 | 24 | 9319.4096
2025-04-10 | 1 | 9045.209
2025-04-10 | 2 | 8934.7425
2025-04-10 | 3 | 8848.1478
2025-04-10 | 4 | 8797.5436
2025-04-10 | 5 | 8822.1695
2025-04-10 | 6 | 8977.3565
2025-04-10 | 7 | 9148.8893
2025-04-10 | 8 | 9551.9033
2025-04-10 | 9 | 9907.7377
2025-04-10 | 10 | 9929.9087
2025-04-10 | 11 | 9952.9761
2025-04-10 | 12 | 9903.9757
2025-04-10 | 13 | 9864.5071
2025-04-10 | 14 | 9814.3504
2025-04-10 | 15 | 9792.7962
2025-04-10 | 16 | 9784.5784
2025-04-10 | 17 | 9935.019
2025-04-10 | 18 | 9831.2676
2025-04-10 | 19 | 9796.9275
2025-04-10 | 20 | 9796.0288
2025-04-10 | 21 | 9881.5461
2025-04-10 | 22 | 9901.216
2025-04-10 | 23 | 9623.0077
2025-04-10 | 24 | 9334.5421
2025-04-11 | 1 | 9086.683
2025-04-11 | 2 | 8929.2455
2025-04-11 | 3 | 8844.9292
2025-04-11 | 4 | 8818.7198
2025-04-11 | 5 | 8811.8959
2025-04-11 | 6 | 8966.7206
2025-04-11 | 7 | 9163.1786
2025-04-11 | 8 | 9572.9006
2025-04-11 | 9 | 9860.853
2025-04-11 | 10 | 9925.8395
2025-04-11 | 11 | 9912.4051
2025-04-11 | 12 | 9853.9318
2025-04-11 | 13 | 9790.405
2025-04-11 | 14 | 9794.1888
2025-04-11 | 15 | 9861.6833
2025-04-11 | 16 | 9909.0407
2025-04-11 | 17 | 9962.9039
2025-04-11 | 18 | 9950.3137
2025-04-11 | 19 | 9972.0917
2025-04-11 | 20 | 9953.8246
2025-04-11 | 21 | 10009.6953
2025-04-11 | 22 | 10003.5696
2025-04-11 | 23 | 9760.4993
2025-04-11 | 24 | 9479.8876
2025-04-12 | 1 | 9220.1179
2025-04-12 | 2 | 9028.9511
2025-04-12 | 3 | 8924.9863
2025-04-12 | 4 | 8876.4043
2025-04-12 | 5 | 8906.9517
2025-04-12 | 6 | 8972.0674
2025-04-12 | 7 | 8979.7446
2025-04-12 | 8 | 9156.1601
2025-04-12 | 9 | 9405.3081
2025-04-12 | 10 | 9622.0258
2025-04-12 | 11 | 9686.4098
2025-04-12 | 12 | 9680.028
2025-04-12 | 13 | 9706.4692
2025-04-12 | 14 | 9649.091
2025-04-12 | 15 | 9606.4483
2025-04-12 | 16 | 9596.9675
2025-04-12 | 17 | 9720.2273
2025-04-12 | 18 | 9776.3848
2025-04-12 | 19 | 9820.046
2025-04-12 | 20 | 9758.4801
2025-04-12 | 21 | 9852.6199
2025-04-12 | 22 | 9930.0001
2025-04-12 | 23 | 9772.8586
2025-04-12 | 24 | 9507.4236
2025-04-13 | 1 | 9264.1505
2025-04-13 | 2 | 9122.9318
2025-04-13 | 3 | 9038.7708
2025-04-13 | 4 | 9001.3796
2025-04-13 | 5 | 9007.574
2025-04-13 | 6 | 9063.4821
2025-04-13 | 7 | 9033.4272
2025-04-13 | 8 | 9131.1491
2025-04-13 | 9 | 9286.0794
2025-04-13 | 10 | 9450.408
2025-04-13 | 11 | 9569.1042
2025-04-13 | 12 | 9560.0468
2025-04-13 | 13 | 9541.1009
2025-04-13 | 14 | 9494.0588
2025-04-13 | 15 | 9409.6859
2025-04-13 | 16 | 9458.4725
2025-04-13 | 17 | 9508.3708
2025-04-13 | 18 | 9691.5298
2025-04-13 | 19 | 9747.5194
2025-04-13 | 20 | 9707.7492
2025-04-13 | 21 | 9809.0456
2025-04-13 | 22 | 9836.2431
2025-04-13 | 23 | 9657.6066
2025-04-13 | 24 | 9351.8836
2025-04-14 | 1 | 9105.5241
2025-04-14 | 2 | 9012.3891
2025-04-14 | 3 | 8943.956
2025-04-14 | 4 | 8912.0061
2025-04-14 | 5 | 8937.182
2025-04-14 | 6 | 9085.6135
2025-04-14 | 7 | 9297.2354
2025-04-14 | 8 | 9686.0314
2025-04-14 | 9 | 10006.6005
2025-04-14 | 10 | 10134.1185
2025-04-14 | 11 | 10136.4614
2025-04-14 | 12 | 10072.0388
2025-04-14 | 13 | 10053.919
2025-04-14 | 14 | 10050.7741
2025-04-14 | 15 | 10002.7199
2025-04-14 | 16 | 9968.1941
2025-04-14 | 17 | 10004.3965
2025-04-14 | 18 | 10083.5069
2025-04-14 | 19 | 10195.7083
2025-04-14 | 20 | 10127.8947
2025-04-14 | 21 | 10121.7187
2025-04-14 | 22 | 10100.6823
2025-04-14 | 23 | 9818.8718
2025-04-14 | 24 | 9469.1928
2025-04-15 | 1 | 9206.9032
2025-04-15 | 2 | 9087.7603
2025-04-15 | 3 | 8989.5913
2025-04-15 | 4 | 8965.1847
2025-04-15 | 5 | 8982.1695
2025-04-15 | 6 | 9134.5988
2025-04-15 | 7 | 9344.0504
2025-04-15 | 8 | 9671.0719
2025-04-15 | 9 | 10011.7362
2025-04-15 | 10 | 10102.3567
2025-04-15 | 11 | 10124.1423
2025-04-15 | 12 | 10085.0606
2025-04-15 | 13 | 10071.7372
2025-04-15 | 14 | 9982.8607
2025-04-15 | 15 | 10003.8233
2025-04-15 | 16 | 10105.0141
2025-04-15 | 17 | 10039.864
2025-04-15 | 18 | 10135.9081
2025-04-15 | 19 | 10097.5535
2025-04-15 | 20 | 10068.2268
2025-04-15 | 21 | 10175.8884
2025-04-15 | 22 | 10177.2738
2025-04-15 | 23 | 9878.1923
2025-04-15 | 24 | 9528.1172
2025-04-16 | 1 | 9294.9435
2025-04-16 | 2 | 9141.7103
2025-04-16 | 3 | 9061.5461
2025-04-16 | 4 | 9030.2526
2025-04-16 | 5 | 9059.3183
2025-04-16 | 6 | 9195.1395
2025-04-16 | 7 | 9419.2344
2025-04-16 | 8 | 9758.7747
2025-04-16 | 9 | 10107.5974
2025-04-16 | 10 | 10257.0373
2025-04-16 | 11 | 10296.1236
2025-04-16 | 12 | 10237.6647
2025-04-16 | 13 | 10204.6351
2025-04-16 | 14 | 10162.9007
2025-04-16 | 15 | 10158.2726
2025-04-16 | 16 | 10111.5528
2025-04-16 | 17 | 10135.9531
2025-04-16 | 18 | 10258.5956
2025-04-16 | 19 | 10241.0596
2025-04-16 | 20 | 10178.883
2025-04-16 | 21 | 10265.0892
2025-04-16 | 22 | 10234.6768
2025-04-16 | 23 | 9980.1989
2025-04-16 | 24 | 9638.8131
2025-04-17 | 1 | 9391.3128
2025-04-17 | 2 | 9189.3462
2025-04-17 | 3 | 9093.5936
2025-04-17 | 4 | 9084.232
2025-04-17 | 5 | 9160.4003
2025-04-17 | 6 | 9291.2029
2025-04-17 | 7 | 9484.8509
2025-04-17 | 8 | 9831.0141
2025-04-17 | 9 | 10142.5794
2025-04-17 | 10 | 10191.4661
2025-04-17 | 11 | 10193.9936
2025-04-17 | 12 | 10138.6381
2025-04-17 | 13 | 10110.9625
2025-04-17 | 14 | 10143.1959
2025-04-17 | 15 | 10063.308
2025-04-17 | 16 | 10038.786
2025-04-17 | 17 | 10032.6511
2025-04-17 | 18 | 10109.8452
2025-04-17 | 19 | 10143.5379
2025-04-17 | 20 | 10117.3744
2025-04-17 | 21 | 10196.0169
2025-04-17 | 22 | 10231.5793
2025-04-17 | 23 | 9988.2305
2025-04-17 | 24 | 9686.4712
2025-04-18 | 1 | 9446.3897
2025-04-18 | 2 | 9248.2782
2025-04-18 | 3 | 9126.8609
2025-04-18 | 4 | 9069.4218
2025-04-18 | 5 | 9118.7348
2025-04-18 | 6 | 9195.0451
2025-04-18 | 7 | 9175.6581
2025-04-18 | 8 | 9207.0544
2025-04-18 | 9 | 9425.9024
2025-04-18 | 10 | 9558.6567
2025-04-18 | 11 | 9607.6481
2025-04-18 | 12 | 9578.2497
2025-04-18 | 13 | 9572.5836
2025-04-18 | 14 | 9557.6418
2025-04-18 | 15 | 9537.1953
2025-04-18 | 16 | 9522.5745
2025-04-18 | 17 | 9654.123
2025-04-18 | 18 | 9757.6084
2025-04-18 | 19 | 9873.7413
2025-04-18 | 20 | 9866.7274
2025-04-18 | 21 | 9916.1903
2025-04-18 | 22 | 10013.512
2025-04-18 | 23 | 9819.5963
2025-04-18 | 24 | 9511.775
2025-04-19 | 1 | 9295.8468
2025-04-19 | 2 | 9262.5273
2025-04-19 | 3 | 9209.7554
2025-04-19 | 4 | 9111.5566
2025-04-19 | 5 | 9099.0892
2025-04-19 | 6 | 9107.6505
2025-04-19 | 7 | 9122.5441
2025-04-19 | 8 | 9108.9761
2025-04-19 | 9 | 9298.5525
2025-04-19 | 10 | 9441.3446
2025-04-19 | 11 | 9529.6032
2025-04-19 | 12 | 9527.4994
2025-04-19 | 13 | 9496.9871
2025-04-19 | 14 | 9417.1129
2025-04-19 | 15 | 9403.7888
2025-04-19 | 16 | 9410.3958
2025-04-19 | 17 | 9490.8101
2025-04-19 | 18 | 9597.0149
2025-04-19 | 19 | 9709.4985
2025-04-19 | 20 | 9734.8642
2025-04-19 | 21 | 9788.3407
2025-04-19 | 22 | 9949.1093
2025-04-19 | 23 | 9737.757
2025-04-19 | 24 | 9387.2376
2025-04-20 | 1 | 9164.5302
2025-04-20 | 2 | 9046.5923
2025-04-20 | 3 | 9012.6363
2025-04-20 | 4 | 8935.6088
2025-04-20 | 5 | 8945.8223
2025-04-20 | 6 | 8960.3399
2025-04-20 | 7 | 9002.1594
2025-04-20 | 8 | 9011.8665
2025-04-20 | 9 | 9168.1422
2025-04-20 | 10 | 9286.5408
2025-04-20 | 11 | 9380.8778
2025-04-20 | 12 | 9399.8303
2025-04-20 | 13 | 9366.0523
2025-04-20 | 14 | 9380.7653
2025-04-20 | 15 | 9389.3117
2025-04-20 | 16 | 9394.6462
2025-04-20 | 17 | 9462.7241
2025-04-20 | 18 | 9688.6979
2025-04-20 | 19 | 9709.5383
2025-04-20 | 20 | 9700.6845
2025-04-20 | 21 | 9778.9157
2025-04-20 | 22 | 9867.9742
2025-04-20 | 23 | 9622.9963
2025-04-20 | 24 | 9371.18
2025-04-21 | 1 | 9111.7974
2025-04-21 | 2 | 9044.1309
2025-04-21 | 3 | 9010.0732
2025-04-21 | 4 | 8998.5837
2025-04-21 | 5 | 9018.4166
2025-04-21 | 6 | 9174.3911
2025-04-21 | 7 | 9466.5727
2025-04-21 | 8 | 9762.1313
2025-04-21 | 9 | 10001.3663
2025-04-21 | 10 | 10090.9359
2025-04-21 | 11 | 10067.7219
2025-04-21 | 12 | 10005.8053
2025-04-21 | 13 | 9920.7088
2025-04-21 | 14 | 9926.2435
2025-04-21 | 15 | 9906.2478
2025-04-21 | 16 | 9868.9808
2025-04-21 | 17 | 9896.3029
2025-04-21 | 18 | 9967.4918
2025-04-21 | 19 | 9928.3581
2025-04-21 | 20 | 9911.3379
2025-04-21 | 21 | 9993.4778
2025-04-21 | 22 | 10040.8228
2025-04-21 | 23 | 9751.0657
2025-04-21 | 24 | 9441.8104
2025-04-22 | 1 | 9197.6751
2025-04-22 | 2 | 9008.9513
2025-04-22 | 3 | 8927.6256
2025-04-22 | 4 | 8908.1901
2025-04-22 | 5 | 8955.3262
2025-04-22 | 6 | 9074.2966
2025-04-22 | 7 | 9395.9889
2025-04-22 | 8 | 9720.4654
2025-04-22 | 9 | 9974.8822
2025-04-22 | 10 | 10060.1953
2025-04-22 | 11 | 10038.126
2025-04-22 | 12 | 9980.7948
2025-04-22 | 13 | 9935.2347
2025-04-22 | 14 | 9915.0438
2025-04-22 | 15 | 9875.2314
2025-04-22 | 16 | 9841.0901
2025-04-22 | 17 | 9849.0129
2025-04-22 | 18 | 9878.6648
2025-04-22 | 19 | 9850.5609
2025-04-22 | 20 | 9832.5767
2025-04-22 | 21 | 9908.348
2025-04-22 | 22 | 9981.0253
2025-04-22 | 23 | 9702.9572
2025-04-22 | 24 | 9398.3671
2025-04-23 | 1 | 9157.2163
2025-04-23 | 2 | 8973.2806
2025-04-23 | 3 | 8911.5371
2025-04-23 | 4 | 8901.9897
2025-04-23 | 5 | 8895.8886
2025-04-23 | 6 | 8998.6918
2025-04-23 | 7 | 9290.3053
2025-04-23 | 8 | 9621.9699
2025-04-23 | 9 | 9905.5887
2025-04-23 | 10 | 9969.6677
2025-04-23 | 11 | 9934.1298
2025-04-23 | 12 | 9897.2197
2025-04-23 | 13 | 9861.873
2025-04-23 | 14 | 9850.1957
2025-04-23 | 15 | 9824.7679
2025-04-23 | 16 | 9817.2881
2025-04-23 | 17 | 9843.5117
2025-04-23 | 18 | 9905.8562
2025-04-23 | 19 | 9835.4069
2025-04-23 | 20 | 9824.8335
2025-04-23 | 21 | 9875.1197
2025-04-23 | 22 | 9984.2134
2025-04-23 | 23 | 9700.985
2025-04-23 | 24 | 9354.1544
2025-04-24 | 1 | 9094.9115
2025-04-24 | 2 | 8965.6184
2025-04-24 | 3 | 8879.9967
2025-04-24 | 4 | 8831.612
2025-04-24 | 5 | 8870.9406
2025-04-24 | 6 | 8990.7461
2025-04-24 | 7 | 9291.7264
2025-04-24 | 8 | 9643.8849
2025-04-24 | 9 | 9904.2646
2025-04-24 | 10 | 9990.8369
2025-04-24 | 11 | 9973.0302
2025-04-24 | 12 | 9925.1081
2025-04-24 | 13 | 9882.0481
2025-04-24 | 14 | 9861.835
2025-04-24 | 15 | 9825.2055
2025-04-24 | 16 | 9837.9066
2025-04-24 | 17 | 9946.9278
2025-04-24 | 18 | 9825.258
2025-04-24 | 19 | 9772.9502
2025-04-24 | 20 | 9792.9286
2025-04-24 | 21 | 9812.4658
2025-04-24 | 22 | 9978.4957
2025-04-24 | 23 | 9695.7149
2025-04-24 | 24 | 9366.3284
2025-04-25 | 1 | 9130.4284
2025-04-25 | 2 | 8948.3814
2025-04-25 | 3 | 8880.4473
2025-04-25 | 4 | 8860.6003
2025-04-25 | 5 | 8895.4981
2025-04-25 | 6 | 9012.7771
2025-04-25 | 7 | 9272.1748
2025-04-25 | 8 | 9614.4391
2025-04-25 | 9 | 9888.1339
2025-04-25 | 10 | 9979.4883
2025-04-25 | 11 | 9937.677
2025-04-25 | 12 | 9898.7519
2025-04-25 | 13 | 9821.8448
2025-04-25 | 14 | 9804.6988
2025-04-25 | 15 | 9824.058
2025-04-25 | 16 | 9916.1453
2025-04-25 | 17 | 9835.114
2025-04-25 | 18 | 9894.3028
2025-04-25 | 19 | 9815.1175
2025-04-25 | 20 | 9727.2716
2025-04-25 | 21 | 9734.6801
2025-04-25 | 22 | 9847.3047
2025-04-25 | 23 | 9601.4927
2025-04-25 | 24 | 9304.5615
2025-04-26 | 1 | 9035.5392
2025-04-26 | 2 | 8874.8163
2025-04-26 | 3 | 8780.2275
2025-04-26 | 4 | 8745.8793
2025-04-26 | 5 | 8726.9451
2025-04-26 | 6 | 8749.4016
2025-04-26 | 7 | 8875.8602
2025-04-26 | 8 | 8913.8631
2025-04-26 | 9 | 9116.3512
2025-04-26 | 10 | 9308.7392
2025-04-26 | 11 | 9395.2876
2025-04-26 | 12 | 9402.9966
2025-04-26 | 13 | 9375.2259
2025-04-26 | 14 | 9507.0145
2025-04-26 | 15 | 9453.5262
2025-04-26 | 16 | 9342.8662
2025-04-26 | 17 | 9417.0705
2025-04-26 | 18 | 9573.2824
2025-04-26 | 19 | 9517.1211
2025-04-26 | 20 | 9436.914
2025-04-26 | 21 | 9436.8879
2025-04-26 | 22 | 9568.4859
2025-04-26 | 23 | 9409.5243
2025-04-26 | 24 | 9166.4482
2025-04-27 | 1 | 8960.0443
2025-04-27 | 2 | 8808.8998
2025-04-27 | 3 | 8698.0501
2025-04-27 | 4 | 8644.8798
2025-04-27 | 5 | 8633.5186
2025-04-27 | 6 | 8691.0866
2025-04-27 | 7 | 8768.4387
2025-04-27 | 8 | 8797.2897
2025-04-27 | 9 | 8975.1239
2025-04-27 | 10 | 9161.1671
2025-04-27 | 11 | 9265.0526
2025-04-27 | 12 | 9331.5536
2025-04-27 | 13 | 9433.8461
2025-04-27 | 14 | 9412.5539
2025-04-27 | 15 | 9384.3046
2025-04-27 | 16 | 9387.2271
2025-04-27 | 17 | 9438.9145
2025-04-27 | 18 | 9551.4705
2025-04-27 | 19 | 9564.7147
2025-04-27 | 20 | 9522.5904
2025-04-27 | 21 | 9533.5412
2025-04-27 | 22 | 9644.3771
2025-04-27 | 23 | 9420.8823
2025-04-27 | 24 | 9172.9117
2025-04-28 | 1 | 8931.0166
2025-04-28 | 2 | 8855.0246
2025-04-28 | 3 | 8791.5985
2025-04-28 | 4 | 8784.2007
2025-04-28 | 5 | 8802.371
2025-04-28 | 6 | 8940.3886
2025-04-28 | 7 | 9292.7898
2025-04-28 | 8 | 9610.7192
2025-04-28 | 9 | 9847.3769
2025-04-28 | 10 | 10003.1763
2025-04-28 | 11 | 9993.5403
2025-04-28 | 12 | 9965.3153
2025-04-28 | 13 | 9884.7602
2025-04-28 | 14 | 9861.7978
2025-04-28 | 15 | 9844.3904
2025-04-28 | 16 | 9848.5109
2025-04-28 | 17 | 9893.2623
2025-04-28 | 18 | 9956.4518
2025-04-28 | 19 | 9913.3146
2025-04-28 | 20 | 9895.0197
2025-04-28 | 21 | 9914.5615
2025-04-28 | 22 | 9947.466
2025-04-28 | 23 | 9663.3248
2025-04-28 | 24 | 9317.827
2025-04-29 | 1 | 9052.1839
2025-04-29 | 2 | 8871.9889
2025-04-29 | 3 | 8802.0174
2025-04-29 | 4 | 8807.847
2025-04-29 | 5 | 8828.088
2025-04-29 | 6 | 8988.5649
2025-04-29 | 7 | 9317.9591
2025-04-29 | 8 | 9627.7664
2025-04-29 | 9 | 9938.0977
2025-04-29 | 10 | 10039.57
2025-04-29 | 11 | 10050.6438
2025-04-29 | 12 | 10007.196
2025-04-29 | 13 | 9946.7828
2025-04-29 | 14 | 9932.3067
2025-04-29 | 15 | 10045.4265
2025-04-29 | 16 | 9990.2783
2025-04-29 | 17 | 9922.8772
2025-04-29 | 18 | 9947.2968
2025-04-29 | 19 | 9913.7743
2025-04-29 | 20 | 9887.6735
2025-04-29 | 21 | 9858.5621
2025-04-29 | 22 | 9979.26
2025-04-29 | 23 | 9721.4473
2025-04-29 | 24 | 9429.6092
2025-04-30 | 1 | 9139.8879
2025-04-30 | 2 | 8959.6649
2025-04-30 | 3 | 8884.1874
2025-04-30 | 4 | 8856.5645
2025-04-30 | 5 | 8913.1586
2025-04-30 | 6 | 9081.4118
2025-04-30 | 7 | 9354.5012
2025-04-30 | 8 | 9609.179
2025-04-30 | 9 | 9855.8937
2025-04-30 | 10 | 9914.9773
2025-04-30 | 11 | 9908.0272
2025-04-30 | 12 | 9886.0902
2025-04-30 | 13 | 9833.0415
2025-04-30 | 14 | 9809.6807
2025-04-30 | 15 | 9812.4684
2025-04-30 | 16 | 9822.7414
2025-04-30 | 17 | 9862.7659
2025-04-30 | 18 | 9926.2029
2025-04-30 | 19 | 9893.3693
2025-04-30 | 20 | 9903.0443
2025-04-30 | 21 | 9903.7543
2025-04-30 | 22 | 9962.4251
2025-04-30 | 23 | 9772.9515
2025-04-30 | 24 | 9438.2489
2025-05-01 | 1 | 9161.0987
2025-05-01 | 2 | 8868.3518
2025-05-01 | 3 | 8805.3087
2025-05-01 | 4 | 8784.5341
2025-05-01 | 5 | 8880.7181
2025-05-01 | 6 | 8942.3858
2025-05-01 | 7 | 9291.5969
2025-05-01 | 8 | 9575.0944
2025-05-01 | 9 | 9746.0449
2025-05-01 | 10 | 9761.4846
2025-05-01 | 11 | 9741.4577
2025-05-01 | 12 | 9712.2972
2025-05-01 | 13 | 9696.8493
2025-05-01 | 14 | 9712.5338
2025-05-01 | 15 | 9689.2157
2025-05-01 | 16 | 9680.028
2025-05-01 | 17 | 9798.7993
2025-05-01 | 18 | 9693.0325
2025-05-01 | 19 | 9621.8136
2025-05-01 | 20 | 9571.7166
2025-05-01 | 21 | 9498.728
2025-05-01 | 22 | 9600.1981
2025-05-01 | 23 | 9373.1185
2025-05-01 | 24 | 9092.6025
2025-05-02 | 1 | 8906.3574
2025-05-02 | 2 | 8739.1838
2025-05-02 | 3 | 8679.2242
2025-05-02 | 4 | 8667.6148
2025-05-02 | 5 | 8704.218
2025-05-02 | 6 | 8820.172
2025-05-02 | 7 | 9105.1068
2025-05-02 | 8 | 9457.2022
2025-05-02 | 9 | 9671.1582
2025-05-02 | 10 | 9768.207
2025-05-02 | 11 | 9826.3547
2025-05-02 | 12 | 9840.7714
2025-05-02 | 13 | 9810.4474
2025-05-02 | 14 | 9843.7933
2025-05-02 | 15 | 9791.7318
2025-05-02 | 16 | 9843.7359
2025-05-02 | 17 | 9907.8575
2025-05-02 | 18 | 9925.5852
2025-05-02 | 19 | 9818.7801
2025-05-02 | 20 | 9801.412
2025-05-02 | 21 | 9748.0178
2025-05-02 | 22 | 9875.4874
2025-05-02 | 23 | 9692.9839
2025-05-02 | 24 | 9439.104
2025-05-03 | 1 | 9231.2088
2025-05-03 | 2 | 9054.4637
2025-05-03 | 3 | 8954.5096
2025-05-03 | 4 | 8921.9922
2025-05-03 | 5 | 8928.3814
2025-05-03 | 6 | 8915.8855
2025-05-03 | 7 | 9050.4889
2025-05-03 | 8 | 9197.5355
2025-05-03 | 9 | 9439.6108
2025-05-03 | 10 | 9694.3825
2025-05-03 | 11 | 9832.8604
2025-05-03 | 12 | 9800.8489
2025-05-03 | 13 | 9761.0582
2025-05-03 | 14 | 9767.8898
2025-05-03 | 15 | 9693.0236
2025-05-03 | 16 | 9677.2951
2025-05-03 | 17 | 9705.4469
2025-05-03 | 18 | 9739.5302
2025-05-03 | 19 | 9915.804
2025-05-03 | 20 | 9829.9273
2025-05-03 | 21 | 9774.8297
2025-05-03 | 22 | 9883.9251
2025-05-03 | 23 | 9753.07
2025-05-03 | 24 | 9539.6893
2025-05-04 | 1 | 9354.5023
2025-05-04 | 2 | 9222.112
2025-05-04 | 3 | 9103.9664
2025-05-04 | 4 | 9050.5452
2025-05-04 | 5 | 9046.8461
2025-05-04 | 6 | 8978.3787
2025-05-04 | 7 | 9025.4767
2025-05-04 | 8 | 9091.7614
2025-05-04 | 9 | 9345.7991
2025-05-04 | 10 | 9548.322
2025-05-04 | 11 | 9668.4039
2025-05-04 | 12 | 9738.9289
2025-05-04 | 13 | 9724.983
2025-05-04 | 14 | 9719.1585
2025-05-04 | 15 | 9662.0682
2025-05-04 | 16 | 9673.7391
2025-05-04 | 17 | 9756.8646
2025-05-04 | 18 | 9856.8607
2025-05-04 | 19 | 9961.4388
2025-05-04 | 20 | 9887.7889
2025-05-04 | 21 | 9862.5843
2025-05-04 | 22 | 9954.1037
2025-05-04 | 23 | 9788.8327
2025-05-04 | 24 | 9485.1139
2025-05-05 | 1 | 9236.0097
2025-05-05 | 2 | 9153.7685
2025-05-05 | 3 | 9096.6176
2025-05-05 | 4 | 9051.4882
2025-05-05 | 5 | 9074.0198
2025-05-05 | 6 | 9124.5928
2025-05-05 | 7 | 9400.4554
2025-05-05 | 8 | 9768.898
2025-05-05 | 9 | 10116.4084
2025-05-05 | 10 | 10250.2579
2025-05-05 | 11 | 10284.917
2025-05-05 | 12 | 10282.626
2025-05-05 | 13 | 10217.2321
2025-05-05 | 14 | 10238.4067
2025-05-05 | 15 | 10200.3218
2025-05-05 | 16 | 10122.0642
2025-05-05 | 17 | 10180.2577
2025-05-05 | 18 | 10234.6366
2025-05-05 | 19 | 10256.9432
2025-05-05 | 20 | 10198.6501
2025-05-05 | 21 | 10148.3675
2025-05-05 | 22 | 10195.2158
2025-05-05 | 23 | 9946.3443
2025-05-05 | 24 | 9615.2182
2025-05-06 | 1 | 9343.9946
2025-05-06 | 2 | 9152.8778
2025-05-06 | 3 | 9054.2228
2025-05-06 | 4 | 8989.3298
2025-05-06 | 5 | 9009.0493
2025-05-06 | 6 | 9042.3533
2025-05-06 | 7 | 9316.9835
2025-05-06 | 8 | 9663.2216
2025-05-06 | 9 | 10007.1791
2025-05-06 | 10 | 10151.0768
2025-05-06 | 11 | 10195.8279
2025-05-06 | 12 | 10189.6149
2025-05-06 | 13 | 10182.5885
2025-05-06 | 14 | 10200.7275
2025-05-06 | 15 | 10124.3702
2025-05-06 | 16 | 10114.9523
2025-05-06 | 17 | 10199.7279
2025-05-06 | 18 | 10260.0018
2025-05-06 | 19 | 10238.5205
2025-05-06 | 20 | 10142.9604
2025-05-06 | 21 | 10091.7963
2025-05-06 | 22 | 10123.7038
2025-05-06 | 23 | 9875.3577
2025-05-06 | 24 | 9531.3975
2025-05-07 | 1 | 9252.5696
2025-05-07 | 2 | 9046.499
2025-05-07 | 3 | 8948.6933
2025-05-07 | 4 | 8901.75
2025-05-07 | 5 | 8923.5142
2025-05-07 | 6 | 8870.9548
2025-05-07 | 7 | 9134.7424
2025-05-07 | 8 | 9592.4068
2025-05-07 | 9 | 9947.6251
2025-05-07 | 10 | 10079.511
2025-05-07 | 11 | 10155.9788
2025-05-07 | 12 | 10137.207
2025-05-07 | 13 | 10105.3285
2025-05-07 | 14 | 10079.4964
2025-05-07 | 15 | 10080.1964
2025-05-07 | 16 | 10002.0784
2025-05-07 | 17 | 9948.7554
2025-05-07 | 18 | 10004.3517
2025-05-07 | 19 | 9927.1553
2025-05-07 | 20 | 9927.6039
2025-05-07 | 21 | 9899.85
2025-05-07 | 22 | 9931.8271
2025-05-07 | 23 | 9680.6801
2025-05-07 | 24 | 9324.294
2025-05-08 | 1 | 9067.9634
2025-05-08 | 2 | 8946.039
2025-05-08 | 3 | 8850.7798
2025-05-08 | 4 | 8828.8564
2025-05-08 | 5 | 8853.0406
2025-05-08 | 6 | 8799.7066
2025-05-08 | 7 | 9070.9407
2025-05-08 | 8 | 9519.6993
2025-05-08 | 9 | 9873.3788
2025-05-08 | 10 | 10024.5017
2025-05-08 | 11 | 10072.596
2025-05-08 | 12 | 10108.2062
2025-05-08 | 13 | 10083.8226
2025-05-08 | 14 | 10050.5
2025-05-08 | 15 | 10033.7151
2025-05-08 | 16 | 9982.1268
2025-05-08 | 17 | 10047.6476
2025-05-08 | 18 | 10034.709
2025-05-08 | 19 | 9922.9128
2025-05-08 | 20 | 9857.8695
2025-05-08 | 21 | 9809.8115
2025-05-08 | 22 | 9850.3202
2025-05-08 | 23 | 9669.8292
2025-05-08 | 24 | 9399.505
2025-05-09 | 1 | 9207.1319
2025-05-09 | 2 | 9041.7252
2025-05-09 | 3 | 8931.3037
2025-05-09 | 4 | 8898.5624
2025-05-09 | 5 | 8940.4208
2025-05-09 | 6 | 8914.8592
2025-05-09 | 7 | 9182.3313
2025-05-09 | 8 | 9590.3499
2025-05-09 | 9 | 9924.5614
2025-05-09 | 10 | 10031.7719
2025-05-09 | 11 | 9966.2917
2025-05-09 | 12 | 9904.5088
2025-05-09 | 13 | 9846.8107
2025-05-09 | 14 | 9811.8964
2025-05-09 | 15 | 9764.6777
2025-05-09 | 16 | 9724.7594
2025-05-09 | 17 | 9742.0612
2025-05-09 | 18 | 9791.9535
2025-05-09 | 19 | 9748.1931
2025-05-09 | 20 | 9683.0805
2025-05-09 | 21 | 9666.0931
2025-05-09 | 22 | 9756.0176
2025-05-09 | 23 | 9657.7971
2025-05-09 | 24 | 9441.4164
2025-05-10 | 1 | 9223.7269
2025-05-10 | 2 | 8994.4308
2025-05-10 | 3 | 8941.2433
2025-05-10 | 4 | 8912.3199
2025-05-10 | 5 | 8928.8617
2025-05-10 | 6 | 8869.3993
2025-05-10 | 7 | 8897.8771
2025-05-10 | 8 | 9001.9513
2025-05-10 | 9 | 9124.4703
2025-05-10 | 10 | 9266.4941
2025-05-10 | 11 | 9287.4401
2025-05-10 | 12 | 9296.2861
2025-05-10 | 13 | 9289.3719
2025-05-10 | 14 | 9261.0225
2025-05-10 | 15 | 9190.0059
2025-05-10 | 16 | 9164.8142
2025-05-10 | 17 | 9283.0676
2025-05-10 | 18 | 9330.8323
2025-05-10 | 19 | 9291.0574
2025-05-10 | 20 | 9272.2867
2025-05-10 | 21 | 9247.9011
2025-05-10 | 22 | 9346.7672
2025-05-10 | 23 | 9286.8872
2025-05-10 | 24 | 9071.4215
2025-05-11 | 1 | 8897.5355
2025-05-11 | 2 | 8755.2505
2025-05-11 | 3 | 8637.8466
2025-05-11 | 4 | 8649.6992
2025-05-11 | 5 | 8680.5905
2025-05-11 | 6 | 8620.6348
2025-05-11 | 7 | 8662.9355
2025-05-11 | 8 | 8736.502
2025-05-11 | 9 | 8829.921
2025-05-11 | 10 | 8946.7019
2025-05-11 | 11 | 9038.0407
2025-05-11 | 12 | 9095.2002
2025-05-11 | 13 | 9125.7336
2025-05-11 | 14 | 9162.0829
2025-05-11 | 15 | 9171.0414
2025-05-11 | 16 | 9168.3531
2025-05-11 | 17 | 9255.0426
2025-05-11 | 18 | 9445.1043
2025-05-11 | 19 | 9369.9429
2025-05-11 | 20 | 9409.4151
2025-05-11 | 21 | 9352.2036
2025-05-11 | 22 | 9363.1916
2025-05-11 | 23 | 9217.1687
2025-05-11 | 24 | 8925.0788
2025-05-12 | 1 | 8710.8477
2025-05-12 | 2 | 8664.4014
2025-05-12 | 3 | 8601.1154
2025-05-12 | 4 | 8563.3694
2025-05-12 | 5 | 8588.1134
2025-05-12 | 6 | 8640.0562
2025-05-12 | 7 | 9034.1641
2025-05-12 | 8 | 9392.2366
2025-05-12 | 9 | 9602.3846
2025-05-12 | 10 | 9707.7588
2025-05-12 | 11 | 9729.4736
2025-05-12 | 12 | 9770.8791
2025-05-12 | 13 | 9735.7155
2025-05-12 | 14 | 9764.278
2025-05-12 | 15 | 9768.6803
2025-05-12 | 16 | 9792.2503
2025-05-12 | 17 | 9857.6105
2025-05-12 | 18 | 9878.5651
2025-05-12 | 19 | 9741.4401
2025-05-12 | 20 | 9669.7972
2025-05-12 | 21 | 9589.8107
2025-05-12 | 22 | 9594.986
2025-05-12 | 23 | 9379.2134
2025-05-12 | 24 | 9043.5803
2025-05-13 | 1 | 8825.4423
2025-05-13 | 2 | 8636.8044
2025-05-13 | 3 | 8570.9125
2025-05-13 | 4 | 8527.8108
2025-05-13 | 5 | 8584.9452
2025-05-13 | 6 | 8613.0526
2025-05-13 | 7 | 8861.6981
2025-05-13 | 8 | 9241.5909
2025-05-13 | 9 | 9528.8051
2025-05-13 | 10 | 9668.12
2025-05-13 | 11 | 9785.1292
2025-05-13 | 12 | 9795.3596
2025-05-13 | 13 | 9780.0265
2025-05-13 | 14 | 9756.9624
2025-05-13 | 15 | 9767.5879
2025-05-13 | 16 | 9788.9886
2025-05-13 | 17 | 9832.579
2025-05-13 | 18 | 9820.9673
2025-05-13 | 19 | 9721.9783
2025-05-13 | 20 | 9652.1584
2025-05-13 | 21 | 9586.6163
2025-05-13 | 22 | 9569.6659
2025-05-13 | 23 | 9369.6869
2025-05-13 | 24 | 9075.69
2025-05-14 | 1 | 8822.0782
2025-05-14 | 2 | 8617.9089
2025-05-14 | 3 | 8604.2335
2025-05-14 | 4 | 8572.9595
2025-05-14 | 5 | 8635.0467
2025-05-14 | 6 | 8672.3146
2025-05-14 | 7 | 8910.0321
2025-05-14 | 8 | 9308.524
2025-05-14 | 9 | 9556.7037
2025-05-14 | 10 | 9673.1534
2025-05-14 | 11 | 9731.8749
2025-05-14 | 12 | 9769.7233
2025-05-14 | 13 | 9777.9543
2025-05-14 | 14 | 9794.1068
2025-05-14 | 15 | 9828.2394
2025-05-14 | 16 | 9878.381
2025-05-14 | 17 | 10014.2506
2025-05-14 | 18 | 9998.9163
2025-05-14 | 19 | 9845.5673
2025-05-14 | 20 | 9739.6315
2025-05-14 | 21 | 9678.2542
2025-05-14 | 22 | 9610.2842
2025-05-14 | 23 | 9401.489
2025-05-14 | 24 | 9068.3232
2025-05-15 | 1 | 8808.7674
2025-05-15 | 2 | 8681.0538
2025-05-15 | 3 | 8607.597
2025-05-15 | 4 | 8622.8743
2025-05-15 | 5 | 8638.2131
2025-05-15 | 6 | 8692.0425
2025-05-15 | 7 | 8987.2291
2025-05-15 | 8 | 9418.363
2025-05-15 | 9 | 9665.465
2025-05-15 | 10 | 9737.9774
2025-05-15 | 11 | 9766.0256
2025-05-15 | 12 | 9784.8901
2025-05-15 | 13 | 9804.8005
2025-05-15 | 14 | 9776.4755
2025-05-15 | 15 | 9802.4814
2025-05-15 | 16 | 9869.2554
2025-05-15 | 17 | 9893.8486
2025-05-15 | 18 | 9872.6663
2025-05-15 | 19 | 9757.9808
2025-05-15 | 20 | 9652.1621
2025-05-15 | 21 | 9607.5279
2025-05-15 | 22 | 9634.088
2025-05-15 | 23 | 9513.8806
2025-05-15 | 24 | 9215.4384
2025-05-16 | 1 | 8954.1457
2025-05-16 | 2 | 8834.5941
2025-05-16 | 3 | 8736.7517
2025-05-16 | 4 | 8706.0478
2025-05-16 | 5 | 8751.6307
2025-05-16 | 6 | 8751.4793
2025-05-16 | 7 | 9026.2834
2025-05-16 | 8 | 9465.0966
2025-05-16 | 9 | 9745.1088
2025-05-16 | 10 | 9847.5085
2025-05-16 | 11 | 9865.2725
2025-05-16 | 12 | 9823.9561
2025-05-16 | 13 | 9743.1701
2025-05-16 | 14 | 9824.9904
2025-05-16 | 15 | 9803.6757
2025-05-16 | 16 | 9792.9863
2025-05-16 | 17 | 9773.2176
2025-05-16 | 18 | 9790.9419
2025-05-16 | 19 | 9772.2197
2025-05-16 | 20 | 9689.0014
2025-05-16 | 21 | 9668.6921
2025-05-16 | 22 | 9708.8495
2025-05-16 | 23 | 9608.0318
2025-05-16 | 24 | 9315.4609
2025-05-17 | 1 | 9087.9027
2025-05-17 | 2 | 8925.6003
2025-05-17 | 3 | 8874.6958
2025-05-17 | 4 | 8806.4222
2025-05-17 | 5 | 8836.9213
2025-05-17 | 6 | 8807.5948
2025-05-17 | 7 | 8853.5303
2025-05-17 | 8 | 8956.6919
2025-05-17 | 9 | 9129.5736
2025-05-17 | 10 | 9308.2641
2025-05-17 | 11 | 9404.0056
2025-05-17 | 12 | 9486.9338
2025-05-17 | 13 | 9501.8041
2025-05-17 | 14 | 9477.5702
2025-05-17 | 15 | 9431.9046
2025-05-17 | 16 | 9457.4849
2025-05-17 | 17 | 9480.5309
2025-05-17 | 18 | 9546.8741
2025-05-17 | 19 | 9605.1115
2025-05-17 | 20 | 9588.4174
2025-05-17 | 21 | 9587.9652
2025-05-17 | 22 | 9653.6957
2025-05-17 | 23 | 9610.1192
2025-05-17 | 24 | 9452.0532
2025-05-18 | 1 | 9239.0617
2025-05-18 | 2 | 9041.2701
2025-05-18 | 3 | 8912.4253
2025-05-18 | 4 | 8885.9628
2025-05-18 | 5 | 8916.3469
2025-05-18 | 6 | 8833.1383
2025-05-18 | 7 | 8788.6099
2025-05-18 | 8 | 8907.5442
2025-05-18 | 9 | 9109.7849
2025-05-18 | 10 | 9276.9076
2025-05-18 | 11 | 9349.0248
2025-05-18 | 12 | 9345.2
2025-05-18 | 13 | 9324.0416
2025-05-18 | 14 | 9312.4868
2025-05-18 | 15 | 9229.5678
2025-05-18 | 16 | 9218.3409
2025-05-18 | 17 | 9380.037
2025-05-18 | 18 | 9454.1684
2025-05-18 | 19 | 9457.8116
2025-05-18 | 20 | 9451.9135
2025-05-18 | 21 | 9447.5266
2025-05-18 | 22 | 9479.5991
2025-05-18 | 23 | 9477.1013
2025-05-18 | 24 | 9281.2455
2025-05-19 | 1 | 9179.8729
2025-05-19 | 2 | 9173.1427
2025-05-19 | 3 | 9141.3489
2025-05-19 | 4 | 9079.6374
2025-05-19 | 5 | 9119.7137
2025-05-19 | 6 | 9081.6725
2025-05-19 | 7 | 9017.999
2025-05-19 | 8 | 9050.0956
2025-05-19 | 9 | 9157.2437
2025-05-19 | 10 | 9229.2301
2025-05-19 | 11 | 9292.7474
2025-05-19 | 12 | 9276.9351
2025-05-19 | 13 | 9247.4576
2025-05-19 | 14 | 9191.349
2025-05-19 | 15 | 9176.811
2025-05-19 | 16 | 9169.748
2025-05-19 | 17 | 9220.831
2025-05-19 | 18 | 9321.1662
2025-05-19 | 19 | 9335.6851
2025-05-19 | 20 | 9267.8149
2025-05-19 | 21 | 9241.8746
2025-05-19 | 22 | 9294.6039
2025-05-19 | 23 | 9286.9124
2025-05-19 | 24 | 9113.0614
2025-05-20 | 1 | 8971.5048
2025-05-20 | 2 | 8926.8158
2025-05-20 | 3 | 8853.4382
2025-05-20 | 4 | 8808.0791
2025-05-20 | 5 | 8798.1342
2025-05-20 | 6 | 8887.6691
2025-05-20 | 7 | 9114.7326
2025-05-20 | 8 | 9444.5269
2025-05-20 | 9 | 9668.7927
2025-05-20 | 10 | 9768.4889
2025-05-20 | 11 | 9773.3103
2025-05-20 | 12 | 9747.1317
2025-05-20 | 13 | 9676.8805
2025-05-20 | 14 | 9686.4407
2025-05-20 | 15 | 9743.2622
2025-05-20 | 16 | 9745.8277
2025-05-20 | 17 | 9733.4857
2025-05-20 | 18 | 9697.756
2025-05-20 | 19 | 9669.8096
2025-05-20 | 20 | 9581.5302
2025-05-20 | 21 | 9540.6277
2025-05-20 | 22 | 9530.7779
2025-05-20 | 23 | 9421.8064
2025-05-20 | 24 | 9124.112
2025-05-21 | 1 | 8876.2738
2025-05-21 | 2 | 8661.648
2025-05-21 | 3 | 8598.3973
2025-05-21 | 4 | 8592.6442
2025-05-21 | 5 | 8594.6914
2025-05-21 | 6 | 8623.2005
2025-05-21 | 7 | 8886.5553
2025-05-21 | 8 | 9278.4437
2025-05-21 | 9 | 9531.4555
2025-05-21 | 10 | 9654.7219
2025-05-21 | 11 | 9723.3879
2025-05-21 | 12 | 9763.5687
2025-05-21 | 13 | 9764.0568
2025-05-21 | 14 | 9755.4822
2025-05-21 | 15 | 9697.3373
2025-05-21 | 16 | 9678.1455
2025-05-21 | 17 | 9696.9976
2025-05-21 | 18 | 9717.9256
2025-05-21 | 19 | 9620.1419
2025-05-21 | 20 | 9572.4596
2025-05-21 | 21 | 9532.7253
2025-05-21 | 22 | 9490.4958
2025-05-21 | 23 | 9349.247
2025-05-21 | 24 | 9035.7695
2025-05-22 | 1 | 8798.5662
2025-05-22 | 2 | 8647.3146
2025-05-22 | 3 | 8572.4453
2025-05-22 | 4 | 8551.8682
2025-05-22 | 5 | 8584.6384
2025-05-22 | 6 | 8652.6402
2025-05-22 | 7 | 8921.4567
2025-05-22 | 8 | 9256.3409
2025-05-22 | 9 | 9549.2541
2025-05-22 | 10 | 9682.8593
2025-05-22 | 11 | 9721.9135
2025-05-22 | 12 | 9725.2092
2025-05-22 | 13 | 9708.9877
2025-05-22 | 14 | 9736.7784
2025-05-22 | 15 | 9737.3638
2025-05-22 | 16 | 9731.3358
2025-05-22 | 17 | 9744.3323
2025-05-22 | 18 | 9738.2798
2025-05-22 | 19 | 9614.5948
2025-05-22 | 20 | 9568.1124
2025-05-22 | 21 | 9526.4446
2025-05-22 | 22 | 9500.0287
2025-05-22 | 23 | 9379.9528
2025-05-22 | 24 | 9079.7843
2025-05-23 | 1 | 8816.3724
2025-05-23 | 2 | 8655.8755
2025-05-23 | 3 | 8568.7632
2025-05-23 | 4 | 8511.0379
2025-05-23 | 5 | 8536.4394
2025-05-23 | 6 | 8612.6314
2025-05-23 | 7 | 8887.1674
2025-05-23 | 8 | 9307.1137
2025-05-23 | 9 | 9577.1971
2025-05-23 | 10 | 9776.5958
2025-05-23 | 11 | 9844.7334
2025-05-23 | 12 | 9875.5887
2025-05-23 | 13 | 9863.397
2025-05-23 | 14 | 9877.6686
2025-05-23 | 15 | 9867.0354
2025-05-23 | 16 | 9865.3228
2025-05-23 | 17 | 9890.0051
2025-05-23 | 18 | 9864.4673
2025-05-23 | 19 | 9802.6423
2025-05-23 | 20 | 9764.639
2025-05-23 | 21 | 9719.2772
2025-05-23 | 22 | 9629.6843
2025-05-23 | 23 | 9458.9722
2025-05-23 | 24 | 9097.2786
2025-05-24 | 1 | 8837.9633
2025-05-24 | 2 | 8690.2811
2025-05-24 | 3 | 8588.2549
2025-05-24 | 4 | 8531.7385
2025-05-24 | 5 | 8502.7649
2025-05-24 | 6 | 8467.4551
2025-05-24 | 7 | 8528.4581
2025-05-24 | 8 | 8716.1573
2025-05-24 | 9 | 8959.7514
2025-05-24 | 10 | 9281.2561
2025-05-24 | 11 | 9495.3851
2025-05-24 | 12 | 9638.2175
2025-05-24 | 13 | 9721.0906
2025-05-24 | 14 | 9749.5437
2025-05-24 | 15 | 9791.3596
2025-05-24 | 16 | 9860.5401
2025-05-24 | 17 | 9932.8226
2025-05-24 | 18 | 9950.0742
2025-05-24 | 19 | 9899.1754
2025-05-24 | 20 | 9867.7136
2025-05-24 | 21 | 9780.2701
2025-05-24 | 22 | 9683.1819
2025-05-24 | 23 | 9563.4777
2025-05-24 | 24 | 9268.9859
2025-05-25 | 1 | 9025.3016
2025-05-25 | 2 | 8855.0111
2025-05-25 | 3 | 8707.6701
2025-05-25 | 4 | 8634.0924
2025-05-25 | 5 | 8557.8286
2025-05-25 | 6 | 8524.6767
2025-05-25 | 7 | 8558.1973
2025-05-25 | 8 | 8771.7276
2025-05-25 | 9 | 9035.6117
2025-05-25 | 10 | 9332.7534
2025-05-25 | 11 | 9605.2408
2025-05-25 | 12 | 9825.2265
2025-05-25 | 13 | 9936.8208
2025-05-25 | 14 | 9959.0889
2025-05-25 | 15 | 9940.2693
2025-05-25 | 16 | 9901.3559
2025-05-25 | 17 | 9973.1521
2025-05-25 | 18 | 9965.9534
2025-05-25 | 19 | 9853.4641
2025-05-25 | 20 | 9642.0439
2025-05-25 | 21 | 9567.0618
2025-05-25 | 22 | 9478.8721
2025-05-25 | 23 | 9343.3203
2025-05-25 | 24 | 9045.8109
2025-05-26 | 1 | 8808.862
2025-05-26 | 2 | 8715.1624
2025-05-26 | 3 | 8617.571
2025-05-26 | 4 | 8580.2106
2025-05-26 | 5 | 8583.3382
2025-05-26 | 6 | 8671.4494
2025-05-26 | 7 | 8939.3541
2025-05-26 | 8 | 9395.8649
2025-05-26 | 9 | 9668.9291
2025-05-26 | 10 | 9784.5033
2025-05-26 | 11 | 9838.075
2025-05-26 | 12 | 9858.5109
2025-05-26 | 13 | 9844.2124
2025-05-26 | 14 | 9837.4529
2025-05-26 | 15 | 9826.6736
2025-05-26 | 16 | 9846.5242
2025-05-26 | 17 | 9883.8018
2025-05-26 | 18 | 9890.8133
2025-05-26 | 19 | 9742.4045
2025-05-26 | 20 | 9691.1683
2025-05-26 | 21 | 9649.373
2025-05-26 | 22 | 9552.7637
2025-05-26 | 23 | 9439.6089
2025-05-26 | 24 | 9093.9776
2025-05-27 | 1 | 8830.9333
2025-05-27 | 2 | 8663.9509
2025-05-27 | 3 | 8541.0009
2025-05-27 | 4 | 8510.2771
2025-05-27 | 5 | 8508.2672
2025-05-27 | 6 | 8595.4204
2025-05-27 | 7 | 8849.9745
2025-05-27 | 8 | 9282.9129
2025-05-27 | 9 | 9596.2647
2025-05-27 | 10 | 9757.0578
2025-05-27 | 11 | 9837.4395
2025-05-27 | 12 | 9915.7998
2025-05-27 | 13 | 9977.6495
2025-05-27 | 14 | 10024.4781
2025-05-27 | 15 | 10016.5735
2025-05-27 | 16 | 10011.9565
2025-05-27 | 17 | 10040.0263
2025-05-27 | 18 | 9975.9385
2025-05-27 | 19 | 9854.054
2025-05-27 | 20 | 9781.0512
2025-05-27 | 21 | 9728.4256
2025-05-27 | 22 | 9604.3296
2025-05-27 | 23 | 9461.1676
2025-05-27 | 24 | 9093.0272
2025-05-28 | 1 | 8859.8576
2025-05-28 | 2 | 8681.3465
2025-05-28 | 3 | 8572.5476
2025-05-28 | 4 | 8555.5712
2025-05-28 | 5 | 8575.8271
2025-05-28 | 6 | 8656.0761
2025-05-28 | 7 | 8926.2563
2025-05-28 | 8 | 9350.7519
2025-05-28 | 9 | 9621.9071
2025-05-28 | 10 | 9813.8517
2025-05-28 | 11 | 9901.2957
2025-05-28 | 12 | 9946.824
2025-05-28 | 13 | 9945.868
2025-05-28 | 14 | 9962.746
2025-05-28 | 15 | 10002.6737
2025-05-28 | 16 | 10049.5817
2025-05-28 | 17 | 10119.1042
2025-05-28 | 18 | 10117.1212
2025-05-28 | 19 | 9950.5532
2025-05-28 | 20 | 9890.2815
2025-05-28 | 21 | 9813.6666
2025-05-28 | 22 | 9717.1778
2025-05-28 | 23 | 9577.2326
2025-05-28 | 24 | 9173.1126
2025-05-29 | 1 | 8912.2466
2025-05-29 | 2 | 8784.3061
2025-05-29 | 3 | 8680.5165
2025-05-29 | 4 | 8632.3609
2025-05-29 | 5 | 8674.2353
2025-05-29 | 6 | 8803.4257
2025-05-29 | 7 | 9004.8793
2025-05-29 | 8 | 9409.2478
2025-05-29 | 9 | 9705.4856
2025-05-29 | 10 | 9856.7193
2025-05-29 | 11 | 9907.6527
2025-05-29 | 12 | 9950.7065
2025-05-29 | 13 | 9919.8837
2025-05-29 | 14 | 9951.7457
2025-05-29 | 15 | 9940.5371
2025-05-29 | 16 | 9936.4776
2025-05-29 | 17 | 9934.7032
2025-05-29 | 18 | 9943.884
2025-05-29 | 19 | 9792.0804
2025-05-29 | 20 | 9694.5302
2025-05-29 | 21 | 9611.5652
2025-05-29 | 22 | 9511.324
2025-05-29 | 23 | 9414.1463
2025-05-29 | 24 | 9124.2664
2025-05-30 | 1 | 8882.8506
2025-05-30 | 2 | 8737.4695
2025-05-30 | 3 | 8673.288
2025-05-30 | 4 | 8656.5187
2025-05-30 | 5 | 8665.5105
2025-05-30 | 6 | 8752.1879
2025-05-30 | 7 | 8970.4311
2025-05-30 | 8 | 9403.8561
2025-05-30 | 9 | 9650.6294
2025-05-30 | 10 | 9795.224
2025-05-30 | 11 | 9872.2645
2025-05-30 | 12 | 9887.3587
2025-05-30 | 13 | 9899.6269
2025-05-30 | 14 | 9917.4047
2025-05-30 | 15 | 9917.8517
2025-05-30 | 16 | 9948.4942
2025-05-30 | 17 | 9959.3242
2025-05-30 | 18 | 9952.487
2025-05-30 | 19 | 9829.4968
2025-05-30 | 20 | 9729.1211
2025-05-30 | 21 | 9679.5764
2025-05-30 | 22 | 9588.3558
2025-05-30 | 23 | 9490.6212
2025-05-30 | 24 | 9168.601
2025-05-31 | 1 | 8889.1278
2025-05-31 | 2 | 8697.9993
2025-05-31 | 3 | 8595.9111
2025-05-31 | 4 | 8546.9129
2025-05-31 | 5 | 8528.4986
2025-05-31 | 6 | 8526.0432
2025-05-31 | 7 | 8570.004
2025-05-31 | 8 | 8773.2301
2025-05-31 | 9 | 9022.7409
2025-05-31 | 10 | 9284.5498
2025-05-31 | 11 | 9480.319
2025-05-31 | 12 | 9580.4826
2025-05-31 | 13 | 9589.8142
2025-05-31 | 14 | 9534.6439
2025-05-31 | 15 | 9572.5182
2025-05-31 | 16 | 9647.1587
2025-05-31 | 17 | 9535.3178
2025-05-31 | 18 | 9575.9823
2025-05-31 | 19 | 9542.862
2025-05-31 | 20 | 9498.9775
2025-05-31 | 21 | 9446.7373
2025-05-31 | 22 | 9384.153
2025-05-31 | 23 | 9371.5569
2025-05-31 | 24 | 9118.7549
2025-06-01 | 1 | 8888.7813
2025-06-01 | 2 | 8792.9184
2025-06-01 | 3 | 8689.438
2025-06-01 | 4 | 8662.4031
2025-06-01 | 5 | 8628.0938
2025-06-01 | 6 | 8618.1518
2025-06-01 | 7 | 8637.8497
2025-06-01 | 8 | 8786.6886
2025-06-01 | 9 | 8995.6875
2025-06-01 | 10 | 9225.4387
2025-06-01 | 11 | 9378.0541
2025-06-01 | 12 | 9478.1453
2025-06-01 | 13 | 9537.1337
2025-06-01 | 14 | 9561.4186
2025-06-01 | 15 | 9540.9705
2025-06-01 | 16 | 9596.0817
2025-06-01 | 17 | 9685.1373
2025-06-01 | 18 | 9859.8828
2025-06-01 | 19 | 9764.0433
2025-06-01 | 20 | 9707.8934
2025-06-01 | 21 | 9680.6928
2025-06-01 | 22 | 9577.7023
2025-06-01 | 23 | 9497.8968
2025-06-01 | 24 | 9182.4084
2025-06-02 | 1 | 8903.5476
2025-06-02 | 2 | 8800.728
2025-06-02 | 3 | 8742.9585
2025-06-02 | 4 | 8665.8644
2025-06-02 | 5 | 8659.6898
2025-06-02 | 6 | 8750.1352
2025-06-02 | 7 | 9007.7604
2025-06-02 | 8 | 9451.5944
2025-06-02 | 9 | 9742.2932
2025-06-02 | 10 | 9898.5813
2025-06-02 | 11 | 9967.853
2025-06-02 | 12 | 9989.8335
2025-06-02 | 13 | 9970.2454
2025-06-02 | 14 | 9924.0654
2025-06-02 | 15 | 9934.0203
2025-06-02 | 16 | 9971.4403
2025-06-02 | 17 | 10008.7027
2025-06-02 | 18 | 10024.4424
2025-06-02 | 19 | 9892.5589
2025-06-02 | 20 | 9823.607
2025-06-02 | 21 | 9744.7384
2025-06-02 | 22 | 9615.5828
2025-06-02 | 23 | 9489.9223
2025-06-02 | 24 | 9154.0033
2025-06-03 | 1 | 8920.3582
2025-06-03 | 2 | 8728.4841
2025-06-03 | 3 | 8627.8176
2025-06-03 | 4 | 8590.2256
2025-06-03 | 5 | 8587.834
2025-06-03 | 6 | 8652.9052
2025-06-03 | 7 | 8917.8009
2025-06-03 | 8 | 9365.7677
2025-06-03 | 9 | 9671.7327
2025-06-03 | 10 | 9807.5832
2025-06-03 | 11 | 9819.1097
2025-06-03 | 12 | 9849.3676
2025-06-03 | 13 | 9825.9729
2025-06-03 | 14 | 9832.9048
2025-06-03 | 15 | 9805.5238
2025-06-03 | 16 | 9825.7732
2025-06-03 | 17 | 9854.85
2025-06-03 | 18 | 9870.4818
2025-06-03 | 19 | 9788.1647
2025-06-03 | 20 | 9734.3049
2025-06-03 | 21 | 9721.4219
2025-06-03 | 22 | 9594.4512
2025-06-03 | 23 | 9501.3597
2025-06-03 | 24 | 9140.2674
2025-06-04 | 1 | 8856.1139
2025-06-04 | 2 | 8664.9681
2025-06-04 | 3 | 8584.1407
2025-06-04 | 4 | 8560.2663
2025-06-04 | 5 | 8563.0814
2025-06-04 | 6 | 8666.774
2025-06-04 | 7 | 8915.7447
2025-06-04 | 8 | 9361.3833
2025-06-04 | 9 | 9692.1446
2025-06-04 | 10 | 9863.3367
2025-06-04 | 11 | 9944.1088
2025-06-04 | 12 | 9979.0236
2025-06-04 | 13 | 9989.2248
2025-06-04 | 14 | 10075.635
2025-06-04 | 15 | 10049.0827
2025-06-04 | 16 | 10105.8744
2025-06-04 | 17 | 10167.1784
2025-06-04 | 18 | 10086.3436
2025-06-04 | 19 | 9948.2419
2025-06-04 | 20 | 9923.8582
2025-06-04 | 21 | 9860.7824
2025-06-04 | 22 | 9701.9218
2025-06-04 | 23 | 9548.5033
2025-06-04 | 24 | 9205.0586
2025-06-05 | 1 | 8945.6319
2025-06-05 | 2 | 8820.6763
2025-06-05 | 3 | 8731.022
2025-06-05 | 4 | 8692.7673
2025-06-05 | 5 | 8691.2453
2025-06-05 | 6 | 8783.9602
2025-06-05 | 7 | 9012.3571
2025-06-05 | 8 | 9452.0635
2025-06-05 | 9 | 9753.8921
2025-06-05 | 10 | 9907.0732
2025-06-05 | 11 | 9956.4811
2025-06-05 | 12 | 10008.7394
2025-06-05 | 13 | 9948.0327
2025-06-05 | 14 | 9960.1275
2025-06-05 | 15 | 9950.6642
2025-06-05 | 16 | 9957.3519
2025-06-05 | 17 | 9952.0258
2025-06-05 | 18 | 9940.7535
2025-06-05 | 19 | 9828.0589
2025-06-05 | 20 | 9760.9602
2025-06-05 | 21 | 9685.9292
2025-06-05 | 22 | 9592.2131
2025-06-05 | 23 | 9522.0629
2025-06-05 | 24 | 9208.7355
2025-06-06 | 1 | 8959.1668
2025-06-06 | 2 | 8819.6346
2025-06-06 | 3 | 8721.9387
2025-06-06 | 4 | 8682.5804
2025-06-06 | 5 | 8668.1684
2025-06-06 | 6 | 8782.8891
2025-06-06 | 7 | 9005.8236
2025-06-06 | 8 | 9437.3866
2025-06-06 | 9 | 9737.3965
2025-06-06 | 10 | 9864.9551
2025-06-06 | 11 | 9902.1525
2025-06-06 | 12 | 9901.5865
2025-06-06 | 13 | 9874.9354
2025-06-06 | 14 | 9859.4013
2025-06-06 | 15 | 9823.2589
2025-06-06 | 16 | 9816.6939
2025-06-06 | 17 | 9836.8741
2025-06-06 | 18 | 9845.4013
2025-06-06 | 19 | 9761.9365
2025-06-06 | 20 | 9708.3893
2025-06-06 | 21 | 9661.5334
2025-06-06 | 22 | 9554.8248
2025-06-06 | 23 | 9491.4367
2025-06-06 | 24 | 9190.4478
2025-06-07 | 1 | 8937.875
2025-06-07 | 2 | 8753.1776
2025-06-07 | 3 | 8656.6421
2025-06-07 | 4 | 8615.0862
2025-06-07 | 5 | 8616.3979
2025-06-07 | 6 | 8646.8056
2025-06-07 | 7 | 8624.8265
2025-06-07 | 8 | 8802.4129
2025-06-07 | 9 | 9013.4466
2025-06-07 | 10 | 9271.6887
2025-06-07 | 11 | 9417.3946
2025-06-07 | 12 | 9519.0745
2025-06-07 | 13 | 9616.4787
2025-06-07 | 14 | 9623.8767
2025-06-07 | 15 | 9649.4583
2025-06-07 | 16 | 9695.4505
2025-06-07 | 17 | 9765.2064
2025-06-07 | 18 | 9851.317
2025-06-07 | 19 | 9757.0023
2025-06-07 | 20 | 9689.833
2025-06-07 | 21 | 9623.684
2025-06-07 | 22 | 9513.6499
2025-06-07 | 23 | 9461.5951
2025-06-07 | 24 | 9222.6834
2025-06-08 | 1 | 9018.7799
2025-06-08 | 2 | 8838.1459
2025-06-08 | 3 | 8696.5399
2025-06-08 | 4 | 8641.4816
2025-06-08 | 5 | 8615.8437
2025-06-08 | 6 | 8613.2026
2025-06-08 | 7 | 8620.8134
2025-06-08 | 8 | 8791.1527
2025-06-08 | 9 | 9000.2966
2025-06-08 | 10 | 9242.9517
2025-06-08 | 11 | 9404.8942
2025-06-08 | 12 | 9534.2354
2025-06-08 | 13 | 9561.7367
2025-06-08 | 14 | 9604.9593
2025-06-08 | 15 | 9599.442
2025-06-08 | 16 | 9664.321
2025-06-08 | 17 | 9695.1249
2025-06-08 | 18 | 9738.8872
2025-06-08 | 19 | 9686.0212
2025-06-08 | 20 | 9615.8059
2025-06-08 | 21 | 9541.1039
2025-06-08 | 22 | 9430.5766
2025-06-08 | 23 | 9381.9787
2025-06-08 | 24 | 9109.3542
2025-06-09 | 1 | 8869.3199
2025-06-09 | 2 | 8764.7836
2025-06-09 | 3 | 8667.5098
2025-06-09 | 4 | 8653.9993
2025-06-09 | 5 | 8659.7935
2025-06-09 | 6 | 8758.871
2025-06-09 | 7 | 8954.3223
2025-06-09 | 8 | 9398.4369
2025-06-09 | 9 | 9690.3942
2025-06-09 | 10 | 9835.8403
2025-06-09 | 11 | 9933.9308
2025-06-09 | 12 | 9994.3359
2025-06-09 | 13 | 9998.222
2025-06-09 | 14 | 10003.3142
2025-06-09 | 15 | 10000.0294
2025-06-09 | 16 | 10011.6953
2025-06-09 | 17 | 10008.9104
2025-06-09 | 18 | 10062.194
2025-06-09 | 19 | 9936.1147
2025-06-09 | 20 | 9851.2862
2025-06-09 | 21 | 9778.3455
2025-06-09 | 22 | 9659.3749
2025-06-09 | 23 | 9546.4902
2025-06-09 | 24 | 9208.7911
2025-06-10 | 1 | 8939.1156
2025-06-10 | 2 | 8746.3317
2025-06-10 | 3 | 8660.1003
2025-06-10 | 4 | 8624.199
2025-06-10 | 5 | 8657.951
2025-06-10 | 6 | 8747.7398
2025-06-10 | 7 | 8946.474
2025-06-10 | 8 | 9395.3152
2025-06-10 | 9 | 9716.6682
2025-06-10 | 10 | 9859.2728
2025-06-10 | 11 | 9933.8227
2025-06-10 | 12 | 9936.3734
2025-06-10 | 13 | 9921.2587
2025-06-10 | 14 | 9922.6277
2025-06-10 | 15 | 10038.0531
2025-06-10 | 16 | 9951.82
2025-06-10 | 17 | 9968.3208
2025-06-10 | 18 | 9967.18
2025-06-10 | 19 | 9890.8421
2025-06-10 | 20 | 9831.7451
2025-06-10 | 21 | 9768.3753
2025-06-10 | 22 | 9678.1702
2025-06-10 | 23 | 9573.1998
2025-06-10 | 24 | 9236.6267
2025-06-11 | 1 | 8968.237
2025-06-11 | 2 | 8783.3585
2025-06-11 | 3 | 8699.8838
2025-06-11 | 4 | 8640.8439
2025-06-11 | 5 | 8646.4262
2025-06-11 | 6 | 8742.4501
2025-06-11 | 7 | 8973.1162
2025-06-11 | 8 | 9442.7695
2025-06-11 | 9 | 9754.7547
2025-06-11 | 10 | 9883.75
2025-06-11 | 11 | 9913.0344
2025-06-11 | 12 | 9950.1984
2025-06-11 | 13 | 9949.5501
2025-06-11 | 14 | 9971.9135
2025-06-11 | 15 | 9974.8128
2025-06-11 | 16 | 10005.3338
2025-06-11 | 17 | 10057.0414
2025-06-11 | 18 | 10062.0561
2025-06-11 | 19 | 9910.1373
2025-06-11 | 20 | 9847.7262
2025-06-11 | 21 | 9799.7628
2025-06-11 | 22 | 9669.6891
2025-06-11 | 23 | 9542.5126
2025-06-11 | 24 | 9211.7922
2025-06-12 | 1 | 8946.5227
2025-06-12 | 2 | 8824.491
2025-06-12 | 3 | 8720.8192
2025-06-12 | 4 | 8671.7718
2025-06-12 | 5 | 8712.2724
2025-06-12 | 6 | 8816.5837
2025-06-12 | 7 | 9030.4893
2025-06-12 | 8 | 9436.2234
2025-06-12 | 9 | 9746.4495
2025-06-12 | 10 | 9916.6807
2025-06-12 | 11 | 9982.4871
2025-06-12 | 12 | 10005.9917
2025-06-12 | 13 | 10063.0891
2025-06-12 | 14 | 10084.4285
2025-06-12 | 15 | 10047.0722
2025-06-12 | 16 | 10075.3131
2025-06-12 | 17 | 10013.9182
2025-06-12 | 18 | 10005.3377
2025-06-12 | 19 | 9890.1773
2025-06-12 | 20 | 9824.5285
2025-06-12 | 21 | 9809.6763
2025-06-12 | 22 | 9685.8963
2025-06-12 | 23 | 9586.3879
2025-06-12 | 24 | 9293.4884
2025-06-13 | 1 | 9022.4926
2025-06-13 | 2 | 8835.8899
2025-06-13 | 3 | 8749.6546
2025-06-13 | 4 | 8711.973
2025-06-13 | 5 | 8715.55
2025-06-13 | 6 | 8811.1992
2025-06-13 | 7 | 9033.2946
2025-06-13 | 8 | 9481.3581
2025-06-13 | 9 | 9803.4968
2025-06-13 | 10 | 9997.7272
2025-06-13 | 11 | 10095.3914
2025-06-13 | 12 | 10180.5901
2025-06-13 | 13 | 10245.5602
2025-06-13 | 14 | 10200.7661
2025-06-13 | 15 | 10151.1098
2025-06-13 | 16 | 10135.2854
2025-06-13 | 17 | 10171.4297
2025-06-13 | 18 | 10161.6306
2025-06-13 | 19 | 10049.5495
2025-06-13 | 20 | 9982.4117
2025-06-13 | 21 | 9923.0658
2025-06-13 | 22 | 9764.2937
2025-06-13 | 23 | 9665.3458
2025-06-13 | 24 | 9387.442
2025-06-14 | 1 | 9081.2058
2025-06-14 | 2 | 8871.5632
2025-06-14 | 3 | 8745.6899
2025-06-14 | 4 | 8674.5695
2025-06-14 | 5 | 8657.1453
2025-06-14 | 6 | 8667.3432
2025-06-14 | 7 | 8686.6248
2025-06-14 | 8 | 8893.2657
2025-06-14 | 9 | 9142.9261
2025-06-14 | 10 | 9396.0694
2025-06-14 | 11 | 9533.5361
2025-06-14 | 12 | 9621.0458
2025-06-14 | 13 | 9663.4005
2025-06-14 | 14 | 9685.9241
2025-06-14 | 15 | 9667.2502
2025-06-14 | 16 | 9700.8924
2025-06-14 | 17 | 9716.2077
2025-06-14 | 18 | 9778.5395
2025-06-14 | 19 | 9722.2551
2025-06-14 | 20 | 9711.2289
2025-06-14 | 21 | 9651.7169
2025-06-14 | 22 | 9525.4594
2025-06-14 | 23 | 9486.7588
2025-06-14 | 24 | 9229.0848
2025-06-15 | 1 | 8979.694
2025-06-15 | 2 | 8821.7146
2025-06-15 | 3 | 8701.7581
2025-06-15 | 4 | 8628.7054
2025-06-15 | 5 | 8602.1084
2025-06-15 | 6 | 8612.9425
2025-06-15 | 7 | 8605.1902
2025-06-15 | 8 | 8769.5449
2025-06-15 | 9 | 8999.3325
2025-06-15 | 10 | 9253.6311
2025-06-15 | 11 | 9404.3194
2025-06-15 | 12 | 9510.7463
2025-06-15 | 13 | 9577.0964
2025-06-15 | 14 | 9617.5152
2025-06-15 | 15 | 9614.375
2025-06-15 | 16 | 9667.1863
2025-06-15 | 17 | 9749.4619
2025-06-15 | 18 | 9838.7728
2025-06-15 | 19 | 9819.3841
2025-06-15 | 20 | 9786.4855
2025-06-15 | 21 | 9732.6124
2025-06-15 | 22 | 9601.3196
2025-06-15 | 23 | 9472.6224
2025-06-15 | 24 | 9163.2651
2025-06-16 | 1 | 8915.3909
2025-06-16 | 2 | 8817.2246
2025-06-16 | 3 | 8759.233
2025-06-16 | 4 | 8728.8717
2025-06-16 | 5 | 8739.0546
2025-06-16 | 6 | 8848.7012
2025-06-16 | 7 | 9077.6232
2025-06-16 | 8 | 9531.8339
2025-06-16 | 9 | 9854.7789
2025-06-16 | 10 | 10051.3117
2025-06-16 | 11 | 10147.7604
2025-06-16 | 12 | 10227.0318
2025-06-16 | 13 | 10225.6725
2025-06-16 | 14 | 10257.8428
2025-06-16 | 15 | 10287.2926
2025-06-16 | 16 | 10306.1022
2025-06-16 | 17 | 10366.0657
2025-06-16 | 18 | 10362.9748
2025-06-16 | 19 | 10201.8044
2025-06-16 | 20 | 10158.8958
2025-06-16 | 21 | 10055.5959
2025-06-16 | 22 | 9856.8529
2025-06-16 | 23 | 9695.6373
2025-06-16 | 24 | 9352.7467
2025-06-17 | 1 | 9050.8527
2025-06-17 | 2 | 8868.4589
2025-06-17 | 3 | 8779.0204
2025-06-17 | 4 | 8766.8262
2025-06-17 | 5 | 8757.321
2025-06-17 | 6 | 8871.0531
2025-06-17 | 7 | 9095.7904
2025-06-17 | 8 | 9552.6669
2025-06-17 | 9 | 9855.0954
2025-06-17 | 10 | 10061.4653
2025-06-17 | 11 | 10171.0822
2025-06-17 | 12 | 10254.3888
2025-06-17 | 13 | 10284.3573
2025-06-17 | 14 | 10328.4364
2025-06-17 | 15 | 10371.5782
2025-06-17 | 16 | 10414.8293
2025-06-17 | 17 | 10473.8505
2025-06-17 | 18 | 10580.9744
2025-06-17 | 19 | 10410.5525
2025-06-17 | 20 | 10306.9335
2025-06-17 | 21 | 10219.5029
2025-06-17 | 22 | 10082.5483
2025-06-17 | 23 | 9945.9167
2025-06-17 | 24 | 9554.736
2025-06-18 | 1 | 9235.734
2025-06-18 | 2 | 9011.8246
2025-06-18 | 3 | 8928.3729
2025-06-18 | 4 | 8890.7236
2025-06-18 | 5 | 8872.2921
2025-06-18 | 6 | 8961.4298
2025-06-18 | 7 | 9217.5569
2025-06-18 | 8 | 9666.6584
2025-06-18 | 9 | 10017.8971
2025-06-18 | 10 | 10248.7821
2025-06-18 | 11 | 10467.8089
2025-06-18 | 12 | 10634.1602
2025-06-18 | 13 | 10751.4105
2025-06-18 | 14 | 10948.0129
2025-06-18 | 15 | 10989.1242
2025-06-18 | 16 | 11031.2107
2025-06-18 | 17 | 11007.6759
2025-06-18 | 18 | 10953.1992
2025-06-18 | 19 | 10615.2502
2025-06-18 | 20 | 10533.3642
2025-06-18 | 21 | 10450.4684
2025-06-18 | 22 | 10230.8437
2025-06-18 | 23 | 10101.8877
2025-06-18 | 24 | 9725.7826
2025-06-19 | 1 | 9433.2962
2025-06-19 | 2 | 9205.58
2025-06-19 | 3 | 9096.9097
2025-06-19 | 4 | 9059.4187
2025-06-19 | 5 | 9061.9715
2025-06-19 | 6 | 9162.4523
2025-06-19 | 7 | 9353.7798
2025-06-19 | 8 | 9784.8391
2025-06-19 | 9 | 10070.4197
2025-06-19 | 10 | 10216.5119
2025-06-19 | 11 | 10316.4864
2025-06-19 | 12 | 10356.1788
2025-06-19 | 13 | 10339.5757
2025-06-19 | 14 | 10331.3486
2025-06-19 | 15 | 10271.4707
2025-06-19 | 16 | 10319.9205
2025-06-19 | 17 | 10287.1389
2025-06-19 | 18 | 10326.8352
2025-06-19 | 19 | 10072.0313
2025-06-19 | 20 | 9955.8105
2025-06-19 | 21 | 9870.5161
2025-06-19 | 22 | 9734.3166
2025-06-19 | 23 | 9596.0084
2025-06-19 | 24 | 9302.2044
2025-06-20 | 1 | 9045.6887
2025-06-20 | 2 | 8891.5799
2025-06-20 | 3 | 8811.3898
2025-06-20 | 4 | 8760.392
2025-06-20 | 5 | 8734.6144
2025-06-20 | 6 | 8797.4091
2025-06-20 | 7 | 9049.3132
2025-06-20 | 8 | 9496.02
2025-06-20 | 9 | 9776.5652
2025-06-20 | 10 | 9939.9137
2025-06-20 | 11 | 10022.7653
2025-06-20 | 12 | 10061.698
2025-06-20 | 13 | 10083.3028
2025-06-20 | 14 | 10124.1496
2025-06-20 | 15 | 10175.2269
2025-06-20 | 16 | 10137.6993
2025-06-20 | 17 | 10143.1357
2025-06-20 | 18 | 10112.7935
2025-06-20 | 19 | 9945.9781
2025-06-20 | 20 | 9841.1464
2025-06-20 | 21 | 9764.3942
2025-06-20 | 22 | 9614.3949
2025-06-20 | 23 | 9550.0329
2025-06-20 | 24 | 9274.9887
2025-06-21 | 1 | 9011.5164
2025-06-21 | 2 | 8838.648
2025-06-21 | 3 | 8743.1437
2025-06-21 | 4 | 8693.9667
2025-06-21 | 5 | 8667.876
2025-06-21 | 6 | 8671.7194
2025-06-21 | 7 | 8689.0381
2025-06-21 | 8 | 8897.0612
2025-06-21 | 9 | 9131.1135
2025-06-21 | 10 | 9343.5447
2025-06-21 | 11 | 9517.3187
2025-06-21 | 12 | 9608.3397
2025-06-21 | 13 | 9597.1543
2025-06-21 | 14 | 9581.9479
2025-06-21 | 15 | 9584.4584
2025-06-21 | 16 | 9488.889
2025-06-21 | 17 | 9520.3614
2025-06-21 | 18 | 9576.136
2025-06-21 | 19 | 9562.8664
2025-06-21 | 20 | 9473.0948
2025-06-21 | 21 | 9389.7617
2025-06-21 | 22 | 9291.6037
2025-06-21 | 23 | 9310.7505
2025-06-21 | 24 | 9122.0639
2025-06-22 | 1 | 8909.7518
2025-06-22 | 2 | 8749.9949
2025-06-22 | 3 | 8635.1658
2025-06-22 | 4 | 8571.7383
2025-06-22 | 5 | 8511.7737
2025-06-22 | 6 | 8496.061
2025-06-22 | 7 | 8486.8277
2025-06-22 | 8 | 8671.2429
2025-06-22 | 9 | 8873.3703
2025-06-22 | 10 | 9084.0696
2025-06-22 | 11 | 9198.2601
2025-06-22 | 12 | 9273.966
2025-06-22 | 13 | 9320.8012
2025-06-22 | 14 | 9307.1616
2025-06-22 | 15 | 9297.1356
2025-06-22 | 16 | 9315.4743
2025-06-22 | 17 | 9375.0299
2025-06-22 | 18 | 9494.2551
2025-06-22 | 19 | 9524.2856
2025-06-22 | 20 | 9481.0383
2025-06-22 | 21 | 9479.0223
2025-06-22 | 22 | 9370.7867
2025-06-22 | 23 | 9335.8548
2025-06-22 | 24 | 9062.022
2025-06-23 | 1 | 8820.4018
2025-06-23 | 2 | 8728.1967
2025-06-23 | 3 | 8647.3017
2025-06-23 | 4 | 8611.8666
2025-06-23 | 5 | 8585.3288
2025-06-23 | 6 | 8674.6094
2025-06-23 | 7 | 8894.5765
2025-06-23 | 8 | 9329.4471
2025-06-23 | 9 | 9672.4785
2025-06-23 | 10 | 9802.2409
2025-06-23 | 11 | 9831.5833
2025-06-23 | 12 | 9809.6423
2025-06-23 | 13 | 9793.6429
2025-06-23 | 14 | 9777.7891
2025-06-23 | 15 | 9767.8561
2025-06-23 | 16 | 9802.5479
2025-06-23 | 17 | 9837.3623
2025-06-23 | 18 | 9854.2322
2025-06-23 | 19 | 9833.6259
2025-06-23 | 20 | 9718.6032
2025-06-23 | 21 | 9676.577
2025-06-23 | 22 | 9560.3182
2025-06-23 | 23 | 9471.0496
2025-06-23 | 24 | 9194.4779
2025-06-24 | 1 | 8968.8754
2025-06-24 | 2 | 8800.2951
2025-06-24 | 3 | 8718.0928
2025-06-24 | 4 | 8693.5954
2025-06-24 | 5 | 8703.7514
2025-06-24 | 6 | 8792.3663
2025-06-24 | 7 | 8996.3751
2025-06-24 | 8 | 9411.6066
2025-06-24 | 9 | 9656.7826
2025-06-24 | 10 | 9795.2293
2025-06-24 | 11 | 9859.9346
2025-06-24 | 12 | 9879.6412
2025-06-24 | 13 | 9860.7012
2025-06-24 | 14 | 9892.4395
2025-06-24 | 15 | 9949.0568
2025-06-24 | 16 | 9941.3716
2025-06-24 | 17 | 10079.7468
2025-06-24 | 18 | 10064.8855
2025-06-24 | 19 | 9946.1615
2025-06-24 | 20 | 9874.1909
2025-06-24 | 21 | 9806.6745
2025-06-24 | 22 | 9675.7309
2025-06-24 | 23 | 9541.5918
2025-06-24 | 24 | 9220.0667
2025-06-25 | 1 | 8942.7422
2025-06-25 | 2 | 8742.9521
2025-06-25 | 3 | 8692.8571
2025-06-25 | 4 | 8640.3462
2025-06-25 | 5 | 8656.9868
2025-06-25 | 6 | 8785.2083
2025-06-25 | 7 | 8995.6518
2025-06-25 | 8 | 9402.4628
2025-06-25 | 9 | 9724.9247
2025-06-25 | 10 | 9903.7218
2025-06-25 | 11 | 10003.9267
2025-06-25 | 12 | 10079.8374
2025-06-25 | 13 | 10076.3659
2025-06-25 | 14 | 10204.1625
2025-06-25 | 15 | 10166.3028
2025-06-25 | 16 | 10128.1796
2025-06-25 | 17 | 10219.6176
2025-06-25 | 18 | 10205.7299
2025-06-25 | 19 | 10089.964
2025-06-25 | 20 | 10037.2839
2025-06-25 | 21 | 9990.7359
2025-06-25 | 22 | 9823.5361
2025-06-25 | 23 | 9635.0691
2025-06-25 | 24 | 9319.3888
2025-06-26 | 1 | 9062.0504
2025-06-26 | 2 | 8914.3682
2025-06-26 | 3 | 8802.7452
2025-06-26 | 4 | 8764.2319
2025-06-26 | 5 | 8775.0824
2025-06-26 | 6 | 8872.4844
2025-06-26 | 7 | 9103.0757
2025-06-26 | 8 | 9537.3228
2025-06-26 | 9 | 9896.6263
2025-06-26 | 10 | 10154.3469
2025-06-26 | 11 | 10268.3573
2025-06-26 | 12 | 10346.0647
2025-06-26 | 13 | 10307.9635
2025-06-26 | 14 | 10288.0301
2025-06-26 | 15 | 10330.1446
2025-06-26 | 16 | 10241.5618
2025-06-26 | 17 | 10263.7202
2025-06-26 | 18 | 10238.9468
2025-06-26 | 19 | 10124.9103
2025-06-26 | 20 | 10062.7662
2025-06-26 | 21 | 10044.0087
2025-06-26 | 22 | 9849.8215
2025-06-26 | 23 | 9748.9615
2025-06-26 | 24 | 9450.769
2025-06-27 | 1 | 9173.7562
2025-06-27 | 2 | 8981.46
2025-06-27 | 3 | 8918.0763
2025-06-27 | 4 | 8873.4532
2025-06-27 | 5 | 8842.2334
2025-06-27 | 6 | 8936.7128
2025-06-27 | 7 | 9169.2722
2025-06-27 | 8 | 9623.8816
2025-06-27 | 9 | 9942.9247
2025-06-27 | 10 | 10128.0731
2025-06-27 | 11 | 10204.0519
2025-06-27 | 12 | 10227.7283
2025-06-27 | 13 | 10182.6529
2025-06-27 | 14 | 10180.2501
2025-06-27 | 15 | 10229.897
2025-06-27 | 16 | 10219.3662
2025-06-27 | 17 | 10259.8141
2025-06-27 | 18 | 10246.0612
2025-06-27 | 19 | 10091.5434
2025-06-27 | 20 | 10018.9826
2025-06-27 | 21 | 9931.958
2025-06-27 | 22 | 9801.9065
2025-06-27 | 23 | 9684.0853
2025-06-27 | 24 | 9382.8263
2025-06-28 | 1 | 9110.0627
2025-06-28 | 2 | 8912.8977
2025-06-28 | 3 | 8792.0704
2025-06-28 | 4 | 8728.8634
2025-06-28 | 5 | 8704.5356
2025-06-28 | 6 | 8713.8873
2025-06-28 | 7 | 8757.4281
2025-06-28 | 8 | 8951.9033
2025-06-28 | 9 | 9219.9646
2025-06-28 | 10 | 9508.9553
2025-06-28 | 11 | 9696.3574
2025-06-28 | 12 | 9770.2756
2025-06-28 | 13 | 9773.4673
2025-06-28 | 14 | 9783.978
2025-06-28 | 15 | 9754.9891
2025-06-28 | 16 | 9810.0705
2025-06-28 | 17 | 9851.2788
2025-06-28 | 18 | 9921.9918
2025-06-28 | 19 | 9870.1514
2025-06-28 | 20 | 9820.5643
2025-06-28 | 21 | 9731.9212
2025-06-28 | 22 | 9610.8391
2025-06-28 | 23 | 9537.8372
2025-06-28 | 24 | 9317.2667
2025-06-29 | 1 | 9072.747
2025-06-29 | 2 | 8908.6989
2025-06-29 | 3 | 8817.8543
2025-06-29 | 4 | 8750.6941
2025-06-29 | 5 | 8726.4189
2025-06-29 | 6 | 8722.5972
2025-06-29 | 7 | 8727.5481
2025-06-29 | 8 | 8904.2135
2025-06-29 | 9 | 9142.3334
2025-06-29 | 10 | 9437.4759
2025-06-29 | 11 | 9618.0147
2025-06-29 | 12 | 9796.4572
2025-06-29 | 13 | 9890.0992
2025-06-29 | 14 | 9969.6288
2025-06-29 | 15 | 10033.2305
2025-06-29 | 16 | 10099.4362
2025-06-29 | 17 | 10178.2719
2025-06-29 | 18 | 10252.6982
2025-06-29 | 19 | 10181.0693
2025-06-29 | 20 | 10111.5953
2025-06-29 | 21 | 10057.2595
2025-06-29 | 22 | 9864.5479
2025-06-29 | 23 | 9726.3006
2025-06-29 | 24 | 9432.4787
2025-06-30 | 1 | 9167.1759
2025-06-30 | 2 | 9079.4171
2025-06-30 | 3 | 8981.4385
2025-06-30 | 4 | 8983.0763
2025-06-30 | 5 | 9005.5494
2025-06-30 | 6 | 9068.0564
2025-06-30 | 7 | 9284.872
2025-06-30 | 8 | 9749.625
2025-06-30 | 9 | 10099.1213
2025-06-30 | 10 | 10308.528
2025-06-30 | 11 | 10479.2263
2025-06-30 | 12 | 10560.0983
2025-06-30 | 13 | 10606.1204
2025-06-30 | 14 | 10644.5666
2025-06-30 | 15 | 10735.6459
2025-06-30 | 16 | 10767.5206
2025-06-30 | 17 | 10832.2704
2025-06-30 | 18 | 10677.9757
2025-06-30 | 19 | 10449.7371
2025-06-30 | 20 | 10349.1401
2025-06-30 | 21 | 10252.5672
2025-06-30 | 22 | 10092.323
2025-06-30 | 23 | 9852.0431
2025-06-30 | 24 | 9528.7803
2025-07-01 | 1 | 9259.1951
2025-07-01 | 2 | 9097.1804
2025-07-01 | 3 | 8971.6411
2025-07-01 | 4 | 8904.4714
2025-07-01 | 5 | 8855.1226
2025-07-01 | 6 | 8845.9573
2025-07-01 | 7 | 8850.695
2025-07-01 | 8 | 9026.6754
2025-07-01 | 9 | 9194.0162
2025-07-01 | 10 | 9456.6127
2025-07-01 | 11 | 9648.6529
2025-07-01 | 12 | 9794.6146
2025-07-01 | 13 | 9980.3858
2025-07-01 | 14 | 10011.9799
2025-07-01 | 15 | 9997.6238
2025-07-01 | 16 | 10041.6065
2025-07-01 | 17 | 10074.8584
2025-07-01 | 18 | 10178.2582
2025-07-01 | 19 | 10104.203
2025-07-01 | 20 | 10067.0366
2025-07-01 | 21 | 9915.4322
2025-07-01 | 22 | 9767.7031
2025-07-01 | 23 | 9643.2398
2025-07-01 | 24 | 9390.5522
2025-07-02 | 1 | 9103.3875
2025-07-02 | 2 | 9012.8294
2025-07-02 | 3 | 8932.6845
2025-07-02 | 4 | 8893.9522
2025-07-02 | 5 | 8883.5692
2025-07-02 | 6 | 8973.1224
2025-07-02 | 7 | 9224.7779
2025-07-02 | 8 | 9659.4293
2025-07-02 | 9 | 9976.0129
2025-07-02 | 10 | 10129.3175
2025-07-02 | 11 | 10209.6986
2025-07-02 | 12 | 10303.1674
2025-07-02 | 13 | 10211.4145
2025-07-02 | 14 | 10254.2193
2025-07-02 | 15 | 10304.4573
2025-07-02 | 16 | 10315.3377
2025-07-02 | 17 | 10345.0443
2025-07-02 | 18 | 10328.8243
2025-07-02 | 19 | 10202.8181
2025-07-02 | 20 | 10134.7719
2025-07-02 | 21 | 10042.6621
2025-07-02 | 22 | 9878.0735
2025-07-02 | 23 | 9777.1185
2025-07-02 | 24 | 9415.1858
2025-07-03 | 1 | 9132.4195
2025-07-03 | 2 | 8997.6691
2025-07-03 | 3 | 8907.0655
2025-07-03 | 4 | 8869.975
2025-07-03 | 5 | 8876.8365
2025-07-03 | 6 | 8958.7253
2025-07-03 | 7 | 9202.6417
2025-07-03 | 8 | 9647.3436
2025-07-03 | 9 | 9960.7501
2025-07-03 | 10 | 10154.2833
2025-07-03 | 11 | 10254.677
2025-07-03 | 12 | 10288.3253
2025-07-03 | 13 | 10257.2524
2025-07-03 | 14 | 10285.5804
2025-07-03 | 15 | 10338.8286
2025-07-03 | 16 | 10326.1782
2025-07-03 | 17 | 10297.0545
2025-07-03 | 18 | 10305.4327
2025-07-03 | 19 | 10186.6883
2025-07-03 | 20 | 10110.4372
2025-07-03 | 21 | 10046.9713
2025-07-03 | 22 | 9912.6822
2025-07-03 | 23 | 9842.0863
2025-07-03 | 24 | 9545.5547
2025-07-04 | 1 | 9259.1896
2025-07-04 | 2 | 9082.4416
2025-07-04 | 3 | 8990.6012
2025-07-04 | 4 | 8954.4296
2025-07-04 | 5 | 8951.2109
2025-07-04 | 6 | 8994.8711
2025-07-04 | 7 | 9235.4026
2025-07-04 | 8 | 9684.1869
2025-07-04 | 9 | 10035.0374
2025-07-04 | 10 | 10261.3842
2025-07-04 | 11 | 10411.2873
2025-07-04 | 12 | 10506.493
2025-07-04 | 13 | 10515.5325
2025-07-04 | 14 | 10537.0531
2025-07-04 | 15 | 10618.0848
2025-07-04 | 16 | 10506.2982
2025-07-04 | 17 | 10573.766
2025-07-04 | 18 | 10535.9898
2025-07-04 | 19 | 10358.2517
2025-07-04 | 20 | 10231.0369
2025-07-04 | 21 | 10159.6288
2025-07-04 | 22 | 10001.3934
2025-07-04 | 23 | 9902.9403
2025-07-04 | 24 | 9606.3807
2025-07-05 | 1 | 9331.0513
2025-07-05 | 2 | 9128.3875
2025-07-05 | 3 | 9020.8752
2025-07-05 | 4 | 8953.2524
2025-07-05 | 5 | 8910.5952
2025-07-05 | 6 | 8900.0939
2025-07-05 | 7 | 8952.0056
2025-07-05 | 8 | 9151.9543
2025-07-05 | 9 | 9375.6202
2025-07-05 | 10 | 9624.0669
2025-07-05 | 11 | 9784.018
2025-07-05 | 12 | 9913.2124
2025-07-05 | 13 | 9865.0868
2025-07-05 | 14 | 9816.4275
2025-07-05 | 15 | 9832.0226
2025-07-05 | 16 | 9853.8397
2025-07-05 | 17 | 9792.5076
2025-07-05 | 18 | 9832.9362
2025-07-05 | 19 | 9773.6473
2025-07-05 | 20 | 9704.5649
2025-07-05 | 21 | 9660.9421
2025-07-05 | 22 | 9570.1345
2025-07-05 | 23 | 9561.9559
2025-07-05 | 24 | 9335.4783
2025-07-06 | 1 | 9111.0184
2025-07-06 | 2 | 8951.1233
2025-07-06 | 3 | 8828.3803
2025-07-06 | 4 | 8804.8382
2025-07-06 | 5 | 8773.1536
2025-07-06 | 6 | 8744.8859
2025-07-06 | 7 | 8753.6487
2025-07-06 | 8 | 8875.6036
2025-07-06 | 9 | 9075.7871
2025-07-06 | 10 | 9290.6702
2025-07-06 | 11 | 9473.732
2025-07-06 | 12 | 9528.9101
2025-07-06 | 13 | 9546.5816
2025-07-06 | 14 | 9565.7271
2025-07-06 | 15 | 9576.1146
2025-07-06 | 16 | 9587.3605
2025-07-06 | 17 | 9677.7767
2025-07-06 | 18 | 9763.0316
2025-07-06 | 19 | 9780.6667
2025-07-06 | 20 | 9761.4092
2025-07-06 | 21 | 9734.2518
2025-07-06 | 22 | 9617.3103
2025-07-06 | 23 | 9545.904
2025-07-06 | 24 | 9250.9922
2025-07-07 | 1 | 9014.5536
2025-07-07 | 2 | 8932.4703
2025-07-07 | 3 | 8855.0911
2025-07-07 | 4 | 8866.6598
2025-07-07 | 5 | 8866.2916
2025-07-07 | 6 | 8923.078
2025-07-07 | 7 | 9203.9364
2025-07-07 | 8 | 9610.3404
2025-07-07 | 9 | 9944.4452
2025-07-07 | 10 | 10106.8267
2025-07-07 | 11 | 10245.3361
2025-07-07 | 12 | 10257.0672
2025-07-07 | 13 | 10278.9652
2025-07-07 | 14 | 10312.9496
2025-07-07 | 15 | 10327.9119
2025-07-07 | 16 | 10342.6661
2025-07-07 | 17 | 10422.0685
2025-07-07 | 18 | 10532.8521
2025-07-07 | 19 | 10377.2093
2025-07-07 | 20 | 10273.4558
2025-07-07 | 21 | 10186.2284
2025-07-07 | 22 | 10013.1596
2025-07-07 | 23 | 9858.4108
2025-07-07 | 24 | 9551.6366
2025-07-08 | 1 | 9257.2171
2025-07-08 | 2 | 9063.3476
2025-07-08 | 3 | 8975.7842
2025-07-08 | 4 | 8933.6611
2025-07-08 | 5 | 8933.909
2025-07-08 | 6 | 9017.2608
2025-07-08 | 7 | 9288.3431
2025-07-08 | 8 | 9712.8986
2025-07-08 | 9 | 10027.226
2025-07-08 | 10 | 10192.2808
2025-07-08 | 11 | 10251.5054
2025-07-08 | 12 | 10369.1124
2025-07-08 | 13 | 10373.2205
2025-07-08 | 14 | 10482.662
2025-07-08 | 15 | 10452.267
2025-07-08 | 16 | 10481.654
2025-07-08 | 17 | 10478.326
2025-07-08 | 18 | 10430.1695
2025-07-08 | 19 | 10326.47
2025-07-08 | 20 | 10209.8515
2025-07-08 | 21 | 10127.8253
2025-07-08 | 22 | 9983.9874
2025-07-08 | 23 | 9854.8717
2025-07-08 | 24 | 9501.5186
2025-07-09 | 1 | 9231.3934
2025-07-09 | 2 | 9019.6126
2025-07-09 | 3 | 8918.3586
2025-07-09 | 4 | 8866.4805
2025-07-09 | 5 | 8866.193
2025-07-09 | 6 | 8972.1111
2025-07-09 | 7 | 9221.7525
2025-07-09 | 8 | 9685.4481
2025-07-09 | 9 | 10038.112
2025-07-09 | 10 | 10205.7766
2025-07-09 | 11 | 10286.7663
2025-07-09 | 12 | 10341.6337
2025-07-09 | 13 | 10357.1841
2025-07-09 | 14 | 10390.194
2025-07-09 | 15 | 10413.4249
2025-07-09 | 16 | 10422.6424
2025-07-09 | 17 | 10435.5017
2025-07-09 | 18 | 10457.9578
2025-07-09 | 19 | 10265.7293
2025-07-09 | 20 | 10180.3565
2025-07-09 | 21 | 10113.6291
2025-07-09 | 22 | 9963.9362
2025-07-09 | 23 | 9828.8848
2025-07-09 | 24 | 9498.1496
2025-07-10 | 1 | 9233.2004
2025-07-10 | 2 | 9115.7075
2025-07-10 | 3 | 9001.5212
2025-07-10 | 4 | 8959.8031
2025-07-10 | 5 | 8952.5403
2025-07-10 | 6 | 9018.131
2025-07-10 | 7 | 9279.2974
2025-07-10 | 8 | 9727.4765
2025-07-10 | 9 | 10063.7314
2025-07-10 | 10 | 10276.3417
2025-07-10 | 11 | 10377.2252
2025-07-10 | 12 | 10418.5833
2025-07-10 | 13 | 10436.6247
2025-07-10 | 14 | 10466.6655
2025-07-10 | 15 | 10479.7285
2025-07-10 | 16 | 10502.397
2025-07-10 | 17 | 10544.2011
2025-07-10 | 18 | 10532.9816
2025-07-10 | 19 | 10414.4103
2025-07-10 | 20 | 10335.2147
2025-07-10 | 21 | 10304.4047
2025-07-10 | 22 | 10136.0796
2025-07-10 | 23 | 9951.6036
2025-07-10 | 24 | 9637.3969
2025-07-11 | 1 | 9326.4098
2025-07-11 | 2 | 9137.8909
2025-07-11 | 3 | 9031.47
2025-07-11 | 4 | 8984.4575
2025-07-11 | 5 | 8972.8396
2025-07-11 | 6 | 9043.4758
2025-07-11 | 7 | 9312.2589
2025-07-11 | 8 | 9775.734
2025-07-11 | 9 | 10120.1989
2025-07-11 | 10 | 10357.6394
2025-07-11 | 11 | 10538.8948
2025-07-11 | 12 | 10751.7818
2025-07-11 | 13 | 10770.3501
2025-07-11 | 14 | 10803.2147
2025-07-11 | 15 | 10864.5531
2025-07-11 | 16 | 10906.1496
2025-07-11 | 17 | 10950.1301
2025-07-11 | 18 | 10953.6961
2025-07-11 | 19 | 10847.3152
2025-07-11 | 20 | 10712.2529
2025-07-11 | 21 | 10571.4533
2025-07-11 | 22 | 10359.4496
2025-07-11 | 23 | 10173.1997
2025-07-11 | 24 | 9820.0037
2025-07-12 | 1 | 9523.7434
2025-07-12 | 2 | 9403.0843
2025-07-12 | 3 | 9221.6219
2025-07-12 | 4 | 9144.1132
2025-07-12 | 5 | 9088.9513
2025-07-12 | 6 | 9043.2072
2025-07-12 | 7 | 9110.6887
2025-07-12 | 8 | 9366.9764
2025-07-12 | 9 | 9679.6363
2025-07-12 | 10 | 10073.2497
2025-07-12 | 11 | 10396.523
2025-07-12 | 12 | 10633.7061
2025-07-12 | 13 | 10741.9088
2025-07-12 | 14 | 10814.3846
2025-07-12 | 15 | 10835.6175
2025-07-12 | 16 | 10772.1537
2025-07-12 | 17 | 10866.6839
2025-07-12 | 18 | 10768.6059
2025-07-12 | 19 | 10593.0978
2025-07-12 | 20 | 10479.54
2025-07-12 | 21 | 10335.8453
2025-07-12 | 22 | 10159.7771
2025-07-12 | 23 | 10017.4851
2025-07-12 | 24 | 9792.8079
2025-07-13 | 1 | 9509.1928
2025-07-13 | 2 | 9310.6725
2025-07-13 | 3 | 9176.1093
2025-07-13 | 4 | 9036.4948
2025-07-13 | 5 | 9038.0943
2025-07-13 | 6 | 8984.0969
2025-07-13 | 7 | 9017.9397
2025-07-13 | 8 | 9199.8939
2025-07-13 | 9 | 9435.4845
2025-07-13 | 10 | 9665.3342
2025-07-13 | 11 | 9863.4342
2025-07-13 | 12 | 10031.6461
2025-07-13 | 13 | 10130.6993
2025-07-13 | 14 | 10178.1711
2025-07-13 | 15 | 10066.6243
2025-07-13 | 16 | 10074.2322
2025-07-13 | 17 | 10167.3694
2025-07-13 | 18 | 10238.6995
2025-07-13 | 19 | 10102.706
2025-07-13 | 20 | 10060.696
2025-07-13 | 21 | 10005.471
2025-07-13 | 22 | 9858.6578
2025-07-13 | 23 | 9765.2108
2025-07-13 | 24 | 9484.8329
2025-07-14 | 1 | 9229.5277
2025-07-14 | 2 | 9114.6952
2025-07-14 | 3 | 9038.5047
2025-07-14 | 4 | 8986.476
2025-07-14 | 5 | 8972.393
2025-07-14 | 6 | 9027.6575
2025-07-14 | 7 | 9311.2123
2025-07-14 | 8 | 9783.7003
2025-07-14 | 9 | 10128.4577
2025-07-14 | 10 | 10357.7203
2025-07-14 | 11 | 10495.0004
2025-07-14 | 12 | 10616.0614
2025-07-14 | 13 | 10668.5399
2025-07-14 | 14 | 10731.5505
2025-07-14 | 15 | 10711.5661
2025-07-14 | 16 | 10744.9809
2025-07-14 | 17 | 10737.9354
2025-07-14 | 18 | 10714.2095
2025-07-14 | 19 | 10534.6268
2025-07-14 | 20 | 10489.4582
2025-07-14 | 21 | 10456.2258
2025-07-14 | 22 | 10224.1672
2025-07-14 | 23 | 10029.8017
2025-07-14 | 24 | 9658.1247
2025-07-15 | 1 | 9339.3528
2025-07-15 | 2 | 9098.5483
2025-07-15 | 3 | 8993.8725
2025-07-15 | 4 | 8941.1885
2025-07-15 | 5 | 8960.3703
2025-07-15 | 6 | 9026.202
2025-07-15 | 7 | 9318.9753
2025-07-15 | 8 | 9786.6761
2025-07-15 | 9 | 10102.1317
2025-07-15 | 10 | 10290.2421
2025-07-15 | 11 | 10394.9313
2025-07-15 | 12 | 10451.5757
2025-07-15 | 13 | 10474.3371
2025-07-15 | 14 | 10515.2419
2025-07-15 | 15 | 10529.2879
2025-07-15 | 16 | 10582.9392
2025-07-15 | 17 | 10656.9997
2025-07-15 | 18 | 10648.8151
2025-07-15 | 19 | 10488.7033
2025-07-15 | 20 | 10434.9322
2025-07-15 | 21 | 10327.7715
2025-07-15 | 22 | 10151.4974
2025-07-15 | 23 | 9950.1228
2025-07-15 | 24 | 9599.2087
2025-07-16 | 1 | 9271.8313
2025-07-16 | 2 | 9106.7571
2025-07-16 | 3 | 9021.252
2025-07-16 | 4 | 8962.8799
2025-07-16 | 5 | 8986.1667
2025-07-16 | 6 | 9030.5086
2025-07-16 | 7 | 9333.0231
2025-07-16 | 8 | 9806.1119
2025-07-16 | 9 | 10196.6991
2025-07-16 | 10 | 10400.3419
2025-07-16 | 11 | 10527.313
2025-07-16 | 12 | 10701.303
2025-07-16 | 13 | 10762.0244
2025-07-16 | 14 | 10859.521
2025-07-16 | 15 | 10961.0594
2025-07-16 | 16 | 11021.2
2025-07-16 | 17 | 11107.1638
2025-07-16 | 18 | 11049.5004
2025-07-16 | 19 | 10906.6945
2025-07-16 | 20 | 10783.8789
2025-07-16 | 21 | 10596.9074
2025-07-16 | 22 | 10485.7327
2025-07-16 | 23 | 10279.6132
2025-07-16 | 24 | 9867.3139
2025-07-17 | 1 | 9539.8965
2025-07-17 | 2 | 9386.4113
2025-07-17 | 3 | 9220.1897
2025-07-17 | 4 | 9159.4954
2025-07-17 | 5 | 9128.3527
2025-07-17 | 6 | 9235.3962
2025-07-17 | 7 | 9463.118
2025-07-17 | 8 | 9980.9953
2025-07-17 | 9 | 10357.9317
2025-07-17 | 10 | 10607.8583
2025-07-17 | 11 | 10682.3067
2025-07-17 | 12 | 10712.5739
2025-07-17 | 13 | 10690.0321
2025-07-17 | 14 | 10700.165
2025-07-17 | 15 | 10675.6294
2025-07-17 | 16 | 10691.3899
2025-07-17 | 17 | 10733.7589
2025-07-17 | 18 | 10699.2064
2025-07-17 | 19 | 10562.6076
2025-07-17 | 20 | 10456.835
2025-07-17 | 21 | 10354.2789
2025-07-17 | 22 | 10179.0581
2025-07-17 | 23 | 9956.6135
2025-07-17 | 24 | 9641.8753
2025-07-18 | 1 | 9368.7554
2025-07-18 | 2 | 9167.8092
2025-07-18 | 3 | 9061.7475
2025-07-18 | 4 | 9004.4174
2025-07-18 | 5 | 9035.9951
2025-07-18 | 6 | 9083.4452
2025-07-18 | 7 | 9323.6992
2025-07-18 | 8 | 9780.514
2025-07-18 | 9 | 10099.3319
2025-07-18 | 10 | 10309.2813
2025-07-18 | 11 | 10428.0997
2025-07-18 | 12 | 10525.4618
2025-07-18 | 13 | 10591.9737
2025-07-18 | 14 | 10594.5218
2025-07-18 | 15 | 10616.1857
2025-07-18 | 16 | 10632.3436
2025-07-18 | 17 | 10669.1354
2025-07-18 | 18 | 10677.2939
2025-07-18 | 19 | 10516.8612
2025-07-18 | 20 | 10411.3197
2025-07-18 | 21 | 10304.7199
2025-07-18 | 22 | 10161.933
2025-07-18 | 23 | 9949.1674
2025-07-18 | 24 | 9615.4921
2025-07-19 | 1 | 9307.2059
2025-07-19 | 2 | 9138.5375
2025-07-19 | 3 | 9023.239
2025-07-19 | 4 | 8954.5782
2025-07-19 | 5 | 8964.276
2025-07-19 | 6 | 8920.0139
2025-07-19 | 7 | 8962.1931
2025-07-19 | 8 | 9185.0653
2025-07-19 | 9 | 9445.4321
2025-07-19 | 10 | 9767.6461
2025-07-19 | 11 | 9998.5389
2025-07-19 | 12 | 10119.0404
2025-07-19 | 13 | 10177.5826
2025-07-19 | 14 | 10230.6763
2025-07-19 | 15 | 10217.7795
2025-07-19 | 16 | 10218.8283
2025-07-19 | 17 | 10271.1663
2025-07-19 | 18 | 10292.6539
2025-07-19 | 19 | 10161.6474
2025-07-19 | 20 | 10088.1556
2025-07-19 | 21 | 10034.0703
2025-07-19 | 22 | 9937.9909
2025-07-19 | 23 | 9855.095
2025-07-19 | 24 | 9577.0665
2025-07-20 | 1 | 9321.9466
2025-07-20 | 2 | 9129.0399
2025-07-20 | 3 | 8995.3131
2025-07-20 | 4 | 8923.7371
2025-07-20 | 5 | 8953.4495
2025-07-20 | 6 | 8904.7964
2025-07-20 | 7 | 8938.747
2025-07-20 | 8 | 9109.8517
2025-07-20 | 9 | 9339.872
2025-07-20 | 10 | 9630.5065
2025-07-20 | 11 | 9802.7268
2025-07-20 | 12 | 10007.104
2025-07-20 | 13 | 10133.7609
2025-07-20 | 14 | 10276.3061
2025-07-20 | 15 | 10305.0591
2025-07-20 | 16 | 10355.6263
2025-07-20 | 17 | 10494.4105
2025-07-20 | 18 | 10419.0624
2025-07-20 | 19 | 10296.389
2025-07-20 | 20 | 10264.9918
2025-07-20 | 21 | 10209.9822
2025-07-20 | 22 | 10037.0543
2025-07-20 | 23 | 9895.2248
2025-07-20 | 24 | 9554.0874
2025-07-21 | 1 | 9280.0707
2025-07-21 | 2 | 9159.178
2025-07-21 | 3 | 9055.0286
2025-07-21 | 4 | 9002.6906
2025-07-21 | 5 | 9033.7084
2025-07-21 | 6 | 9064.7608
2025-07-21 | 7 | 9335.0711
2025-07-21 | 8 | 9814.0482
2025-07-21 | 9 | 10147.5136
2025-07-21 | 10 | 10372.5531
2025-07-21 | 11 | 10536.8263
2025-07-21 | 12 | 10668.3539
2025-07-21 | 13 | 10698.9124
2025-07-21 | 14 | 10743.0595
2025-07-21 | 15 | 10789.6533
2025-07-21 | 16 | 10883.1401
2025-07-21 | 17 | 10957.4494
2025-07-21 | 18 | 10866.329
2025-07-21 | 19 | 10725.8804
2025-07-21 | 20 | 10615.5199
2025-07-21 | 21 | 10540.8727
2025-07-21 | 22 | 10381.828
2025-07-21 | 23 | 10168.4485
2025-07-21 | 24 | 9752.6611
2025-07-22 | 1 | 9393.2554
2025-07-22 | 2 | 9217.1996
2025-07-22 | 3 | 9101.9817
2025-07-22 | 4 | 9067.9042
2025-07-22 | 5 | 9096.7627
2025-07-22 | 6 | 9127.8196
2025-07-22 | 7 | 9462.9725
2025-07-22 | 8 | 9900.9654
2025-07-22 | 9 | 10217.1368
2025-07-22 | 10 | 10492.3893
2025-07-22 | 11 | 10742.3458
2025-07-22 | 12 | 10920.8342
2025-07-22 | 13 | 11013.5371
2025-07-22 | 14 | 11120.2867
2025-07-22 | 15 | 11168.0679
2025-07-22 | 16 | 11216.172
2025-07-22 | 17 | 11220.92
2025-07-22 | 18 | 11089.2057
2025-07-22 | 19 | 10954.1709
2025-07-22 | 20 | 10912.6274
2025-07-22 | 21 | 10798.4401
2025-07-22 | 22 | 10550.2085
2025-07-22 | 23 | 10330.9565
2025-07-22 | 24 | 9952.2247
2025-07-23 | 1 | 9586.0683
2025-07-23 | 2 | 9358.0797
2025-07-23 | 3 | 9249.4553
2025-07-23 | 4 | 9196.8636
2025-07-23 | 5 | 9192.8799
2025-07-23 | 6 | 9203.6121
2025-07-23 | 7 | 9489.8056
2025-07-23 | 8 | 9943.7993
2025-07-23 | 9 | 10317.081
2025-07-23 | 10 | 10532.8587
2025-07-23 | 11 | 10691.644
2025-07-23 | 12 | 10847.6907
2025-07-23 | 13 | 11010.9895
2025-07-23 | 14 | 11158.7048
2025-07-23 | 15 | 11239.0213
2025-07-23 | 16 | 11283.3169
2025-07-23 | 17 | 11257.6067
2025-07-23 | 18 | 11228.9965
2025-07-23 | 19 | 11067.4555
2025-07-23 | 20 | 10948.5286
2025-07-23 | 21 | 10792.6669
2025-07-23 | 22 | 10558.0146
2025-07-23 | 23 | 10328.2317
2025-07-23 | 24 | 9937.3991
2025-07-24 | 1 | 9629.8407
2025-07-24 | 2 | 9420.7895
2025-07-24 | 3 | 9272.5224
2025-07-24 | 4 | 9192.5978
2025-07-24 | 5 | 9188.4119
2025-07-24 | 6 | 9235.5074
2025-07-24 | 7 | 9505.8265
2025-07-24 | 8 | 9949.7447
2025-07-24 | 9 | 10253.8188
2025-07-24 | 10 | 10462.9546
2025-07-24 | 11 | 10587.316
2025-07-24 | 12 | 10649.326
2025-07-24 | 13 | 10722.8489
2025-07-24 | 14 | 10696.6002
2025-07-24 | 15 | 10659.081
2025-07-24 | 16 | 10676.849
2025-07-24 | 17 | 10602.0378
2025-07-24 | 18 | 10583.757
2025-07-24 | 19 | 10413.8524
2025-07-24 | 20 | 10327.5357
2025-07-24 | 21 | 10191.7515
2025-07-24 | 22 | 10102.356
2025-07-24 | 23 | 9966.7732
2025-07-24 | 24 | 9636.6082
2025-07-25 | 1 | 9358.9985
2025-07-25 | 2 | 9162.8756
2025-07-25 | 3 | 9044.4946
2025-07-25 | 4 | 8979.1496
2025-07-25 | 5 | 9006.5827
2025-07-25 | 6 | 9018.5353
2025-07-25 | 7 | 9313.2964
2025-07-25 | 8 | 9760.57
2025-07-25 | 9 | 10059.0388
2025-07-25 | 10 | 10200.2972
2025-07-25 | 11 | 10262.7951
2025-07-25 | 12 | 10276.7043
2025-07-25 | 13 | 10272.6785
2025-07-25 | 14 | 10304.129
2025-07-25 | 15 | 10344.2655
2025-07-25 | 16 | 10404.9476
2025-07-25 | 17 | 10418.9807
2025-07-25 | 18 | 10465.6856
2025-07-25 | 19 | 10255.8185
2025-07-25 | 20 | 10210.891
2025-07-25 | 21 | 10143.5932
2025-07-25 | 22 | 10052.6301
2025-07-25 | 23 | 9880.5841
2025-07-25 | 24 | 9555.1414
2025-07-26 | 1 | 9320.6451
2025-07-26 | 2 | 9127.8331
2025-07-26 | 3 | 9005.503
2025-07-26 | 4 | 8946.7231
2025-07-26 | 5 | 8952.3124
2025-07-26 | 6 | 8827.4461
2025-07-26 | 7 | 8909.3768
2025-07-26 | 8 | 9123.1914
2025-07-26 | 9 | 9435.7545
2025-07-26 | 10 | 9772.1134
2025-07-26 | 11 | 10016.4567
2025-07-26 | 12 | 10152.835
2025-07-26 | 13 | 10234.9748
2025-07-26 | 14 | 10288.7093
2025-07-26 | 15 | 10341.4058
2025-07-26 | 16 | 10363.04
2025-07-26 | 17 | 10444.8534
2025-07-26 | 18 | 10460.1662
2025-07-26 | 19 | 10362.2496
2025-07-26 | 20 | 10250.8524
2025-07-26 | 21 | 10147.3729
2025-07-26 | 22 | 10068.8389
2025-07-26 | 23 | 9895.0924
2025-07-26 | 24 | 9597.4761
2025-07-27 | 1 | 9383.7226
2025-07-27 | 2 | 9166.4404
2025-07-27 | 3 | 9026.5444
2025-07-27 | 4 | 8966.688
2025-07-27 | 5 | 8971.9079
2025-07-27 | 6 | 8865.0146
2025-07-27 | 7 | 8931.3176
2025-07-27 | 8 | 9119.4247
2025-07-27 | 9 | 9364.6579
2025-07-27 | 10 | 9694.945
2025-07-27 | 11 | 10004.2938
2025-07-27 | 12 | 10351.8275
2025-07-27 | 13 | 10519.77
2025-07-27 | 14 | 10583.7188
2025-07-27 | 15 | 10593.7467
2025-07-27 | 16 | 10633.0115
2025-07-27 | 17 | 10812.0802
2025-07-27 | 18 | 10929.9794
2025-07-27 | 19 | 10750.2858
2025-07-27 | 20 | 10656.7062
2025-07-27 | 21 | 10470.4434
2025-07-27 | 22 | 10318.6984
2025-07-27 | 23 | 10094.7949
2025-07-27 | 24 | 9719.9081
2025-07-28 | 1 | 9421.2793
2025-07-28 | 2 | 9284.7235
2025-07-28 | 3 | 9205.5827
2025-07-28 | 4 | 9159.7855
2025-07-28 | 5 | 9197.3201
2025-07-28 | 6 | 9190.6476
2025-07-28 | 7 | 9485.3009
2025-07-28 | 8 | 9981.5042
2025-07-28 | 9 | 10321.3038
2025-07-28 | 10 | 10564.9439
2025-07-28 | 11 | 10726.8756
2025-07-28 | 12 | 10839.6822
2025-07-28 | 13 | 10879.9803
2025-07-28 | 14 | 10943.9447
2025-07-28 | 15 | 10910.2267
2025-07-28 | 16 | 10930.4213
2025-07-28 | 17 | 10973.6197
2025-07-28 | 18 | 10972.6736
2025-07-28 | 19 | 10792.161
2025-07-28 | 20 | 10686.0699
2025-07-28 | 21 | 10540.3409
2025-07-28 | 22 | 10441.5098
2025-07-28 | 23 | 10182.942
2025-07-28 | 24 | 9779.8471
2025-07-29 | 1 | 9479.1186
2025-07-29 | 2 | 9296.0536
2025-07-29 | 3 | 9166.7798
2025-07-29 | 4 | 9074.7596
2025-07-29 | 5 | 9127.6339
2025-07-29 | 6 | 9115.2645
2025-07-29 | 7 | 9401.693
2025-07-29 | 8 | 9875.8031
2025-07-29 | 9 | 10185.755
2025-07-29 | 10 | 10412.0351
2025-07-29 | 11 | 10613.8766
2025-07-29 | 12 | 10736.739
2025-07-29 | 13 | 10757.2132
2025-07-29 | 14 | 10834.426
2025-07-29 | 15 | 10853.4184
2025-07-29 | 16 | 10901.5019
2025-07-29 | 17 | 10974.2409
2025-07-29 | 18 | 10958.4029
2025-07-29 | 19 | 10801.4185
2025-07-29 | 20 | 10707.2115
2025-07-29 | 21 | 10572.5033
2025-07-29 | 22 | 10393.9332
2025-07-29 | 23 | 10079.7249
2025-07-29 | 24 | 9667.5926
2025-07-30 | 1 | 9408.7236
2025-07-30 | 2 | 9218.8508
2025-07-30 | 3 | 9126.5521
2025-07-30 | 4 | 9086.1495
2025-07-30 | 5 | 9116.7467
2025-07-30 | 6 | 9208.3642
2025-07-30 | 7 | 9541.8161
2025-07-30 | 8 | 9889.9261
2025-07-30 | 9 | 10240.935
2025-07-30 | 10 | 10485.4264
2025-07-30 | 11 | 10679.1586
2025-07-30 | 12 | 10908.0264
2025-07-30 | 13 | 10911.4681
2025-07-30 | 14 | 11020.4398
2025-07-30 | 15 | 11116.7047
2025-07-30 | 16 | 11226.4884
2025-07-30 | 17 | 11264.6397
2025-07-30 | 18 | 11208.5443
2025-07-30 | 19 | 10955.0856
2025-07-30 | 20 | 10852.2794
2025-07-30 | 21 | 10712.7834
2025-07-30 | 22 | 10636.6815
2025-07-30 | 23 | 10282.126
2025-07-30 | 24 | 9961.5207
2025-07-31 | 1 | 9639.8033
2025-07-31 | 2 | 9422.6533
2025-07-31 | 3 | 9301.2224
2025-07-31 | 4 | 9228.7253
2025-07-31 | 5 | 9246.7511
2025-07-31 | 6 | 9342.2946
2025-07-31 | 7 | 9636.7341
2025-07-31 | 8 | 10009.7756
2025-07-31 | 9 | 10323.988
2025-07-31 | 10 | 10601.7543
2025-07-31 | 11 | 10810.0114
2025-07-31 | 12 | 10959.8762
2025-07-31 | 13 | 11026.7962
2025-07-31 | 14 | 11094.3396
2025-07-31 | 15 | 11130.2852
2025-07-31 | 16 | 11233.7411
2025-07-31 | 17 | 11277.1289
2025-07-31 | 18 | 11210.7899
2025-07-31 | 19 | 11010.9058
2025-07-31 | 20 | 10904.436
2025-07-31 | 21 | 10770.7582
2025-07-31 | 22 | 10590.3144
2025-07-31 | 23 | 10321.3764
2025-07-31 | 24 | 9930.2543
2025-08-01 | 1 | 9662.0527
2025-08-01 | 2 | 9341.7057
2025-08-01 | 3 | 9181.8457
2025-08-01 | 4 | 9110.8872
2025-08-01 | 5 | 9169.3743
2025-08-01 | 6 | 9269.3035
2025-08-01 | 7 | 9548.4185
2025-08-01 | 8 | 9909.7326
2025-08-01 | 9 | 10267.3874
2025-08-01 | 10 | 10555.2003
2025-08-01 | 11 | 10762.4435
2025-08-01 | 12 | 10954.2489
2025-08-01 | 13 | 11073.7526
2025-08-01 | 14 | 11229.8227
2025-08-01 | 15 | 11298.6823
2025-08-01 | 16 | 11372.0829
2025-08-01 | 17 | 11421.7095
2025-08-01 | 18 | 11304.62
2025-08-01 | 19 | 11100.6421
2025-08-01 | 20 | 11000.6148
2025-08-01 | 21 | 10803.9083
2025-08-01 | 22 | 10660.4698
2025-08-01 | 23 | 10437.9162
2025-08-01 | 24 | 10100.7907
2025-08-02 | 1 | 9782.7226
2025-08-02 | 2 | 9469.7317
2025-08-02 | 3 | 9291.6976
2025-08-02 | 4 | 9240.741
2025-08-02 | 5 | 9218.0934
2025-08-02 | 6 | 9166.1098
2025-08-02 | 7 | 9281.6298
2025-08-02 | 8 | 9434.8234
2025-08-02 | 9 | 9719.7431
2025-08-02 | 10 | 10058.1481
2025-08-02 | 11 | 10289.8242
2025-08-02 | 12 | 10425.2289
2025-08-02 | 13 | 10500.0039
2025-08-02 | 14 | 10550.5105
2025-08-02 | 15 | 10525.0767
2025-08-02 | 16 | 10528.0886
2025-08-02 | 17 | 10546.7503
2025-08-02 | 18 | 10548.5951
2025-08-02 | 19 | 10429.93
2025-08-02 | 20 | 10323.472
2025-08-02 | 21 | 10168.6312
2025-08-02 | 22 | 10123.5188
2025-08-02 | 23 | 9892.9097
2025-08-02 | 24 | 9641.2222
2025-08-03 | 1 | 9388.5499
2025-08-03 | 2 | 9194.981
2025-08-03 | 3 | 9057.9368
2025-08-03 | 4 | 8992.4749
2025-08-03 | 5 | 8974.244
2025-08-03 | 6 | 8963.6021
2025-08-03 | 7 | 9073.7387
2025-08-03 | 8 | 9158.4503
2025-08-03 | 9 | 9349.213
2025-08-03 | 10 | 9679.4041
2025-08-03 | 11 | 9900.3896
2025-08-03 | 12 | 10059.3712
2025-08-03 | 13 | 10101.498
2025-08-03 | 14 | 10131.0747
2025-08-03 | 15 | 10157.1168
2025-08-03 | 16 | 10256.8578
2025-08-03 | 17 | 10295.9468
2025-08-03 | 18 | 10404.5824
2025-08-03 | 19 | 10360.3617
2025-08-03 | 20 | 10312.6919
2025-08-03 | 21 | 10184.0325
2025-08-03 | 22 | 10152.7915
2025-08-03 | 23 | 9901.2081
2025-08-03 | 24 | 9600.8537
2025-08-04 | 1 | 9365.0409
2025-08-04 | 2 | 9265.3579
2025-08-04 | 3 | 9131.23
2025-08-04 | 4 | 9068.3371
2025-08-04 | 5 | 9104.5142
2025-08-04 | 6 | 9101.2965
2025-08-04 | 7 | 9264.4563
2025-08-04 | 8 | 9353.6199
2025-08-04 | 9 | 9591.0228
2025-08-04 | 10 | 9801.1273
2025-08-04 | 11 | 9954.3572
2025-08-04 | 12 | 10025.3217
2025-08-04 | 13 | 10043.576
2025-08-04 | 14 | 10056.6953
2025-08-04 | 15 | 10070.5102
2025-08-04 | 16 | 10086.8814
2025-08-04 | 17 | 10159.9345
2025-08-04 | 18 | 10212.2425
2025-08-04 | 19 | 10135.6174
2025-08-04 | 20 | 10001.6053
2025-08-04 | 21 | 9965.2944
2025-08-04 | 22 | 9976.9654
2025-08-04 | 23 | 9844.9732
2025-08-04 | 24 | 9576.8954
2025-08-05 | 1 | 9327.9139
2025-08-05 | 2 | 9117.9951
2025-08-05 | 3 | 9009.999
2025-08-05 | 4 | 8999.265
2025-08-05 | 5 | 9025.8435
2025-08-05 | 6 | 9100.4744
2025-08-05 | 7 | 9406.6135
2025-08-05 | 8 | 9809.7648
2025-08-05 | 9 | 10121.8066
2025-08-05 | 10 | 10283.6967
2025-08-05 | 11 | 10358.3526
2025-08-05 | 12 | 10451.3574
2025-08-05 | 13 | 10521.024
2025-08-05 | 14 | 10604.4547
2025-08-05 | 15 | 10713.0128
2025-08-05 | 16 | 10898.2851
2025-08-05 | 17 | 10901.5415
2025-08-05 | 18 | 10730.3556
2025-08-05 | 19 | 10575.434
2025-08-05 | 20 | 10477.3436
2025-08-05 | 21 | 10452.5558
2025-08-05 | 22 | 10442.6498
2025-08-05 | 23 | 10226.3402
2025-08-05 | 24 | 9862.5953
2025-08-06 | 1 | 9536.1451
2025-08-06 | 2 | 9316.3396
2025-08-06 | 3 | 9188.9572
2025-08-06 | 4 | 9116.3805
2025-08-06 | 5 | 9147.44
2025-08-06 | 6 | 9224.6685
2025-08-06 | 7 | 9549.9297
2025-08-06 | 8 | 9906.5302
2025-08-06 | 9 | 10281.5934
2025-08-06 | 10 | 10443.3018
2025-08-06 | 11 | 10570.91
2025-08-06 | 12 | 10649.1943
2025-08-06 | 13 | 10684.2359
2025-08-06 | 14 | 10717.7488
2025-08-06 | 15 | 10834.0562
2025-08-06 | 16 | 10933.274
2025-08-06 | 17 | 10868.0054
2025-08-06 | 18 | 10882.7726
2025-08-06 | 19 | 10747.4461
2025-08-06 | 20 | 10580.0204
2025-08-06 | 21 | 10483.671
2025-08-06 | 22 | 10494.9365
2025-08-06 | 23 | 10194.8628
2025-08-06 | 24 | 9776.051
2025-08-07 | 1 | 9475.6785
2025-08-07 | 2 | 9319.5388
2025-08-07 | 3 | 9213.5197
2025-08-07 | 4 | 9165.7262
2025-08-07 | 5 | 9185.6584
2025-08-07 | 6 | 9314.3066
2025-08-07 | 7 | 9622.523
2025-08-07 | 8 | 9948.1603
2025-08-07 | 9 | 10242.1691
2025-08-07 | 10 | 10439.6582
2025-08-07 | 11 | 10557.4458
2025-08-07 | 12 | 10610.2484
2025-08-07 | 13 | 10680.9245
2025-08-07 | 14 | 10696.0773
2025-08-07 | 15 | 10721.2941
2025-08-07 | 16 | 10750.7017
2025-08-07 | 17 | 10731.8229
2025-08-07 | 18 | 10746.1458
2025-08-07 | 19 | 10515.1869
2025-08-07 | 20 | 10345.751
2025-08-07 | 21 | 10240.8138
2025-08-07 | 22 | 10254.9683
2025-08-07 | 23 | 10003.8837
2025-08-07 | 24 | 9669.2122
2025-08-08 | 1 | 9422.8185
2025-08-08 | 2 | 9239.7677
2025-08-08 | 3 | 9121.6662
2025-08-08 | 4 | 9062.7343
2025-08-08 | 5 | 9092.4963
2025-08-08 | 6 | 9229.8207
2025-08-08 | 7 | 9561.0694
2025-08-08 | 8 | 9848.6115
2025-08-08 | 9 | 10175.5503
2025-08-08 | 10 | 10377.9794
2025-08-08 | 11 | 10506.0443
2025-08-08 | 12 | 10580.7703
2025-08-08 | 13 | 10596.3845
2025-08-08 | 14 | 10573.5172
2025-08-08 | 15 | 10592.231
2025-08-08 | 16 | 10633.1456
2025-08-08 | 17 | 10795.1878
2025-08-08 | 18 | 10672.2156
2025-08-08 | 19 | 10580.0639
2025-08-08 | 20 | 10421.3167
2025-08-08 | 21 | 10369.8625
2025-08-08 | 22 | 10359.5363
2025-08-08 | 23 | 10089.0662
2025-08-08 | 24 | 9792.637
2025-08-09 | 1 | 9505.8949
2025-08-09 | 2 | 9294.9256
2025-08-09 | 3 | 9156.0165
2025-08-09 | 4 | 9097.6421
2025-08-09 | 5 | 9082.2804
2025-08-09 | 6 | 9078.974
2025-08-09 | 7 | 9235.601
2025-08-09 | 8 | 9289.4153
2025-08-09 | 9 | 9592.9283
2025-08-09 | 10 | 9917.6344
2025-08-09 | 11 | 10210.3292
2025-08-09 | 12 | 10302.2125
2025-08-09 | 13 | 10394.8171
2025-08-09 | 14 | 10577.2652
2025-08-09 | 15 | 10407.7535
2025-08-09 | 16 | 10440.1915
2025-08-09 | 17 | 10531.2318
2025-08-09 | 18 | 10553.7795
2025-08-09 | 19 | 10427.7507
2025-08-09 | 20 | 10380.3047
2025-08-09 | 21 | 10223.6308
2025-08-09 | 22 | 10249.118
2025-08-09 | 23 | 10125.1303
2025-08-09 | 24 | 9804.3155
2025-08-10 | 1 | 9606.8892
2025-08-10 | 2 | 9368.912
2025-08-10 | 3 | 9233.827
2025-08-10 | 4 | 9153.1933
2025-08-10 | 5 | 9115.8225
2025-08-10 | 6 | 9126.2029
2025-08-10 | 7 | 9180.0173
2025-08-10 | 8 | 9217.662
2025-08-10 | 9 | 9437.3708
2025-08-10 | 10 | 9693.1364
2025-08-10 | 11 | 9885.4917
2025-08-10 | 12 | 10049.6471
2025-08-10 | 13 | 10161.7374
2025-08-10 | 14 | 10201.8586
2025-08-10 | 15 | 10235.1357
2025-08-10 | 16 | 10332.0469
2025-08-10 | 17 | 10436.753
2025-08-10 | 18 | 10510.0889
2025-08-10 | 19 | 10398.5624
2025-08-10 | 20 | 10325.5325
2025-08-10 | 21 | 10222.4243
2025-08-10 | 22 | 10204.7473
2025-08-10 | 23 | 9957.6802
2025-08-10 | 24 | 9670.9483
2025-08-11 | 1 | 9472.3835
2025-08-11 | 2 | 9298.3969
2025-08-11 | 3 | 9169.0032
2025-08-11 | 4 | 9113.0255
2025-08-11 | 5 | 9134.973
2025-08-11 | 6 | 9262.7771
2025-08-11 | 7 | 9585.6692
2025-08-11 | 8 | 9897.3822
2025-08-11 | 9 | 10198.9693
2025-08-11 | 10 | 10367.3269
2025-08-11 | 11 | 10456.2795
2025-08-11 | 12 | 10515.046
2025-08-11 | 13 | 10517.4259
2025-08-11 | 14 | 10562.6608
2025-08-11 | 15 | 10581.4772
2025-08-11 | 16 | 10623.1929
2025-08-11 | 17 | 10694.0236
2025-08-11 | 18 | 10738.0854
2025-08-11 | 19 | 10570.966
2025-08-11 | 20 | 10466.2081
2025-08-11 | 21 | 10351.6378
2025-08-11 | 22 | 10369.1678
2025-08-11 | 23 | 10056.7921
2025-08-11 | 24 | 9692.9655
2025-08-12 | 1 | 9393.7808
2025-08-12 | 2 | 9177.1091
2025-08-12 | 3 | 9075.1187
2025-08-12 | 4 | 9020.4014
2025-08-12 | 5 | 9066.6745
2025-08-12 | 6 | 9197.1563
2025-08-12 | 7 | 9504.6479
2025-08-12 | 8 | 9824.3913
2025-08-12 | 9 | 10134.5368
2025-08-12 | 10 | 10318.9205
2025-08-12 | 11 | 10403.581
2025-08-12 | 12 | 10455.0378
2025-08-12 | 13 | 10487.5037
2025-08-12 | 14 | 10583.5246
2025-08-12 | 15 | 10647.0313
2025-08-12 | 16 | 10696.1025
2025-08-12 | 17 | 10730.1058
2025-08-12 | 18 | 10794.6964
2025-08-12 | 19 | 10549.9163
2025-08-12 | 20 | 10495.8591
2025-08-12 | 21 | 10391.9984
2025-08-12 | 22 | 10345.5611
2025-08-12 | 23 | 10099.775
2025-08-12 | 24 | 9734.8006
2025-08-13 | 1 | 9396.1857
2025-08-13 | 2 | 9209.4466
2025-08-13 | 3 | 9108.0397
2025-08-13 | 4 | 9055.3065
2025-08-13 | 5 | 9122.4298
2025-08-13 | 6 | 9226.6533
2025-08-13 | 7 | 9536.9453
2025-08-13 | 8 | 9849.1028
2025-08-13 | 9 | 10188.2046
2025-08-13 | 10 | 10361.6586
2025-08-13 | 11 | 10551.3011
2025-08-13 | 12 | 10688.5014
2025-08-13 | 13 | 10789.5059
2025-08-13 | 14 | 10889.3327
2025-08-13 | 15 | 10831.1194
2025-08-13 | 16 | 10950.8266
2025-08-13 | 17 | 11003.1576
2025-08-13 | 18 | 11013.956
2025-08-13 | 19 | 10832.2836
2025-08-13 | 20 | 10712.1673
2025-08-13 | 21 | 10585.4666
2025-08-13 | 22 | 10546.7901
2025-08-13 | 23 | 10171.0718
2025-08-13 | 24 | 9847.208
2025-08-14 | 1 | 9477.0917
2025-08-14 | 2 | 9291.262
2025-08-14 | 3 | 9176.8754
2025-08-14 | 4 | 9094.8469
2025-08-14 | 5 | 9115.3742
2025-08-14 | 6 | 9229.9078
2025-08-14 | 7 | 9557.6989
2025-08-14 | 8 | 9868.8466
2025-08-14 | 9 | 10225.5373
2025-08-14 | 10 | 10479.7566
2025-08-14 | 11 | 10665.3229
2025-08-14 | 12 | 10801.4545
2025-08-14 | 13 | 10863.1431
2025-08-14 | 14 | 10958.3846
2025-08-14 | 15 | 10998.2587
2025-08-14 | 16 | 11078.4687
2025-08-14 | 17 | 11156.3837
2025-08-14 | 18 | 11062.6021
2025-08-14 | 19 | 10908.9219
2025-08-14 | 20 | 10804.4666
2025-08-14 | 21 | 10588.3976
2025-08-14 | 22 | 10518.4036
2025-08-14 | 23 | 10146.7605
2025-08-14 | 24 | 9775.0729
2025-08-15 | 1 | 9454.5604
2025-08-15 | 2 | 9244.7299
2025-08-15 | 3 | 9124.0499
2025-08-15 | 4 | 9077.4796
2025-08-15 | 5 | 9102.8657
2025-08-15 | 6 | 9220.8986
2025-08-15 | 7 | 9505.6266
2025-08-15 | 8 | 9862.0371
2025-08-15 | 9 | 10200.1082
2025-08-15 | 10 | 10470.7956
2025-08-15 | 11 | 10718.1018
2025-08-15 | 12 | 10909.444
2025-08-15 | 13 | 11041.958
2025-08-15 | 14 | 11158.3694
2025-08-15 | 15 | 11213.1081
2025-08-15 | 16 | 11257.9921
2025-08-15 | 17 | 11289.8865
2025-08-15 | 18 | 11284.5539
2025-08-15 | 19 | 11040.957
2025-08-15 | 20 | 10964.5186
2025-08-15 | 21 | 10722.8817
2025-08-15 | 22 | 10676.4186
2025-08-15 | 23 | 10302.0531
2025-08-15 | 24 | 9976.8952
2025-08-16 | 1 | 9690.9315
2025-08-16 | 2 | 9477.5777
2025-08-16 | 3 | 9333.3153
2025-08-16 | 4 | 9274.8737
2025-08-16 | 5 | 9257.9247
2025-08-16 | 6 | 9295.1195
2025-08-16 | 7 | 9395.6366
2025-08-16 | 8 | 9483.7754
2025-08-16 | 9 | 9800.5179
2025-08-16 | 10 | 10077.8902
2025-08-16 | 11 | 10325.5316
2025-08-16 | 12 | 10404.5325
2025-08-16 | 13 | 10320.044
2025-08-16 | 14 | 10270.3485
2025-08-16 | 15 | 10260.0945
2025-08-16 | 16 | 10384.1052
2025-08-16 | 17 | 10485.261
2025-08-16 | 18 | 10514.5054
2025-08-16 | 19 | 10420.8062
2025-08-16 | 20 | 10281.4364
2025-08-16 | 21 | 10191.3668
2025-08-16 | 22 | 10232.7424
2025-08-16 | 23 | 9957.7502
2025-08-16 | 24 | 9660.771
2025-08-17 | 1 | 9415.8786
2025-08-17 | 2 | 9249.7
2025-08-17 | 3 | 9133.2938
2025-08-17 | 4 | 9056.5542
2025-08-17 | 5 | 9041.0053
2025-08-17 | 6 | 9048.2852
2025-08-17 | 7 | 9113.1067
2025-08-17 | 8 | 9170.7758
2025-08-17 | 9 | 9411.6849
2025-08-17 | 10 | 9709.7628
2025-08-17 | 11 | 9949.0043
2025-08-17 | 12 | 10102.6427
2025-08-17 | 13 | 10172.0624
2025-08-17 | 14 | 10255.4573
2025-08-17 | 15 | 10281.3998
2025-08-17 | 16 | 10382.7899
2025-08-17 | 17 | 10479.4795
2025-08-17 | 18 | 10515.8854
2025-08-17 | 19 | 10432.6563
2025-08-17 | 20 | 10381.1765
2025-08-17 | 21 | 10261.813
2025-08-17 | 22 | 10268.0015
2025-08-17 | 23 | 9982.2627
2025-08-17 | 24 | 9606.5709
2025-08-18 | 1 | 9353.3058
2025-08-18 | 2 | 9239.644
2025-08-18 | 3 | 9136.7956
2025-08-18 | 4 | 9069.8534
2025-08-18 | 5 | 9131.7081
2025-08-18 | 6 | 9329.6055
2025-08-18 | 7 | 9599.9082
2025-08-18 | 8 | 9909.7477
2025-08-18 | 9 | 10203.82
2025-08-18 | 10 | 10423.6566
2025-08-18 | 11 | 10656.7856
2025-08-18 | 12 | 10756.4585
2025-08-18 | 13 | 10863.8686
2025-08-18 | 14 | 10967.0045
2025-08-18 | 15 | 11045.5292
2025-08-18 | 16 | 11151.3666
2025-08-18 | 17 | 11183.1569
2025-08-18 | 18 | 11184.8184
2025-08-18 | 19 | 11085.0063
2025-08-18 | 20 | 10909.3348
2025-08-18 | 21 | 10729.6715
2025-08-18 | 22 | 10535.8558
2025-08-18 | 23 | 10198.4998
2025-08-18 | 24 | 9789.2504
2025-08-19 | 1 | 9494.1417
2025-08-19 | 2 | 9270.4852
2025-08-19 | 3 | 9159.4264
2025-08-19 | 4 | 9132.1008
2025-08-19 | 5 | 9141.8579
2025-08-19 | 6 | 9308.7864
2025-08-19 | 7 | 9587.6235
2025-08-19 | 8 | 9918.8397
2025-08-19 | 9 | 10213.1974
2025-08-19 | 10 | 10426.7439
2025-08-19 | 11 | 10545.8616
2025-08-19 | 12 | 10592.6008
2025-08-19 | 13 | 10667.4865
2025-08-19 | 14 | 10654.8225
2025-08-19 | 15 | 10692.9903
2025-08-19 | 16 | 10715.2323
2025-08-19 | 17 | 10783.8863
2025-08-19 | 18 | 10749.5053
2025-08-19 | 19 | 10564.1719
2025-08-19 | 20 | 10425.3343
2025-08-19 | 21 | 10366.1475
2025-08-19 | 22 | 10398.0554
2025-08-19 | 23 | 10064.8529
2025-08-19 | 24 | 9711.9722
2025-08-20 | 1 | 9353.6826
2025-08-20 | 2 | 9179.2127
2025-08-20 | 3 | 9086.0836
2025-08-20 | 4 | 9040.8983
2025-08-20 | 5 | 9067.3011
2025-08-20 | 6 | 9231.804
2025-08-20 | 7 | 9503.8476
2025-08-20 | 8 | 9818.7531
2025-08-20 | 9 | 10119.106
2025-08-20 | 10 | 10276.8895
2025-08-20 | 11 | 10368.4037
2025-08-20 | 12 | 10426.155
2025-08-20 | 13 | 10443.3328
2025-08-20 | 14 | 10479.6148
2025-08-20 | 15 | 10511.8393
2025-08-20 | 16 | 10545.5433
2025-08-20 | 17 | 10574.8693
2025-08-20 | 18 | 10571.0256
2025-08-20 | 19 | 10437.6481
2025-08-20 | 20 | 10333.5579
2025-08-20 | 21 | 10299.1579
2025-08-20 | 22 | 10270.474
2025-08-20 | 23 | 9937.1307
2025-08-20 | 24 | 9581.0567
2025-08-21 | 1 | 9313.9726
2025-08-21 | 2 | 9178.3158
2025-08-21 | 3 | 9083.5307
2025-08-21 | 4 | 9036.0352
2025-08-21 | 5 | 9072.1212
2025-08-21 | 6 | 9228.9888
2025-08-21 | 7 | 9487.1378
2025-08-21 | 8 | 9783.1759
2025-08-21 | 9 | 10102.1817
2025-08-21 | 10 | 10314.8585
2025-08-21 | 11 | 10507.1764
2025-08-21 | 12 | 10627.0124
2025-08-21 | 13 | 10732.7618
2025-08-21 | 14 | 10780.1531
2025-08-21 | 15 | 10761.761
2025-08-21 | 16 | 10760.36
2025-08-21 | 17 | 10782.5063
2025-08-21 | 18 | 10825.4697
2025-08-21 | 19 | 10653.7853
2025-08-21 | 20 | 10514.6967
2025-08-21 | 21 | 10450.959
2025-08-21 | 22 | 10399.4185
2025-08-21 | 23 | 10048.844
2025-08-21 | 24 | 9742.9739
2025-08-22 | 1 | 9454.533
2025-08-22 | 2 | 9239.8729
2025-08-22 | 3 | 9108.7356
2025-08-22 | 4 | 9048.3815
2025-08-22 | 5 | 9080.7367
2025-08-22 | 6 | 9255.8464
2025-08-22 | 7 | 9516.8592
2025-08-22 | 8 | 9846.9047
2025-08-22 | 9 | 10189.5381
2025-08-22 | 10 | 10389.9097
2025-08-22 | 11 | 10526.071
2025-08-22 | 12 | 10616.5868
2025-08-22 | 13 | 10655.885
2025-08-22 | 14 | 10608.5604
2025-08-22 | 15 | 10754.5645
2025-08-22 | 16 | 10662.8573
2025-08-22 | 17 | 10679.7572
2025-08-22 | 18 | 10673.0014
2025-08-22 | 19 | 10518.7789
2025-08-22 | 20 | 10444.5768
2025-08-22 | 21 | 10401.6597
2025-08-22 | 22 | 10408.9435
2025-08-22 | 23 | 10110.0809
2025-08-22 | 24 | 9784.1414
2025-08-23 | 1 | 9507.9641
2025-08-23 | 2 | 9278.2547
2025-08-23 | 3 | 9188.8177
2025-08-23 | 4 | 9187.5821
2025-08-23 | 5 | 9165.2985
2025-08-23 | 6 | 9260.7594
2025-08-23 | 7 | 9281.5248
2025-08-23 | 8 | 9327.774
2025-08-23 | 9 | 9576.0147
2025-08-23 | 10 | 9816.8558
2025-08-23 | 11 | 9981.9532
2025-08-23 | 12 | 10066.3689
2025-08-23 | 13 | 10076.5204
2025-08-23 | 14 | 10096.8081
2025-08-23 | 15 | 10040.6623
2025-08-23 | 16 | 10077.7769
2025-08-23 | 17 | 10139.8285
2025-08-23 | 18 | 10171.4491
2025-08-23 | 19 | 10123.9152
2025-08-23 | 20 | 10036.3945
2025-08-23 | 21 | 9988.4513
2025-08-23 | 22 | 9945.3513
2025-08-23 | 23 | 9762.3087
2025-08-23 | 24 | 9529.4794
2025-08-24 | 1 | 9310.2112
2025-08-24 | 2 | 9160.5819
2025-08-24 | 3 | 9030.8295
2025-08-24 | 4 | 8964.0427
2025-08-24 | 5 | 8968.6244
2025-08-24 | 6 | 9036.4298
2025-08-24 | 7 | 9050.6325
2025-08-24 | 8 | 9116.6313
2025-08-24 | 9 | 9272.1771
2025-08-24 | 10 | 9521.8461
2025-08-24 | 11 | 9711.5935
2025-08-24 | 12 | 9825.1242
2025-08-24 | 13 | 9894.3889
2025-08-24 | 14 | 9975.9021
2025-08-24 | 15 | 9969.1436
2025-08-24 | 16 | 10020.3861
2025-08-24 | 17 | 10167.3539
2025-08-24 | 18 | 10175.8745
2025-08-24 | 19 | 10156.0526
2025-08-24 | 20 | 10109.1232
2025-08-24 | 21 | 10101.2557
2025-08-24 | 22 | 10059.975
2025-08-24 | 23 | 9784.0317
2025-08-24 | 24 | 9463.9015
2025-08-25 | 1 | 9196.2198
2025-08-25 | 2 | 9093.1546
2025-08-25 | 3 | 9010.6574
2025-08-25 | 4 | 8958.6831
2025-08-25 | 5 | 9025.3703
2025-08-25 | 6 | 9195.2477
2025-08-25 | 7 | 9426.312
2025-08-25 | 8 | 9806.7634
2025-08-25 | 9 | 10108.6334
2025-08-25 | 10 | 10259.0132
2025-08-25 | 11 | 10414.6631
2025-08-25 | 12 | 10448.84
2025-08-25 | 13 | 10495.1214
2025-08-25 | 14 | 10508.1048
2025-08-25 | 15 | 10526.3548
2025-08-25 | 16 | 10591.579
2025-08-25 | 17 | 10628.3575
2025-08-25 | 18 | 10638.5471
2025-08-25 | 19 | 10515.3442
2025-08-25 | 20 | 10401.136
2025-08-25 | 21 | 10331.8697
2025-08-25 | 22 | 10227.9701
2025-08-25 | 23 | 9875.7314
2025-08-25 | 24 | 9593.9666
2025-08-26 | 1 | 9290.7659
2025-08-26 | 2 | 9106.9268
2025-08-26 | 3 | 9001.5697
2025-08-26 | 4 | 9004.9598
2025-08-26 | 5 | 9039.76
2025-08-26 | 6 | 9172.2433
2025-08-26 | 7 | 9416.8764
2025-08-26 | 8 | 9785.2777
2025-08-26 | 9 | 10079.7685
2025-08-26 | 10 | 10219.208
2025-08-26 | 11 | 10326.0989
2025-08-26 | 12 | 10391.0579
2025-08-26 | 13 | 10429.6309
2025-08-26 | 14 | 10500.5434
2025-08-26 | 15 | 10534.2674
2025-08-26 | 16 | 10701.6643
2025-08-26 | 17 | 10823.071
2025-08-26 | 18 | 10803.9435
2025-08-26 | 19 | 10612.8894
2025-08-26 | 20 | 10515.407
2025-08-26 | 21 | 10455.9576
2025-08-26 | 22 | 10369.3556
2025-08-26 | 23 | 10087.6522
2025-08-26 | 24 | 9669.3771
2025-08-27 | 1 | 9418.4827
2025-08-27 | 2 | 9204.8759
2025-08-27 | 3 | 9075.8061
2025-08-27 | 4 | 9008.0447
2025-08-27 | 5 | 9024.0643
2025-08-27 | 6 | 9191.6994
2025-08-27 | 7 | 9412.1482
2025-08-27 | 8 | 9750.5755
2025-08-27 | 9 | 10044.1089
2025-08-27 | 10 | 10252.3452
2025-08-27 | 11 | 10378.9526
2025-08-27 | 12 | 10476.9992
2025-08-27 | 13 | 10452.244
2025-08-27 | 14 | 10493.2726
2025-08-27 | 15 | 10509.5467
2025-08-27 | 16 | 10562.3512
2025-08-27 | 17 | 10519.9966
2025-08-27 | 18 | 10451.7121
2025-08-27 | 19 | 10355.7176
2025-08-27 | 20 | 10244.3342
2025-08-27 | 21 | 10245.5064
2025-08-27 | 22 | 10207.406
2025-08-27 | 23 | 9861.16
2025-08-27 | 24 | 9519.123
2025-08-28 | 1 | 9239.043
2025-08-28 | 2 | 9092.8895
2025-08-28 | 3 | 9024.4628
2025-08-28 | 4 | 8982.5329
2025-08-28 | 5 | 9014.3433
2025-08-28 | 6 | 9181.6764
2025-08-28 | 7 | 9395.6536
2025-08-28 | 8 | 9720.4782
2025-08-28 | 9 | 9995.512
2025-08-28 | 10 | 10150.775
2025-08-28 | 11 | 10222.2975
2025-08-28 | 12 | 10254.3881
2025-08-28 | 13 | 10245.3189
2025-08-28 | 14 | 10255.3545
2025-08-28 | 15 | 10250.134
2025-08-28 | 16 | 10246.1509
2025-08-28 | 17 | 10281.1969
2025-08-28 | 18 | 10259.6849
2025-08-28 | 19 | 10125.9549
2025-08-28 | 20 | 10100.9669
2025-08-28 | 21 | 10171.329
2025-08-28 | 22 | 10086.385
2025-08-28 | 23 | 9816.3025
2025-08-28 | 24 | 9488.0415
2025-08-29 | 1 | 9213.6193
2025-08-29 | 2 | 9026.5178
2025-08-29 | 3 | 8914.0291
2025-08-29 | 4 | 8892.2244
2025-08-29 | 5 | 8920.9713
2025-08-29 | 6 | 9080.6027
2025-08-29 | 7 | 9288.424
2025-08-29 | 8 | 9682.271
2025-08-29 | 9 | 9961.4582
2025-08-29 | 10 | 10128.6507
2025-08-29 | 11 | 10236.6337
2025-08-29 | 12 | 10286.0343
2025-08-29 | 13 | 10325.5247
2025-08-29 | 14 | 10323.397
2025-08-29 | 15 | 10357.0189
2025-08-29 | 16 | 10346.7656
2025-08-29 | 17 | 10408.7622
2025-08-29 | 18 | 10395.4264
2025-08-29 | 19 | 10246.1064
2025-08-29 | 20 | 10179.4109
2025-08-29 | 21 | 10185.8786
2025-08-29 | 22 | 10095.5422
2025-08-29 | 23 | 9778.7056
2025-08-29 | 24 | 9458.8279
2025-08-30 | 1 | 9192.2666
2025-08-30 | 2 | 9040.2948
2025-08-30 | 3 | 8928.1207
2025-08-30 | 4 | 8874.3544
2025-08-30 | 5 | 8851.3438
2025-08-30 | 6 | 8932.7611
2025-08-30 | 7 | 8933.1567
2025-08-30 | 8 | 9089.8462
2025-08-30 | 9 | 9302.7249
2025-08-30 | 10 | 9597.8494
2025-08-30 | 11 | 9818.3939
2025-08-30 | 12 | 9957.9737
2025-08-30 | 13 | 10049.4026
2025-08-30 | 14 | 10149.2976
2025-08-30 | 15 | 10134.9059
2025-08-30 | 16 | 10174.744
2025-08-30 | 17 | 10242.3406
2025-08-30 | 18 | 10272.3903
2025-08-30 | 19 | 10142.9372
2025-08-30 | 20 | 10070.8677
2025-08-30 | 21 | 10026.5415
2025-08-30 | 22 | 9938.6748
2025-08-30 | 23 | 9664.4049
2025-08-30 | 24 | 9370.8788
2025-08-31 | 1 | 9135.6363
2025-08-31 | 2 | 9029.6682
2025-08-31 | 3 | 8928.9351
2025-08-31 | 4 | 8865.7066
2025-08-31 | 5 | 8858.5845
2025-08-31 | 6 | 8936.1186
2025-08-31 | 7 | 8970.1102
2025-08-31 | 8 | 9125.2735
2025-08-31 | 9 | 9364.4566
2025-08-31 | 10 | 9706.0352
2025-08-31 | 11 | 9955.6085
2025-08-31 | 12 | 10090.921
2025-08-31 | 13 | 10165.1863
2025-08-31 | 14 | 10228.8218
2025-08-31 | 15 | 10268.2107
2025-08-31 | 16 | 10307.6181
2025-08-31 | 17 | 10369.8556
2025-08-31 | 18 | 10356.714
2025-08-31 | 19 | 10241.6139
2025-08-31 | 20 | 10070.7484
2025-08-31 | 21 | 10077.7477
2025-08-31 | 22 | 10017.2224
2025-08-31 | 23 | 9786.7495
2025-08-31 | 24 | 9490.4761
2025-09-01 | 1 | 9234.0746
2025-09-01 | 2 | 9103.5403
2025-09-01 | 3 | 9005.0443
2025-09-01 | 4 | 8931.7281
2025-09-01 | 5 | 8934.0877
2025-09-01 | 6 | 9016.1338
2025-09-01 | 7 | 9006.0585
2025-09-01 | 8 | 9156.0929
2025-09-01 | 9 | 9383.4004
2025-09-01 | 10 | 9628.1095
2025-09-01 | 11 | 9790.8287
2025-09-01 | 12 | 9920.594
2025-09-01 | 13 | 9940.4167
2025-09-01 | 14 | 9920.7699
2025-09-01 | 15 | 9884.3251
2025-09-01 | 16 | 9890.5844
2025-09-01 | 17 | 9913.4355
2025-09-01 | 18 | 9957.7091
2025-09-01 | 19 | 9843.4305
2025-09-01 | 20 | 9793.6442
2025-09-01 | 21 | 9882.1741
2025-09-01 | 22 | 9790.6806
2025-09-01 | 23 | 9592.0222
2025-09-01 | 24 | 9340.0785
2025-09-02 | 1 | 9121.49
2025-09-02 | 2 | 9012.7892
2025-09-02 | 3 | 8911.77
2025-09-02 | 4 | 8865.145
2025-09-02 | 5 | 8864.7684
2025-09-02 | 6 | 9035.218
2025-09-02 | 7 | 9222.0496
2025-09-02 | 8 | 9657.3437
2025-09-02 | 9 | 9923.7789
2025-09-02 | 10 | 10060.8335
2025-09-02 | 11 | 10184.7323
2025-09-02 | 12 | 10215.2043
2025-09-02 | 13 | 10208.6228
2025-09-02 | 14 | 10260.4446
2025-09-02 | 15 | 10297.8162
2025-09-02 | 16 | 10323.856
2025-09-02 | 17 | 10349.7245
2025-09-02 | 18 | 10365.033
2025-09-02 | 19 | 10277.6775
2025-09-02 | 20 | 10158.1641
2025-09-02 | 21 | 10128.98
2025-09-02 | 22 | 10040.95
2025-09-02 | 23 | 9772.4397
2025-09-02 | 24 | 9414.3258
2025-09-03 | 1 | 9183.2047
2025-09-03 | 2 | 8979.5405
2025-09-03 | 3 | 8895.6473
2025-09-03 | 4 | 8863.7077
2025-09-03 | 5 | 8897.3949
2025-09-03 | 6 | 9031.1884
2025-09-03 | 7 | 9228.6157
2025-09-03 | 8 | 9665.9533
2025-09-03 | 9 | 9964.486
2025-09-03 | 10 | 10144.4527
2025-09-03 | 11 | 10240.2623
2025-09-03 | 12 | 10423.5436
2025-09-03 | 13 | 10577.4413
2025-09-03 | 14 | 10666.9035
2025-09-03 | 15 | 10745.802
2025-09-03 | 16 | 10846.7241
2025-09-03 | 17 | 10998.8471
2025-09-03 | 18 | 10960.6333
2025-09-03 | 19 | 10836.4912
2025-09-03 | 20 | 10618.1235
2025-09-03 | 21 | 10456.6409
2025-09-03 | 22 | 10275.684
2025-09-03 | 23 | 9942.6935
2025-09-03 | 24 | 9579.3915
2025-09-04 | 1 | 9285.7208
2025-09-04 | 2 | 9116.9495
2025-09-04 | 3 | 9017.3928
2025-09-04 | 4 | 8964.7336
2025-09-04 | 5 | 8995.4929
2025-09-04 | 6 | 9170.1236
2025-09-04 | 7 | 9367.4304
2025-09-04 | 8 | 9767.2939
2025-09-04 | 9 | 10075.3382
2025-09-04 | 10 | 10263.3108
2025-09-04 | 11 | 10426.4253
2025-09-04 | 12 | 10446.918
2025-09-04 | 13 | 10450.6434
2025-09-04 | 14 | 10509.6615
2025-09-04 | 15 | 10561.3595
2025-09-04 | 16 | 10601.6272
2025-09-04 | 17 | 10590.4467
2025-09-04 | 18 | 10566.2074
2025-09-04 | 19 | 10346.6715
2025-09-04 | 20 | 10224.855
2025-09-04 | 21 | 10230.2924
2025-09-04 | 22 | 10068.503
2025-09-04 | 23 | 9809.408
2025-09-04 | 24 | 9518.4351
2025-09-05 | 1 | 9211.3758
2025-09-05 | 2 | 9024.1624
2025-09-05 | 3 | 8918.233
2025-09-05 | 4 | 8867.8555
2025-09-05 | 5 | 8932.6091
2025-09-05 | 6 | 9104.6814
2025-09-05 | 7 | 9273.1423
2025-09-05 | 8 | 9655.3149
2025-09-05 | 9 | 9937.7275
2025-09-05 | 10 | 10133.4675
2025-09-05 | 11 | 10243.4063
2025-09-05 | 12 | 10370.3712
2025-09-05 | 13 | 10428.5755
2025-09-05 | 14 | 10516.9888
2025-09-05 | 15 | 10514.7028
2025-09-05 | 16 | 10547.7783
2025-09-05 | 17 | 10577.3529
2025-09-05 | 18 | 10508.6041
2025-09-05 | 19 | 10346.9394
2025-09-05 | 20 | 10235.7489
2025-09-05 | 21 | 10240.0691
2025-09-05 | 22 | 10106.6528
2025-09-05 | 23 | 9826.6794
2025-09-05 | 24 | 9477.4746
2025-09-06 | 1 | 9210.769
2025-09-06 | 2 | 9047.5498
2025-09-06 | 3 | 8882.7807
2025-09-06 | 4 | 8792.5176
2025-09-06 | 5 | 8787.7311
2025-09-06 | 6 | 8876.7393
2025-09-06 | 7 | 8833.5838
2025-09-06 | 8 | 9034.7449
2025-09-06 | 9 | 9252.4142
2025-09-06 | 10 | 9544.1278
2025-09-06 | 11 | 9797.7082
2025-09-06 | 12 | 10002.5213
2025-09-06 | 13 | 10098.4432
2025-09-06 | 14 | 10140.5652
2025-09-06 | 15 | 10168.2008
2025-09-06 | 16 | 10267.4222
2025-09-06 | 17 | 10283.8393
2025-09-06 | 18 | 10323.7365
2025-09-06 | 19 | 10207.5727
2025-09-06 | 20 | 10042.0653
2025-09-06 | 21 | 9959.9098
2025-09-06 | 22 | 9832.5082
2025-09-06 | 23 | 9645.1003
2025-09-06 | 24 | 9356.498
2025-09-07 | 1 | 9090.2757
2025-09-07 | 2 | 8930.836
2025-09-07 | 3 | 8858.9522
2025-09-07 | 4 | 8781.3143
2025-09-07 | 5 | 8787.5061
2025-09-07 | 6 | 8861.0997
2025-09-07 | 7 | 8839.1235
2025-09-07 | 8 | 8986.5328
2025-09-07 | 9 | 9122.0649
2025-09-07 | 10 | 9430.9994
2025-09-07 | 11 | 9696.7806
2025-09-07 | 12 | 9938.2358
2025-09-07 | 13 | 10134.7072
2025-09-07 | 14 | 10327.7479
2025-09-07 | 15 | 10426.5442
2025-09-07 | 16 | 10487.6587
2025-09-07 | 17 | 10607.2878
2025-09-07 | 18 | 10556.3753
2025-09-07 | 19 | 10334.6539
2025-09-07 | 20 | 10170.0656
2025-09-07 | 21 | 10175.8302
2025-09-07 | 22 | 10083.1291
2025-09-07 | 23 | 9832.2731
2025-09-07 | 24 | 9446.2711
2025-09-08 | 1 | 9194.3348
2025-09-08 | 2 | 9038.0862
2025-09-08 | 3 | 8921.4791
2025-09-08 | 4 | 8873.0616
2025-09-08 | 5 | 8947.3383
2025-09-08 | 6 | 9100.7248
2025-09-08 | 7 | 9339.5757
2025-09-08 | 8 | 9766.0101
2025-09-08 | 9 | 9982.1244
2025-09-08 | 10 | 10108.098
2025-09-08 | 11 | 10196.2815
2025-09-08 | 12 | 10272.8062
2025-09-08 | 13 | 10327.2018
2025-09-08 | 14 | 10309.7943
2025-09-08 | 15 | 10241.172
2025-09-08 | 16 | 10284.9722
2025-09-08 | 17 | 10254.358
2025-09-08 | 18 | 10253.3949
2025-09-08 | 19 | 10096.3908
2025-09-08 | 20 | 9958.4114
2025-09-08 | 21 | 10070.9014
2025-09-08 | 22 | 9921.0534
2025-09-08 | 23 | 9611.2433
2025-09-08 | 24 | 9301.5753
2025-09-09 | 1 | 9061.1993
2025-09-09 | 2 | 8875.8988
2025-09-09 | 3 | 8757.6506
2025-09-09 | 4 | 8725.553
2025-09-09 | 5 | 8756.4883
2025-09-09 | 6 | 8919.7564
2025-09-09 | 7 | 9161.8637
2025-09-09 | 8 | 9554.6593
2025-09-09 | 9 | 9794.6343
2025-09-09 | 10 | 9928.9855
2025-09-09 | 11 | 9975.1393
2025-09-09 | 12 | 9987.9885
2025-09-09 | 13 | 9961.7609
2025-09-09 | 14 | 9952.4912
2025-09-09 | 15 | 9983.9541
2025-09-09 | 16 | 10015.2834
2025-09-09 | 17 | 10090.5742
2025-09-09 | 18 | 10087.4709
2025-09-09 | 19 | 9971.6602
2025-09-09 | 20 | 9922.2485
2025-09-09 | 21 | 10068.348
2025-09-09 | 22 | 9920.8166
2025-09-09 | 23 | 9638.6756
2025-09-09 | 24 | 9285.2907
2025-09-10 | 1 | 9020.6598
2025-09-10 | 2 | 8833.7048
2025-09-10 | 3 | 8721.7784
2025-09-10 | 4 | 8653.2931
2025-09-10 | 5 | 8687.2706
2025-09-10 | 6 | 8874.0502
2025-09-10 | 7 | 9090.2907
2025-09-10 | 8 | 9522.8454
2025-09-10 | 9 | 9767.9475
2025-09-10 | 10 | 9898.0464
2025-09-10 | 11 | 9965.13
2025-09-10 | 12 | 9955.5442
2025-09-10 | 13 | 10070.7469
2025-09-10 | 14 | 10125.2633
2025-09-10 | 15 | 10008.2278
2025-09-10 | 16 | 10066.163
2025-09-10 | 17 | 10093.3157
2025-09-10 | 18 | 10182.2265
2025-09-10 | 19 | 10057.6897
2025-09-10 | 20 | 9927.6936
2025-09-10 | 21 | 10056.4885
2025-09-10 | 22 | 9905.5665
2025-09-10 | 23 | 9599.5467
2025-09-10 | 24 | 9268.1559
2025-09-11 | 1 | 9015.4444
2025-09-11 | 2 | 8880.0652
2025-09-11 | 3 | 8785.243
2025-09-11 | 4 | 8751.1002
2025-09-11 | 5 | 8748.8384
2025-09-11 | 6 | 8910.4996
2025-09-11 | 7 | 9234.6198
2025-09-11 | 8 | 9660.6955
2025-09-11 | 9 | 9803.7148
2025-09-11 | 10 | 9947.5761
2025-09-11 | 11 | 10032.8559
2025-09-11 | 12 | 10080.478
2025-09-11 | 13 | 10134.4032
2025-09-11 | 14 | 10148.1329
2025-09-11 | 15 | 10108.4549
2025-09-11 | 16 | 10108.2268
2025-09-11 | 17 | 10103.8652
2025-09-11 | 18 | 10045.5953
2025-09-11 | 19 | 9876.5735
2025-09-11 | 20 | 9823.8054
2025-09-11 | 21 | 9961.4288
2025-09-11 | 22 | 9820.6382
2025-09-11 | 23 | 9549.9806
2025-09-11 | 24 | 9264.4811
2025-09-12 | 1 | 9019.9675
2025-09-12 | 2 | 8861.8332
2025-09-12 | 3 | 8769.6738
2025-09-12 | 4 | 8730.6395
2025-09-12 | 5 | 8796.0625
2025-09-12 | 6 | 8954.6447
2025-09-12 | 7 | 9241.4065
2025-09-12 | 8 | 9699.8514
2025-09-12 | 9 | 9806.12
2025-09-12 | 10 | 9932.219
2025-09-12 | 11 | 9951.9416
2025-09-12 | 12 | 9948.278
2025-09-12 | 13 | 9928.1214
2025-09-12 | 14 | 9922.4943
2025-09-12 | 15 | 9906.6748
2025-09-12 | 16 | 9894.9439
2025-09-12 | 17 | 9905.8001
2025-09-12 | 18 | 9923.4968
2025-09-12 | 19 | 9878.313
2025-09-12 | 20 | 9838.4069
2025-09-12 | 21 | 9986.0922
2025-09-12 | 22 | 9839.2859
2025-09-12 | 23 | 9563.9921
2025-09-12 | 24 | 9260.281
2025-09-13 | 1 | 9005.2707
2025-09-13 | 2 | 8835.5914
2025-09-13 | 3 | 8749.1652
2025-09-13 | 4 | 8712.1348
2025-09-13 | 5 | 8694.1563
2025-09-13 | 6 | 8782.1151
2025-09-13 | 7 | 8885.1774
2025-09-13 | 8 | 9092.3294
2025-09-13 | 9 | 9176.2981
2025-09-13 | 10 | 9377.7032
2025-09-13 | 11 | 9467.3564
2025-09-13 | 12 | 9495.8614
2025-09-13 | 13 | 9571.2018
2025-09-13 | 14 | 9542.8029
2025-09-13 | 15 | 9541.2165
2025-09-13 | 16 | 9610.4441
2025-09-13 | 17 | 9713.736
2025-09-13 | 18 | 9744.8108
2025-09-13 | 19 | 9655.8252
2025-09-13 | 20 | 9583.1629
2025-09-13 | 21 | 9760.4001
2025-09-13 | 22 | 9655.6649
2025-09-13 | 23 | 9435.2594
2025-09-13 | 24 | 9184.3246
2025-09-14 | 1 | 8955.7953
2025-09-14 | 2 | 8790.3516
2025-09-14 | 3 | 8681.8521
2025-09-14 | 4 | 8626.3035
2025-09-14 | 5 | 8622.2917
2025-09-14 | 6 | 8705.2646
2025-09-14 | 7 | 8792.8436
2025-09-14 | 8 | 8886.8165
2025-09-14 | 9 | 8948.3544
2025-09-14 | 10 | 9184.9341
2025-09-14 | 11 | 9369.4715
2025-09-14 | 12 | 9512.2163
2025-09-14 | 13 | 9571.6413
2025-09-14 | 14 | 9557.9956
2025-09-14 | 15 | 9556.352
2025-09-14 | 16 | 9594.6252
2025-09-14 | 17 | 9633.2886
2025-09-14 | 18 | 9708.3411
2025-09-14 | 19 | 9671.5385
2025-09-14 | 20 | 9634.6928
2025-09-14 | 21 | 9784.8864
2025-09-14 | 22 | 9666.1608
2025-09-14 | 23 | 9426.7625
2025-09-14 | 24 | 9147.9516
2025-09-15 | 1 | 8912.2885
2025-09-15 | 2 | 8871.0247
2025-09-15 | 3 | 8782.1301
2025-09-15 | 4 | 8754.9761
2025-09-15 | 5 | 8779.6656
2025-09-15 | 6 | 8951.1384
2025-09-15 | 7 | 9284.0686
2025-09-15 | 8 | 9739.3966
2025-09-15 | 9 | 9867.2891
2025-09-15 | 10 | 10024.5242
2025-09-15 | 11 | 10101.2019
2025-09-15 | 12 | 10144.0874
2025-09-15 | 13 | 10139.5707
2025-09-15 | 14 | 10114.3636
2025-09-15 | 15 | 10065.3083
2025-09-15 | 16 | 10077.0394
2025-09-15 | 17 | 10113.3991
2025-09-15 | 18 | 10146.2073
2025-09-15 | 19 | 10038.2697
2025-09-15 | 20 | 10013.3654
2025-09-15 | 21 | 10098.3361
2025-09-15 | 22 | 9942.2041
2025-09-15 | 23 | 9661.84
2025-09-15 | 24 | 9340.2226
2025-09-16 | 1 | 9097.5516
2025-09-16 | 2 | 8934.9382
2025-09-16 | 3 | 8874.3139
2025-09-16 | 4 | 8852.9157
2025-09-16 | 5 | 8891.4991
2025-09-16 | 6 | 9043.3577
2025-09-16 | 7 | 9346.2546
2025-09-16 | 8 | 9787.0604
2025-09-16 | 9 | 10008.028
2025-09-16 | 10 | 10136.7096
2025-09-16 | 11 | 10141.8297
2025-09-16 | 12 | 10215.5872
2025-09-16 | 13 | 10213.1312
2025-09-16 | 14 | 10219.4814
2025-09-16 | 15 | 10230.6232
2025-09-16 | 16 | 10216.4637
2025-09-16 | 17 | 10246.6099
2025-09-16 | 18 | 10263.5256
2025-09-16 | 19 | 10231.3741
2025-09-16 | 20 | 10212.2971
2025-09-16 | 21 | 10358.3571
2025-09-16 | 22 | 10206.5476
2025-09-16 | 23 | 9939.5006
2025-09-16 | 24 | 9593.9489
2025-09-17 | 1 | 9322.0157
2025-09-17 | 2 | 9132.6809
2025-09-17 | 3 | 9043.0064
2025-09-17 | 4 | 9009.4205
2025-09-17 | 5 | 9030.5525
2025-09-17 | 6 | 9133.5491
2025-09-17 | 7 | 9466.8434
2025-09-17 | 8 | 9890.3485
2025-09-17 | 9 | 10059.1624
2025-09-17 | 10 | 10209.0894
2025-09-17 | 11 | 10209.2919
2025-09-17 | 12 | 10179.6084
2025-09-17 | 13 | 10098.2025
2025-09-17 | 14 | 10125.7615
2025-09-17 | 15 | 10092.5621
2025-09-17 | 16 | 10108.9581
2025-09-17 | 17 | 10163.3456
2025-09-17 | 18 | 10189.0067
2025-09-17 | 19 | 10166.8579
2025-09-17 | 20 | 10190.3739
2025-09-17 | 21 | 10332.8038
2025-09-17 | 22 | 10202.6026
2025-09-17 | 23 | 9892.1663
2025-09-17 | 24 | 9538.0786
2025-09-18 | 1 | 9323.8245
2025-09-18 | 2 | 9168.5113
2025-09-18 | 3 | 9082.5229
2025-09-18 | 4 | 9035.5784
2025-09-18 | 5 | 9077.0815
2025-09-18 | 6 | 9202.4359
2025-09-18 | 7 | 9496.4734
2025-09-18 | 8 | 9874.4033
2025-09-18 | 9 | 10013.9473
2025-09-18 | 10 | 10104.4137
2025-09-18 | 11 | 10068.9831
2025-09-18 | 12 | 9961.946
2025-09-18 | 13 | 9913.8927
2025-09-18 | 14 | 9875.2083
2025-09-18 | 15 | 9812.8857
2025-09-18 | 16 | 9846.5739
2025-09-18 | 17 | 9870.7493
2025-09-18 | 18 | 9906.0395
2025-09-18 | 19 | 9889.6054
2025-09-18 | 20 | 9915.1269
2025-09-18 | 21 | 10020.7142
2025-09-18 | 22 | 9897.5091
2025-09-18 | 23 | 9614.1505
2025-09-18 | 24 | 9302.0756
2025-09-19 | 1 | 9040.0034
2025-09-19 | 2 | 8835.6201
2025-09-19 | 3 | 8736.8146
2025-09-19 | 4 | 8691.1819
2025-09-19 | 5 | 8720.1369
2025-09-19 | 6 | 8876.108
2025-09-19 | 7 | 9253.196
2025-09-19 | 8 | 9667.5618
2025-09-19 | 9 | 9794.398
2025-09-19 | 10 | 9900.7269
2025-09-19 | 11 | 9916.3477
2025-09-19 | 12 | 9939.4387
2025-09-19 | 13 | 9958.8347
2025-09-19 | 14 | 9897.7222
2025-09-19 | 15 | 9914.7063
2025-09-19 | 16 | 9948.6854
2025-09-19 | 17 | 9954.65
2025-09-19 | 18 | 9958.2899
2025-09-19 | 19 | 9877.3379
2025-09-19 | 20 | 9918.1937
2025-09-19 | 21 | 9956.8099
2025-09-19 | 22 | 9823.2826
2025-09-19 | 23 | 9555.9153
2025-09-19 | 24 | 9246.4895
2025-09-20 | 1 | 8989.9828
2025-09-20 | 2 | 8821.2155
2025-09-20 | 3 | 8729.1733
2025-09-20 | 4 | 8689.537
2025-09-20 | 5 | 8716.3698
2025-09-20 | 6 | 8807.8849
2025-09-20 | 7 | 8967.1097
2025-09-20 | 8 | 9087.9949
2025-09-20 | 9 | 9187.135
2025-09-20 | 10 | 9385.145
2025-09-20 | 11 | 9494.861
2025-09-20 | 12 | 9532.5648
2025-09-20 | 13 | 9533.4126
2025-09-20 | 14 | 9524.9975
2025-09-20 | 15 | 9471.1112
2025-09-20 | 16 | 9496.6433
2025-09-20 | 17 | 9506.0113
2025-09-20 | 18 | 9602.2656
2025-09-20 | 19 | 9566.1716
2025-09-20 | 20 | 9634.976
2025-09-20 | 21 | 9735.2578
2025-09-20 | 22 | 9627.1429
2025-09-20 | 23 | 9446.2825
2025-09-20 | 24 | 9205.5153
2025-09-21 | 1 | 8994.1013
2025-09-21 | 2 | 8835.3284
2025-09-21 | 3 | 8725.1273
2025-09-21 | 4 | 8673.9136
2025-09-21 | 5 | 8670.0569
2025-09-21 | 6 | 8738.1823
2025-09-21 | 7 | 8872.2939
2025-09-21 | 8 | 8981.1531
2025-09-21 | 9 | 9043.8264
2025-09-21 | 10 | 9234.0722
2025-09-21 | 11 | 9326.6685
2025-09-21 | 12 | 9394.1306
2025-09-21 | 13 | 9368.2571
2025-09-21 | 14 | 9364.884
2025-09-21 | 15 | 9352.7524
2025-09-21 | 16 | 9364.6349
2025-09-21 | 17 | 9488.416
2025-09-21 | 18 | 9558.2424
2025-09-21 | 19 | 9594.9887
2025-09-21 | 20 | 9717.5675
2025-09-21 | 21 | 9814.5789
2025-09-21 | 22 | 9689.5869
2025-09-21 | 23 | 9497.2169
2025-09-21 | 24 | 9154.5076
2025-09-22 | 1 | 8898.8762
2025-09-22 | 2 | 8816.7831
2025-09-22 | 3 | 8752.327
2025-09-22 | 4 | 8762.8275
2025-09-22 | 5 | 8777.4474
2025-09-22 | 6 | 8928.3708
2025-09-22 | 7 | 9272.5729
2025-09-22 | 8 | 9661.7727
2025-09-22 | 9 | 9829.5886
2025-09-22 | 10 | 9914.319
2025-09-22 | 11 | 9960.9121
2025-09-22 | 12 | 10006.9759
2025-09-22 | 13 | 10061.9137
2025-09-22 | 14 | 10109.0349
2025-09-22 | 15 | 10121.8928
2025-09-22 | 16 | 10111.2884
2025-09-22 | 17 | 10136.9901
2025-09-22 | 18 | 10039.0256
2025-09-22 | 19 | 9985.9674
2025-09-22 | 20 | 10007.4084
2025-09-22 | 21 | 10025.075
2025-09-22 | 22 | 9879.4618
2025-09-22 | 23 | 9581.7623
2025-09-22 | 24 | 9243.2339
2025-09-23 | 1 | 8959.0849
2025-09-23 | 2 | 8810.0094
2025-09-23 | 3 | 8714.3387
2025-09-23 | 4 | 8697.3916
2025-09-23 | 5 | 8782.2379
2025-09-23 | 6 | 8978.7312
2025-09-23 | 7 | 9372.3483
2025-09-23 | 8 | 9772.9724
2025-09-23 | 9 | 9910.9095
2025-09-23 | 10 | 10018.3877
2025-09-23 | 11 | 10017.5817
2025-09-23 | 12 | 10007.0539
2025-09-23 | 13 | 9999.2691
2025-09-23 | 14 | 10000.0583
2025-09-23 | 15 | 10051.2083
2025-09-23 | 16 | 9993.6995
2025-09-23 | 17 | 10027.2898
2025-09-23 | 18 | 10066.8104
2025-09-23 | 19 | 10008.7093
2025-09-23 | 20 | 10071.4786
2025-09-23 | 21 | 10128.7397
2025-09-23 | 22 | 9994.115
2025-09-23 | 23 | 9729.4233
2025-09-23 | 24 | 9396.3968
2025-09-24 | 1 | 9158.9053
2025-09-24 | 2 | 8996.06
2025-09-24 | 3 | 9011.8792
2025-09-24 | 4 | 8938.2228
2025-09-24 | 5 | 9021.8841
2025-09-24 | 6 | 9138.8466
2025-09-24 | 7 | 9599.5341
2025-09-24 | 8 | 9988.1804
2025-09-24 | 9 | 10152.0958
2025-09-24 | 10 | 10108.8167
2025-09-24 | 11 | 10101.5107
2025-09-24 | 12 | 9956.232
2025-09-24 | 13 | 9891.8919
2025-09-24 | 14 | 9820.1773
2025-09-24 | 15 | 9804.7879
2025-09-24 | 16 | 9817.1434
2025-09-24 | 17 | 9918.5785
2025-09-24 | 18 | 9924.5533
2025-09-24 | 19 | 9849.8759
2025-09-24 | 20 | 9999.1853
2025-09-24 | 21 | 10038.9816
2025-09-24 | 22 | 9903.2727
2025-09-24 | 23 | 9624.3988
2025-09-24 | 24 | 9271.3293
2025-09-25 | 1 | 9031.5073
2025-09-25 | 2 | 8891.233
2025-09-25 | 3 | 8782.4273
2025-09-25 | 4 | 8758.8587
2025-09-25 | 5 | 8784.5676
2025-09-25 | 6 | 8887.6749
2025-09-25 | 7 | 9243.5403
2025-09-25 | 8 | 9569.9714
2025-09-25 | 9 | 9819.3996
2025-09-25 | 10 | 9966.295
2025-09-25 | 11 | 9985.0723
2025-09-25 | 12 | 9996.7858
2025-09-25 | 13 | 9974.183
2025-09-25 | 14 | 10030.281
2025-09-25 | 15 | 10034.5448
2025-09-25 | 16 | 10042.3686
2025-09-25 | 17 | 10070.3796
2025-09-25 | 18 | 10078.3847
2025-09-25 | 19 | 9992.7272
2025-09-25 | 20 | 10045.271
2025-09-25 | 21 | 10066.9164
2025-09-25 | 22 | 9922.3081
2025-09-25 | 23 | 9649.5183
2025-09-25 | 24 | 9349.7869
2025-09-26 | 1 | 9104.1896
2025-09-26 | 2 | 8919.5991
2025-09-26 | 3 | 8808.934
2025-09-26 | 4 | 8790.891
2025-09-26 | 5 | 8849.0908
2025-09-26 | 6 | 8979.9323
2025-09-26 | 7 | 9348.1793
2025-09-26 | 8 | 9745.7424
2025-09-26 | 9 | 9891.9058
2025-09-26 | 10 | 9989.9472
2025-09-26 | 11 | 10002.5157
2025-09-26 | 12 | 10085.9499
2025-09-26 | 13 | 10040.9249
2025-09-26 | 14 | 10004.9045
2025-09-26 | 15 | 9997.2681
2025-09-26 | 16 | 10017.6486
2025-09-26 | 17 | 10063.4906
2025-09-26 | 18 | 10035.3652
2025-09-26 | 19 | 9918.2238
2025-09-26 | 20 | 9998.0192
2025-09-26 | 21 | 10038.4702
2025-09-26 | 22 | 9867.9524
2025-09-26 | 23 | 9614.7538
2025-09-26 | 24 | 9319.761
2025-09-27 | 1 | 9061.9059
2025-09-27 | 2 | 8904.5408
2025-09-27 | 3 | 8811.9572
2025-09-27 | 4 | 8769.9171
2025-09-27 | 5 | 8780.6015
2025-09-27 | 6 | 8861.923
2025-09-27 | 7 | 9023.7117
2025-09-27 | 8 | 9168.0132
2025-09-27 | 9 | 9268.7125
2025-09-27 | 10 | 9425.6902
2025-09-27 | 11 | 9506.9731
2025-09-27 | 12 | 9551.4452
2025-09-27 | 13 | 9508.7486
2025-09-27 | 14 | 9491.0418
2025-09-27 | 15 | 9467.1109
2025-09-27 | 16 | 9589.1764
2025-09-27 | 17 | 9621.9304
2025-09-27 | 18 | 9671.4719
2025-09-27 | 19 | 9644.2877
2025-09-27 | 20 | 9744.3313
2025-09-27 | 21 | 9790.5011
2025-09-27 | 22 | 9704.8596
2025-09-27 | 23 | 9551.7948
2025-09-27 | 24 | 9316.3094
2025-09-28 | 1 | 9060.3877
2025-09-28 | 2 | 8916.8127
2025-09-28 | 3 | 8822.0673
2025-09-28 | 4 | 8796.8341
2025-09-28 | 5 | 8801.4443
2025-09-28 | 6 | 8883.0621
2025-09-28 | 7 | 9045.5815
2025-09-28 | 8 | 9112.4435
2025-09-28 | 9 | 9202.4426
2025-09-28 | 10 | 9341.8633
2025-09-28 | 11 | 9386.5504
2025-09-28 | 12 | 9355.3292
2025-09-28 | 13 | 9356.8566
2025-09-28 | 14 | 9364.3798
2025-09-28 | 15 | 9387.24
2025-09-28 | 16 | 9397.8382
2025-09-28 | 17 | 9469.5946
2025-09-28 | 18 | 9554.7991
2025-09-28 | 19 | 9606.117
2025-09-28 | 20 | 9791.9133
2025-09-28 | 21 | 9843.928
2025-09-28 | 22 | 9741.0199
2025-09-28 | 23 | 9510.7483
2025-09-28 | 24 | 9215.5784
2025-09-29 | 1 | 8985.7828
2025-09-29 | 2 | 8907.7758
2025-09-29 | 3 | 8836.7217
2025-09-29 | 4 | 8823.1956
2025-09-29 | 5 | 8859.886
2025-09-29 | 6 | 9049.9408
2025-09-29 | 7 | 9447.9093
2025-09-29 | 8 | 9891.8137
2025-09-29 | 9 | 10073.8681
2025-09-29 | 10 | 10108.5436
2025-09-29 | 11 | 10019.4221
2025-09-29 | 12 | 9948.914
2025-09-29 | 13 | 9898.2481
2025-09-29 | 14 | 9885.3458
2025-09-29 | 15 | 9874.0863
2025-09-29 | 16 | 9869.997
2025-09-29 | 17 | 9937.3754
2025-09-29 | 18 | 9982.1711
2025-09-29 | 19 | 9930.1303
2025-09-29 | 20 | 10081.1279
2025-09-29 | 21 | 10161.7418
2025-09-29 | 22 | 10045.6714
2025-09-29 | 23 | 9816.4021
2025-09-29 | 24 | 9485.7724
2025-09-30 | 1 | 9230.3478
2025-09-30 | 2 | 9078.1832
2025-09-30 | 3 | 9019.571
2025-09-30 | 4 | 8956.3421
2025-09-30 | 5 | 9022.0071
2025-09-30 | 6 | 9211.5983
2025-09-30 | 7 | 9556.9649
2025-09-30 | 8 | 9927.9852
2025-09-30 | 9 | 10183.3755
2025-09-30 | 10 | 10104.6081
2025-09-30 | 11 | 10031.5167
2025-09-30 | 12 | 9921.6585
2025-09-30 | 13 | 9877.0767
2025-09-30 | 14 | 9875.2331
2025-09-30 | 15 | 9876.2633
2025-09-30 | 16 | 9890.9665
2025-09-30 | 17 | 9945.6739
2025-09-30 | 18 | 9983.8332
2025-09-30 | 19 | 9904.9902
2025-09-30 | 20 | 10063.534
2025-09-30 | 21 | 10102.585
2025-09-30 | 22 | 9990.4926
2025-09-30 | 23 | 9727.4272
2025-09-30 | 24 | 9399.4526
2025-10-01 | 1 | 9106.1544
2025-10-01 | 2 | 9109.7161
2025-10-01 | 3 | 9058.4973
2025-10-01 | 4 | 9073.7759
2025-10-01 | 5 | 9102.2561
2025-10-01 | 6 | 9257.481
2025-10-01 | 7 | 9636.1231
2025-10-01 | 8 | 9979.0708
2025-10-01 | 9 | 10204.3695
2025-10-01 | 10 | 10234.4111
2025-10-01 | 11 | 10186.0498
2025-10-01 | 12 | 10146.261
2025-10-01 | 13 | 10108.2813
2025-10-01 | 14 | 10117.2841
2025-10-01 | 15 | 10120.4236
2025-10-01 | 16 | 10129.5666
2025-10-01 | 17 | 10154.1959
2025-10-01 | 18 | 10178.5327
2025-10-01 | 19 | 10099.1939
2025-10-01 | 20 | 10272.3315
2025-10-01 | 21 | 10277.7119
2025-10-01 | 22 | 10139.9742
2025-10-01 | 23 | 9876.565
2025-10-01 | 24 | 9528.4407
2025-10-02 | 1 | 9240.1998
2025-10-02 | 2 | 9113.8799
2025-10-02 | 3 | 9020.6415
2025-10-02 | 4 | 9012.3922
2025-10-02 | 5 | 9070.0274
2025-10-02 | 6 | 9179.8179
2025-10-02 | 7 | 9502.8564
2025-10-02 | 8 | 9822.4888
2025-10-02 | 9 | 10048.8652
2025-10-02 | 10 | 10150.1336
2025-10-02 | 11 | 10154.2768
2025-10-02 | 12 | 10176.9865
2025-10-02 | 13 | 10131.1243
2025-10-02 | 14 | 10159.3196
2025-10-02 | 15 | 10148.7177
2025-10-02 | 16 | 10110.7525
2025-10-02 | 17 | 10125.5507
2025-10-02 | 18 | 10124.7252
2025-10-02 | 19 | 10033.6374
2025-10-02 | 20 | 10181.0934
2025-10-02 | 21 | 10174.1814
2025-10-02 | 22 | 10090.2211
2025-10-02 | 23 | 9823.5597
2025-10-02 | 24 | 9504.2597
2025-10-03 | 1 | 9266.9898
2025-10-03 | 2 | 9118.3163
2025-10-03 | 3 | 9033.0613
2025-10-03 | 4 | 8990.9038
2025-10-03 | 5 | 9050.6221
2025-10-03 | 6 | 9218.2888
2025-10-03 | 7 | 9582.9687
2025-10-03 | 8 | 9924.1584
2025-10-03 | 9 | 10187.5654
2025-10-03 | 10 | 10229.6035
2025-10-03 | 11 | 10180.122
2025-10-03 | 12 | 10167.1379
2025-10-03 | 13 | 10141.4206
2025-10-03 | 14 | 10166.0387
2025-10-03 | 15 | 10169.0401
2025-10-03 | 16 | 10170.3796
2025-10-03 | 17 | 10208.7317
2025-10-03 | 18 | 10188.5531
2025-10-03 | 19 | 10078.9041
2025-10-03 | 20 | 10232.7495
2025-10-03 | 21 | 10206.7412
2025-10-03 | 22 | 10051.9144
2025-10-03 | 23 | 9793.9557
2025-10-03 | 24 | 9488.3089
2025-10-04 | 1 | 9225.347
2025-10-04 | 2 | 9043.9186
2025-10-04 | 3 | 8977.1721
2025-10-04 | 4 | 8928.0945
2025-10-04 | 5 | 8894.2683
2025-10-04 | 6 | 9016.3561
2025-10-04 | 7 | 9177.1492
2025-10-04 | 8 | 9247.1808
2025-10-04 | 9 | 9398.2505
2025-10-04 | 10 | 9547.0734
2025-10-04 | 11 | 9650.2465
2025-10-04 | 12 | 9712.9721
2025-10-04 | 13 | 9727.3089
2025-10-04 | 14 | 9731.3899
2025-10-04 | 15 | 9731.4703
2025-10-04 | 16 | 9746.4659
2025-10-04 | 17 | 9801.813
2025-10-04 | 18 | 9858.8615
2025-10-04 | 19 | 9791.394
2025-10-04 | 20 | 9957.8379
2025-10-04 | 21 | 9923.1504
2025-10-04 | 22 | 9816.3134
2025-10-04 | 23 | 9591.5703
2025-10-04 | 24 | 9380.6326
2025-10-05 | 1 | 9175.007
2025-10-05 | 2 | 8994.7296
2025-10-05 | 3 | 8889.1795
2025-10-05 | 4 | 8872.9346
2025-10-05 | 5 | 8859.1364
2025-10-05 | 6 | 8887.4055
2025-10-05 | 7 | 9081.2156
2025-10-05 | 8 | 9085.964
2025-10-05 | 9 | 9187.5644
2025-10-05 | 10 | 9353.7453
2025-10-05 | 11 | 9470.3573
2025-10-05 | 12 | 9582.4413
2025-10-05 | 13 | 9598.9743
2025-10-05 | 14 | 9647.0863
2025-10-05 | 15 | 9658.9704
2025-10-05 | 16 | 9676.4979
2025-10-05 | 17 | 9768.2046
2025-10-05 | 18 | 9851.2392
2025-10-05 | 19 | 9816.7753
2025-10-05 | 20 | 9988.3233
2025-10-05 | 21 | 9970.9332
2025-10-05 | 22 | 9853.9378
2025-10-05 | 23 | 9622.1251
2025-10-05 | 24 | 9339.9656
2025-10-06 | 1 | 9096.8286
2025-10-06 | 2 | 9021.4391
2025-10-06 | 3 | 8925.7075
2025-10-06 | 4 | 8851.3725
2025-10-06 | 5 | 8896.3659
2025-10-06 | 6 | 9068.2897
2025-10-06 | 7 | 9434.5343
2025-10-06 | 8 | 9747.9152
2025-10-06 | 9 | 9977.4145
2025-10-06 | 10 | 10082.4376
2025-10-06 | 11 | 10171.1163
2025-10-06 | 12 | 10223.2213
2025-10-06 | 13 | 10117.5007
2025-10-06 | 14 | 10151.4069
2025-10-06 | 15 | 10159.62
2025-10-06 | 16 | 10164.8547
2025-10-06 | 17 | 10187.6627
2025-10-06 | 18 | 10240.1699
2025-10-06 | 19 | 10131.5281
2025-10-06 | 20 | 10274.2843
2025-10-06 | 21 | 10202.382
2025-10-06 | 22 | 10042.4634
2025-10-06 | 23 | 9738.2339
2025-10-06 | 24 | 9382.2587
2025-10-07 | 1 | 9109.6303
2025-10-07 | 2 | 8924.39
2025-10-07 | 3 | 8835.9885
2025-10-07 | 4 | 8800.7567
2025-10-07 | 5 | 8837.7087
2025-10-07 | 6 | 9003.2261
2025-10-07 | 7 | 9385.6358
2025-10-07 | 8 | 9676.3115
2025-10-07 | 9 | 9907.6469
2025-10-07 | 10 | 10015.1915
2025-10-07 | 11 | 10060.3654
2025-10-07 | 12 | 10087.0701
2025-10-07 | 13 | 10106.2612
2025-10-07 | 14 | 10115.8629
2025-10-07 | 15 | 10109.532
2025-10-07 | 16 | 10172.5174
2025-10-07 | 17 | 10116.2666
2025-10-07 | 18 | 10126.4529
2025-10-07 | 19 | 10054.0413
2025-10-07 | 20 | 10233.7817
2025-10-07 | 21 | 10172.833
2025-10-07 | 22 | 10028.9969
2025-10-07 | 23 | 9736.6778
2025-10-07 | 24 | 9391.4041
2025-10-08 | 1 | 9132.2841
2025-10-08 | 2 | 8956.574
2025-10-08 | 3 | 8874.2943
2025-10-08 | 4 | 8837.1361
2025-10-08 | 5 | 8883.8238
2025-10-08 | 6 | 9059.9484
2025-10-08 | 7 | 9443.1992
2025-10-08 | 8 | 9773.5566
2025-10-08 | 9 | 10014.542
2025-10-08 | 10 | 10110.785
2025-10-08 | 11 | 10119.2366
2025-10-08 | 12 | 10115.8136
2025-10-08 | 13 | 10098.3442
2025-10-08 | 14 | 10103.122
2025-10-08 | 15 | 10103.3445
2025-10-08 | 16 | 10110.3356
2025-10-08 | 17 | 10127.8124
2025-10-08 | 18 | 10142.8473
2025-10-08 | 19 | 10101.5367
2025-10-08 | 20 | 10283.7984
2025-10-08 | 21 | 10225.8452
2025-10-08 | 22 | 10086.4962
2025-10-08 | 23 | 9794.2199
2025-10-08 | 24 | 9455.2432
2025-10-09 | 1 | 9195.6369
2025-10-09 | 2 | 9065.117
2025-10-09 | 3 | 8985.2998
2025-10-09 | 4 | 8952.0655
2025-10-09 | 5 | 9017.5354
2025-10-09 | 6 | 9174.817
2025-10-09 | 7 | 9493.1378
2025-10-09 | 8 | 9745.8434
2025-10-09 | 9 | 10030.7696
2025-10-09 | 10 | 10158.8797
2025-10-09 | 11 | 10198.9079
2025-10-09 | 12 | 10219.7777
2025-10-09 | 13 | 10272.9062
2025-10-09 | 14 | 10184.3859
2025-10-09 | 15 | 10161.1054
2025-10-09 | 16 | 10123.1617
2025-10-09 | 17 | 10197.4378
2025-10-09 | 18 | 10190.3477
2025-10-09 | 19 | 10183.0843
2025-10-09 | 20 | 10335.2817
2025-10-09 | 21 | 10253.3839
2025-10-09 | 22 | 10121.1141
2025-10-09 | 23 | 9860.7571
2025-10-09 | 24 | 9562.4151
2025-10-10 | 1 | 9302.7703
2025-10-10 | 2 | 9123.5562
2025-10-10 | 3 | 9008.4236
2025-10-10 | 4 | 8960.4373
2025-10-10 | 5 | 8995.1057
2025-10-10 | 6 | 9148.4961
2025-10-10 | 7 | 9505.4389
2025-10-10 | 8 | 9759.5016
2025-10-10 | 9 | 10096.1357
2025-10-10 | 10 | 10186.1306
2025-10-10 | 11 | 10236.4889
2025-10-10 | 12 | 10231.6892
2025-10-10 | 13 | 10227.6052
2025-10-10 | 14 | 10235.4523
2025-10-10 | 15 | 10119.5689
2025-10-10 | 16 | 10188.7904
2025-10-10 | 17 | 10213.1777
2025-10-10 | 18 | 10231.6355
2025-10-10 | 19 | 10222.4337
2025-10-10 | 20 | 10380.0413
2025-10-10 | 21 | 10319.1921
2025-10-10 | 22 | 10180.8269
2025-10-10 | 23 | 9904.3449
2025-10-10 | 24 | 9593.1504
2025-10-11 | 1 | 9336.305
2025-10-11 | 2 | 9141.4961
2025-10-11 | 3 | 9029.1233
2025-10-11 | 4 | 8978.0873
2025-10-11 | 5 | 9003.096
2025-10-11 | 6 | 9079.7333
2025-10-11 | 7 | 9280.6239
2025-10-11 | 8 | 9350.9035
2025-10-11 | 9 | 9604.8976
2025-10-11 | 10 | 9733.3553
2025-10-11 | 11 | 9831.0907
2025-10-11 | 12 | 9765.9404
2025-10-11 | 13 | 9742.6385
2025-10-11 | 14 | 9699.0423
2025-10-11 | 15 | 9685.3903
2025-10-11 | 16 | 9706.89
2025-10-11 | 17 | 9755.0908
2025-10-11 | 18 | 9900.2821
2025-10-11 | 19 | 9938.482
2025-10-11 | 20 | 10163.2128
2025-10-11 | 21 | 10089.3071
2025-10-11 | 22 | 9982.1179
2025-10-11 | 23 | 9806.7781
2025-10-11 | 24 | 9579.9064
2025-10-12 | 1 | 9370.7753
2025-10-12 | 2 | 9248.5726
2025-10-12 | 3 | 9136.2049
2025-10-12 | 4 | 9077.1198
2025-10-12 | 5 | 9082.738
2025-10-12 | 6 | 9114.7895
2025-10-12 | 7 | 9194.8913
2025-10-12 | 8 | 9140.4898
2025-10-12 | 9 | 9339.8293
2025-10-12 | 10 | 9545.396
2025-10-12 | 11 | 9674.7961
2025-10-12 | 12 | 9760.1639
2025-10-12 | 13 | 9787.7452
2025-10-12 | 14 | 9796.5977
2025-10-12 | 15 | 9723.0619
2025-10-12 | 16 | 9669.3323
2025-10-12 | 17 | 9769.9099
2025-10-12 | 18 | 9890.1016
2025-10-12 | 19 | 10035.5547
2025-10-12 | 20 | 10223.838
2025-10-12 | 21 | 10164.9565
2025-10-12 | 22 | 10051.8605
2025-10-12 | 23 | 9824.4819
2025-10-12 | 24 | 9523.2053
2025-10-13 | 1 | 9266.2029
2025-10-13 | 2 | 9225.4255
2025-10-13 | 3 | 9129.1072
2025-10-13 | 4 | 9062.1021
2025-10-13 | 5 | 9063.6007
2025-10-13 | 6 | 9135.3107
2025-10-13 | 7 | 9257.282
2025-10-13 | 8 | 9244.1459
2025-10-13 | 9 | 9508.7456
2025-10-13 | 10 | 9753.4949
2025-10-13 | 11 | 9853.9975
2025-10-13 | 12 | 9848.4996
2025-10-13 | 13 | 9843.2806
2025-10-13 | 14 | 9875.5121
2025-10-13 | 15 | 9848.993
2025-10-13 | 16 | 9823.0448
2025-10-13 | 17 | 9864.432
2025-10-13 | 18 | 10009.7604
2025-10-13 | 19 | 10103.9187
2025-10-13 | 20 | 10229.2626
2025-10-13 | 21 | 10163.6076
2025-10-13 | 22 | 10014.4246
2025-10-13 | 23 | 9858.8064
2025-10-13 | 24 | 9635.9902
2025-10-14 | 1 | 9431.7425
2025-10-14 | 2 | 9258.9728
2025-10-14 | 3 | 9209.8065
2025-10-14 | 4 | 9208.9383
2025-10-14 | 5 | 9246.3302
2025-10-14 | 6 | 9373.9175
2025-10-14 | 7 | 9743.3121
2025-10-14 | 8 | 10028.2744
2025-10-14 | 9 | 10330.3155
2025-10-14 | 10 | 10367.4833
2025-10-14 | 11 | 10323.8691
2025-10-14 | 12 | 10249.5189
2025-10-14 | 13 | 10258.0041
2025-10-14 | 14 | 10301.8957
2025-10-14 | 15 | 10318.1421
2025-10-14 | 16 | 10224.3304
2025-10-14 | 17 | 10326.6454
2025-10-14 | 18 | 10345.5918
2025-10-14 | 19 | 10436.3589
2025-10-14 | 20 | 10543.4495
2025-10-14 | 21 | 10491.1168
2025-10-14 | 22 | 10359.3012
2025-10-14 | 23 | 10065.8904
2025-10-14 | 24 | 9741.7076
2025-10-15 | 1 | 9457.2444
2025-10-15 | 2 | 9263.6283
2025-10-15 | 3 | 9184.8408
2025-10-15 | 4 | 9194.5217
2025-10-15 | 5 | 9186.5528
2025-10-15 | 6 | 9317.9969
2025-10-15 | 7 | 9647.3129
2025-10-15 | 8 | 10066.5725
2025-10-15 | 9 | 10434.4465
2025-10-15 | 10 | 10402.9674
2025-10-15 | 11 | 10440.5154
2025-10-15 | 12 | 10454.6072
2025-10-15 | 13 | 10396.8746
2025-10-15 | 14 | 10310.999
2025-10-15 | 15 | 10282.2454
2025-10-15 | 16 | 10280.0024
2025-10-15 | 17 | 10285.2292
2025-10-15 | 18 | 10406.8267
2025-10-15 | 19 | 10522.5875
2025-10-15 | 20 | 10662.8475
2025-10-15 | 21 | 10619.9696
2025-10-15 | 22 | 10480.2229
2025-10-15 | 23 | 10180.5752
2025-10-15 | 24 | 9837.434
2025-10-16 | 1 | 9595.5934
2025-10-16 | 2 | 9443.4907
2025-10-16 | 3 | 9319.5138
2025-10-16 | 4 | 9253.877
2025-10-16 | 5 | 9245.5932
2025-10-16 | 6 | 9353.542
2025-10-16 | 7 | 9647.4645
2025-10-16 | 8 | 10074.1238
2025-10-16 | 9 | 10424.9117
2025-10-16 | 10 | 10380.5773
2025-10-16 | 11 | 10373.3964
2025-10-16 | 12 | 10295.5845
2025-10-16 | 13 | 10249.9199
2025-10-16 | 14 | 10234.0593
2025-10-16 | 15 | 10179.2353
2025-10-16 | 16 | 10099.4118
2025-10-16 | 17 | 10130.9417
2025-10-16 | 18 | 10236.2679
2025-10-16 | 19 | 10275.6226
2025-10-16 | 20 | 10412.5745
2025-10-16 | 21 | 10375.2401
2025-10-16 | 22 | 10259.6161
2025-10-16 | 23 | 10043.7807
2025-10-16 | 24 | 9720.6139
2025-10-17 | 1 | 9451.5679
2025-10-17 | 2 | 9247.7628
2025-10-17 | 3 | 9109.678
2025-10-17 | 4 | 9028.8802
2025-10-17 | 5 | 9055.9716
2025-10-17 | 6 | 9188.7605
2025-10-17 | 7 | 9510.3714
2025-10-17 | 8 | 9959.7377
2025-10-17 | 9 | 10278.0297
2025-10-17 | 10 | 10227.3377
2025-10-17 | 11 | 10228.4349
2025-10-17 | 12 | 10260.7539
2025-10-17 | 13 | 10137.5431
2025-10-17 | 14 | 10132.8409
2025-10-17 | 15 | 10106.1083
2025-10-17 | 16 | 10132.7309
2025-10-17 | 17 | 10230.4235
2025-10-17 | 18 | 10216.9181
2025-10-17 | 19 | 10263.3453
2025-10-17 | 20 | 10366.4074
2025-10-17 | 21 | 10301.6291
2025-10-17 | 22 | 10168.6937
2025-10-17 | 23 | 9892.9065
2025-10-17 | 24 | 9583.138
2025-10-18 | 1 | 9320.291
2025-10-18 | 2 | 9148.7337
2025-10-18 | 3 | 9032.9215
2025-10-18 | 4 | 8993.4753
2025-10-18 | 5 | 9027.8642
2025-10-18 | 6 | 9099.1459
2025-10-18 | 7 | 9231.698
2025-10-18 | 8 | 9447.7893
2025-10-18 | 9 | 9679.4066
2025-10-18 | 10 | 9690.7487
2025-10-18 | 11 | 9755.1417
2025-10-18 | 12 | 9762.5645
2025-10-18 | 13 | 9812.1573
2025-10-18 | 14 | 9721.1896
2025-10-18 | 15 | 9737.5165
2025-10-18 | 16 | 9679.5404
2025-10-18 | 17 | 9745.246
2025-10-18 | 18 | 9835.7338
2025-10-18 | 19 | 9941.6133
2025-10-18 | 20 | 10086.2809
2025-10-18 | 21 | 10000.1812
2025-10-18 | 22 | 9913.2687
2025-10-18 | 23 | 9727.043
2025-10-18 | 24 | 9477.124
2025-10-19 | 1 | 9253.5593
2025-10-19 | 2 | 9098.2911
2025-10-19 | 3 | 9006.6407
2025-10-19 | 4 | 8950.669
2025-10-19 | 5 | 8959.962
2025-10-19 | 6 | 9018.0316
2025-10-19 | 7 | 9151.455
2025-10-19 | 8 | 9316.905
2025-10-19 | 9 | 9522.4737
2025-10-19 | 10 | 9499.7521
2025-10-19 | 11 | 9604.9829
2025-10-19 | 12 | 9664.7066
2025-10-19 | 13 | 9691.0082
2025-10-19 | 14 | 9692.5042
2025-10-19 | 15 | 9711.7122
2025-10-19 | 16 | 9709.6829
2025-10-19 | 17 | 9838.3056
2025-10-19 | 18 | 9926.4832
2025-10-19 | 19 | 10075.0014
2025-10-19 | 20 | 10135.8355
2025-10-19 | 21 | 10072.641
2025-10-19 | 22 | 9953.3919
2025-10-19 | 23 | 9724.8344
2025-10-19 | 24 | 9424.4308
2025-10-20 | 1 | 9182.1242
2025-10-20 | 2 | 9090.2416
2025-10-20 | 3 | 9007.4487
2025-10-20 | 4 | 8967.6499
2025-10-20 | 5 | 8995.6135
2025-10-20 | 6 | 9139.9901
2025-10-20 | 7 | 9534.8581
2025-10-20 | 8 | 10025.6265
2025-10-20 | 9 | 10289.9182
2025-10-20 | 10 | 10212.3949
2025-10-20 | 11 | 10216.1714
2025-10-20 | 12 | 10197.8512
2025-10-20 | 13 | 10160.937
2025-10-20 | 14 | 10171.969
2025-10-20 | 15 | 10161.8261
2025-10-20 | 16 | 10150.6559
2025-10-20 | 17 | 10161.7958
2025-10-20 | 18 | 10211.7603
2025-10-20 | 19 | 10310.2813
2025-10-20 | 20 | 10392.0125
2025-10-20 | 21 | 10315.8844
2025-10-20 | 22 | 10168.2456
2025-10-20 | 23 | 9866.6128
2025-10-20 | 24 | 9517.5833
2025-10-21 | 1 | 9272.6936
2025-10-21 | 2 | 9082.4438
2025-10-21 | 3 | 8998.7685
2025-10-21 | 4 | 8966.186
2025-10-21 | 5 | 8992.5224
2025-10-21 | 6 | 9137.4946
2025-10-21 | 7 | 9501.5215
2025-10-21 | 8 | 9903.4205
2025-10-21 | 9 | 10203.3532
2025-10-21 | 10 | 10168.5379
2025-10-21 | 11 | 10178.8639
2025-10-21 | 12 | 10167.1165
2025-10-21 | 13 | 10139.8102
2025-10-21 | 14 | 10188.0308
2025-10-21 | 15 | 10198.4149
2025-10-21 | 16 | 10227.3971
2025-10-21 | 17 | 10234.6032
2025-10-21 | 18 | 10239.1497
2025-10-21 | 19 | 10277.6293
2025-10-21 | 20 | 10282.0619
2025-10-21 | 21 | 10199.6959
2025-10-21 | 22 | 10048.9917
2025-10-21 | 23 | 9778.9489
2025-10-21 | 24 | 9400.2745
2025-10-22 | 1 | 9138.9629
2025-10-22 | 2 | 8967.3411
2025-10-22 | 3 | 8901.1791
2025-10-22 | 4 | 8879.293
2025-10-22 | 5 | 8916.5527
2025-10-22 | 6 | 9093.4385
2025-10-22 | 7 | 9463.5512
2025-10-22 | 8 | 9968.5609
2025-10-22 | 9 | 10245.6382
2025-10-22 | 10 | 10186.5067
2025-10-22 | 11 | 10239.6058
2025-10-22 | 12 | 10238.5111
2025-10-22 | 13 | 10279.7656
2025-10-22 | 14 | 10272.6624
2025-10-22 | 15 | 10167.8396
2025-10-22 | 16 | 10156.7918
2025-10-22 | 17 | 10171.9451
2025-10-22 | 18 | 10180.8707
2025-10-22 | 19 | 10297.468
2025-10-22 | 20 | 10359.1578
2025-10-22 | 21 | 10280.9941
2025-10-22 | 22 | 10142.1444
2025-10-22 | 23 | 9857.9688
2025-10-22 | 24 | 9540.5214
2025-10-23 | 1 | 9269.0155
2025-10-23 | 2 | 9139.1303
2025-10-23 | 3 | 9026.7774
2025-10-23 | 4 | 9002.1761
2025-10-23 | 5 | 9028.7386
2025-10-23 | 6 | 9160.3792
2025-10-23 | 7 | 9513.6905
2025-10-23 | 8 | 9943.0247
2025-10-23 | 9 | 10210.3008
2025-10-23 | 10 | 10200.6502
2025-10-23 | 11 | 10223.113
2025-10-23 | 12 | 10219.1029
2025-10-23 | 13 | 10213.6355
2025-10-23 | 14 | 10207.246
2025-10-23 | 15 | 10217.7868
2025-10-23 | 16 | 10221.6627
2025-10-23 | 17 | 10269.6447
2025-10-23 | 18 | 10309.5516
2025-10-23 | 19 | 10462.2083
2025-10-23 | 20 | 10463.8359
2025-10-23 | 21 | 10351.4336
2025-10-23 | 22 | 10194.533
2025-10-23 | 23 | 9961.1588
2025-10-23 | 24 | 9664.3969
2025-10-24 | 1 | 9380.5929
2025-10-24 | 2 | 9204.9081
2025-10-24 | 3 | 9128.1118
2025-10-24 | 4 | 9067.0424
2025-10-24 | 5 | 9120.311
2025-10-24 | 6 | 9267.8135
2025-10-24 | 7 | 9619.7176
2025-10-24 | 8 | 10059.5141
2025-10-24 | 9 | 10352.2415
2025-10-24 | 10 | 10349.4938
2025-10-24 | 11 | 10334.2328
2025-10-24 | 12 | 10389.2092
2025-10-24 | 13 | 10355.7381
2025-10-24 | 14 | 10352.8597
2025-10-24 | 15 | 10327.6896
2025-10-24 | 16 | 10305.6067
2025-10-24 | 17 | 10374.4319
2025-10-24 | 18 | 10367.0824
2025-10-24 | 19 | 10569.6321
2025-10-24 | 20 | 10608.983
2025-10-24 | 21 | 10558.2884
2025-10-24 | 22 | 10424.6167
2025-10-24 | 23 | 10161.1393
2025-10-24 | 24 | 9903.4628
2025-10-25 | 1 | 9625.2777
2025-10-25 | 2 | 9424.4376
2025-10-25 | 3 | 9340.7237
2025-10-25 | 4 | 9272.4421
2025-10-25 | 5 | 9271.9372
2025-10-25 | 6 | 9305.5662
2025-10-25 | 7 | 9428.628
2025-10-25 | 8 | 9633.685
2025-10-25 | 9 | 9801.456
2025-10-25 | 10 | 9865.491
2025-10-25 | 11 | 9884.3628
2025-10-25 | 12 | 9865.2724
2025-10-25 | 13 | 9765.5435
2025-10-25 | 14 | 9820.7379
2025-10-25 | 15 | 9743.9161
2025-10-25 | 16 | 9687.8942
2025-10-25 | 17 | 9795.5734
2025-10-25 | 18 | 9834.5879
2025-10-25 | 19 | 10076.6709
2025-10-25 | 20 | 10085.3322
2025-10-25 | 21 | 10039.2494
2025-10-25 | 22 | 9948.5377
2025-10-25 | 23 | 9769.0409
2025-10-25 | 24 | 9513.4632
2025-10-26 | 1 | 9274.2826
2025-10-26 | 2 | 9104.4493
2025-10-26 | 3 | 9005.6478
2025-10-26 | 4 | 8955.5572
2025-10-26 | 5 | 8944.3347
2025-10-26 | 6 | 9017.7661
2025-10-26 | 7 | 9135.958
2025-10-26 | 8 | 9283.1513
2025-10-26 | 9 | 9449.1522
2025-10-26 | 10 | 9497.1887
2025-10-26 | 11 | 9647.1187
2025-10-26 | 12 | 9634.0214
2025-10-26 | 13 | 9678.8825
2025-10-26 | 14 | 9757.5918
2025-10-26 | 15 | 9829.105
2025-10-26 | 16 | 9835.3253
2025-10-26 | 17 | 9909.402
2025-10-26 | 18 | 9952.4633
2025-10-26 | 19 | 10101.2797
2025-10-26 | 20 | 10086.1938
2025-10-26 | 21 | 10059.2187
2025-10-26 | 22 | 9946.1042
2025-10-26 | 23 | 9729.3349
2025-10-26 | 24 | 9431.4787
2025-10-27 | 1 | 9179.2043
2025-10-27 | 2 | 9087.2667
2025-10-27 | 3 | 9002.7059
2025-10-27 | 4 | 8962.9656
2025-10-27 | 5 | 8991.1419
2025-10-27 | 6 | 9147.6151
2025-10-27 | 7 | 9524.8864
2025-10-27 | 8 | 9920.8351
2025-10-27 | 9 | 10148.8697
2025-10-27 | 10 | 10154.5808
2025-10-27 | 11 | 10240.2538
2025-10-27 | 12 | 10317.3701
2025-10-27 | 13 | 10348.7496
2025-10-27 | 14 | 10361.3256
2025-10-27 | 15 | 10365.219
2025-10-27 | 16 | 10340.0479
2025-10-27 | 17 | 10432.9292
2025-10-27 | 18 | 10474.1194
2025-10-27 | 19 | 10560.3367
2025-10-27 | 20 | 10519.0892
2025-10-27 | 21 | 10420.0614
2025-10-27 | 22 | 10250.9102
2025-10-27 | 23 | 9991.5124
2025-10-27 | 24 | 9648.7466
2025-10-28 | 1 | 9418.332
2025-10-28 | 2 | 9272.121
2025-10-28 | 3 | 9151.1593
2025-10-28 | 4 | 9103.0685
2025-10-28 | 5 | 9159.2492
2025-10-28 | 6 | 9279.6792
2025-10-28 | 7 | 9631.0689
2025-10-28 | 8 | 10100.745
2025-10-28 | 9 | 10336.0328
2025-10-28 | 10 | 10357.6987
2025-10-28 | 11 | 10422.1411
2025-10-28 | 12 | 10446.3034
2025-10-28 | 13 | 10441.5749
2025-10-28 | 14 | 10416.1775
2025-10-28 | 15 | 10393.7065
2025-10-28 | 16 | 10405.1683
2025-10-28 | 17 | 10433.6014
2025-10-28 | 18 | 10487.2932
2025-10-28 | 19 | 10648.7715
2025-10-28 | 20 | 10619.9625
2025-10-28 | 21 | 10524.4528
2025-10-28 | 22 | 10377.7101
2025-10-28 | 23 | 10091.0422
2025-10-28 | 24 | 9757.5497
2025-10-29 | 1 | 9491.6644
2025-10-29 | 2 | 9309.398
2025-10-29 | 3 | 9245.2912
2025-10-29 | 4 | 9228.2616
2025-10-29 | 5 | 9265.9284
2025-10-29 | 6 | 9426.9552
2025-10-29 | 7 | 9778.9353
2025-10-29 | 8 | 10264.2511
2025-10-29 | 9 | 10521.4671
2025-10-29 | 10 | 10555.8083
2025-10-29 | 11 | 10594.1018
2025-10-29 | 12 | 10628.4582
2025-10-29 | 13 | 10682.6966
2025-10-29 | 14 | 10695.8712
2025-10-29 | 15 | 10583.8498
2025-10-29 | 16 | 10683.6458
2025-10-29 | 17 | 10719.7322
2025-10-29 | 18 | 10767.8274
2025-10-29 | 19 | 10988.7942
2025-10-29 | 20 | 10951.1501
2025-10-29 | 21 | 10877.2399
2025-10-29 | 22 | 10702.3198
2025-10-29 | 23 | 10398.7318
2025-10-29 | 24 | 10030.8205
2025-10-30 | 1 | 9748.7036
2025-10-30 | 2 | 9618.8545
2025-10-30 | 3 | 9542.1515
2025-10-30 | 4 | 9497.1626
2025-10-30 | 5 | 9507.0237
2025-10-30 | 6 | 9634.0789
2025-10-30 | 7 | 9940.1541
2025-10-30 | 8 | 10403.4548
2025-10-30 | 9 | 10654.3705
2025-10-30 | 10 | 10724.1123
2025-10-30 | 11 | 10731.3032
2025-10-30 | 12 | 10709.4031
2025-10-30 | 13 | 10674.738
2025-10-30 | 14 | 10659.8996
2025-10-30 | 15 | 10678.1841
2025-10-30 | 16 | 10625.0338
2025-10-30 | 17 | 10743.7922
2025-10-30 | 18 | 10791.2544
2025-10-30 | 19 | 11147.9359
2025-10-30 | 20 | 11125.4203
2025-10-30 | 21 | 11040.1028
2025-10-30 | 22 | 10898.2463
2025-10-30 | 23 | 10657.2077
2025-10-30 | 24 | 10365.3293
2025-10-31 | 1 | 10089.7732
2025-10-31 | 2 | 9992.278
2025-10-31 | 3 | 9844.4751
2025-10-31 | 4 | 9829.1778
2025-10-31 | 5 | 9864.6189
2025-10-31 | 6 | 9991.9269
2025-10-31 | 7 | 10372.0847
2025-10-31 | 8 | 10884.4126
2025-10-31 | 9 | 11121.8004
2025-10-31 | 10 | 11146.0698
2025-10-31 | 11 | 11061.3848
2025-10-31 | 12 | 10862.3484
2025-10-31 | 13 | 10701.8809
2025-10-31 | 14 | 10566.7118
2025-10-31 | 15 | 10486.7444
2025-10-31 | 16 | 10399.987
2025-10-31 | 17 | 10401.7935
2025-10-31 | 18 | 10531.0661
2025-10-31 | 19 | 10834.7819
2025-10-31 | 20 | 10875.7836
2025-10-31 | 21 | 10838.1903
2025-10-31 | 22 | 10626.7193
2025-10-31 | 23 | 10357.4104
2025-10-31 | 24 | 10093.6678
2025-11-01 | 1 | 9809.3914
2025-11-01 | 2 | 9852.6487
2025-11-01 | 3 | 9705.5846
2025-11-01 | 4 | 9603.788
2025-11-01 | 5 | 9572.0571
2025-11-01 | 6 | 9556.56
2025-11-01 | 7 | 9572.1287
2025-11-01 | 8 | 9752.4539
2025-11-01 | 9 | 10015.1678
2025-11-01 | 10 | 10206.2291
2025-11-01 | 11 | 10319.6691
2025-11-01 | 12 | 10352.2832
2025-11-01 | 13 | 10369.9213
2025-11-01 | 14 | 10327.0951
2025-11-01 | 15 | 10270.0762
2025-11-01 | 16 | 10236.548
2025-11-01 | 17 | 10222.3999
2025-11-01 | 18 | 10350.9691
2025-11-01 | 19 | 10614.6764
2025-11-01 | 20 | 10588.869
2025-11-01 | 21 | 10502.4855
2025-11-01 | 22 | 10374.735
2025-11-01 | 23 | 10170.2389
2025-11-01 | 24 | 9901.8668
2025-11-02 | 1 | 9648.9401
2025-11-02 | 2 | 9452.8843
2025-11-02 | 02X | 9452.3543
2025-11-02 | 3 | 9388.0051
2025-11-02 | 4 | 9362.4163
2025-11-02 | 5 | 9394.9977
2025-11-02 | 6 | 9480.8826
2025-11-02 | 7 | 9638.9751
2025-11-02 | 8 | 9777.748
2025-11-02 | 9 | 9887.2368
2025-11-02 | 10 | 10036.1574
2025-11-02 | 11 | 10072.4951
2025-11-02 | 12 | 10047.5133
2025-11-02 | 13 | 10052.1248
2025-11-02 | 14 | 10078.7346
2025-11-02 | 15 | 10115.6788
2025-11-02 | 16 | 10214.812
2025-11-02 | 17 | 10353.0802
2025-11-02 | 18 | 10639.9351
2025-11-02 | 19 | 10626.3667
2025-11-02 | 20 | 10572.9277
2025-11-02 | 21 | 10439.6224
2025-11-02 | 22 | 10200.1229
2025-11-02 | 23 | 9885.5634
2025-11-02 | 24 | 9624.6828
2025-11-03 | 1 | 9506.3688
2025-11-03 | 2 | 9426.4281
2025-11-03 | 3 | 9391.0024
2025-11-03 | 4 | 9414.0026
2025-11-03 | 5 | 9570.1253
2025-11-03 | 6 | 9913.1422
2025-11-03 | 7 | 10399.1207
2025-11-03 | 8 | 10597.6586
2025-11-03 | 9 | 10661.8393
2025-11-03 | 10 | 10677.6493
2025-11-03 | 11 | 10700.8594
2025-11-03 | 12 | 10603.0591
2025-11-03 | 13 | 10605.5624
2025-11-03 | 14 | 10574.4434
2025-11-03 | 15 | 10586.5735
2025-11-03 | 16 | 10686.4938
2025-11-03 | 17 | 10780.3916
2025-11-03 | 18 | 10997.3264
2025-11-03 | 19 | 10958.2763
2025-11-03 | 20 | 10888.2649
2025-11-03 | 21 | 10741.3972
2025-11-03 | 22 | 10443.8264
2025-11-03 | 23 | 10087.9135
2025-11-03 | 24 | 9813.541
2025-11-04 | 1 | 9609.5103
2025-11-04 | 2 | 9521.3798
2025-11-04 | 3 | 9493.4757
2025-11-04 | 4 | 9522.4236
2025-11-04 | 5 | 9682.1355
2025-11-04 | 6 | 10043.1034
2025-11-04 | 7 | 10545.7001
2025-11-04 | 8 | 10749.0432
2025-11-04 | 9 | 10774.2792
2025-11-04 | 10 | 10811.3713
2025-11-04 | 11 | 10832.0372
2025-11-04 | 12 | 10851.4797
2025-11-04 | 13 | 10858.4824
2025-11-04 | 14 | 10858.5881
2025-11-04 | 15 | 10869.9758
2025-11-04 | 16 | 10964.5198
2025-11-04 | 17 | 11130.8698
2025-11-04 | 18 | 11392.1391
2025-11-04 | 19 | 11317.0658
2025-11-04 | 20 | 11229.4182
2025-11-04 | 21 | 11077.5022
2025-11-04 | 22 | 10789.0945
2025-11-04 | 23 | 10429.4668
2025-11-04 | 24 | 10146.0806
2025-11-05 | 1 | 9953.4788
2025-11-05 | 2 | 9864.4562
2025-11-05 | 3 | 9824.706
2025-11-05 | 4 | 9832.451
2025-11-05 | 5 | 9960.9267
2025-11-05 | 6 | 10249.528
2025-11-05 | 7 | 10696.7955
2025-11-05 | 8 | 10922.5809
2025-11-05 | 9 | 11028.2077
2025-11-05 | 10 | 11067.8115
2025-11-05 | 11 | 10984.3713
2025-11-05 | 12 | 10925.7404
2025-11-05 | 13 | 10875.2422
2025-11-05 | 14 | 10833.7228
2025-11-05 | 15 | 10820.3927
2025-11-05 | 16 | 10886.0496
2025-11-05 | 17 | 11055.1954
2025-11-05 | 18 | 11324.4069
2025-11-05 | 19 | 11271.8545
2025-11-05 | 20 | 11202.9152
2025-11-05 | 21 | 11105.9895
2025-11-05 | 22 | 10789.5876
2025-11-05 | 23 | 10444.5149
2025-11-05 | 24 | 10148.6382
2025-11-06 | 1 | 9985.8035
2025-11-06 | 2 | 9891.6245
2025-11-06 | 3 | 9833.4779
2025-11-06 | 4 | 9827.7466
2025-11-06 | 5 | 9939.3154
2025-11-06 | 6 | 10215.4157
2025-11-06 | 7 | 10687.7346
2025-11-06 | 8 | 10884.2325
2025-11-06 | 9 | 10945.674
2025-11-06 | 10 | 10933.6358
2025-11-06 | 11 | 10901.6296
2025-11-06 | 12 | 10874.1266
2025-11-06 | 13 | 10847.2499
2025-11-06 | 14 | 10806.6052
2025-11-06 | 15 | 10816.556
2025-11-06 | 16 | 10880.0398
2025-11-06 | 17 | 11009.8639
2025-11-06 | 18 | 11231.8119
2025-11-06 | 19 | 11175.4398
2025-11-06 | 20 | 11107.7509
2025-11-06 | 21 | 10956.715
2025-11-06 | 22 | 10705.745
2025-11-06 | 23 | 10386.5339
2025-11-06 | 24 | 10110.3256
2025-11-07 | 1 | 9890.4004
2025-11-07 | 2 | 9780.0934
2025-11-07 | 3 | 9724.5897
2025-11-07 | 4 | 9717.8514
2025-11-07 | 5 | 9837.8178
2025-11-07 | 6 | 10108.4935
2025-11-07 | 7 | 10572.1689
2025-11-07 | 8 | 10785.9677
2025-11-07 | 9 | 10845.3185
2025-11-07 | 10 | 10851.3959
2025-11-07 | 11 | 10800.6643
2025-11-07 | 12 | 10772.3822
2025-11-07 | 13 | 10732.5085
2025-11-07 | 14 | 10695.0192
2025-11-07 | 15 | 10671.8627
2025-11-07 | 16 | 10745.144
2025-11-07 | 17 | 10904.6178
2025-11-07 | 18 | 11117.9802
2025-11-07 | 19 | 11035.7061
2025-11-07 | 20 | 10962.6466
2025-11-07 | 21 | 10812.4455
2025-11-07 | 22 | 10545.6917
2025-11-07 | 23 | 10223.8904
2025-11-07 | 24 | 9940.9413
2025-11-08 | 1 | 9730.6533
2025-11-08 | 2 | 9605.6734
2025-11-08 | 3 | 9539.4201
2025-11-08 | 4 | 9513.0976
2025-11-08 | 5 | 9541.8875
2025-11-08 | 6 | 9648.4973
2025-11-08 | 7 | 9864.1575
2025-11-08 | 8 | 10032.1602
2025-11-08 | 9 | 10205.7711
2025-11-08 | 10 | 10265.6361
2025-11-08 | 11 | 10294.6186
2025-11-08 | 12 | 10262.545
2025-11-08 | 13 | 10258.112
2025-11-08 | 14 | 10286.1537
2025-11-08 | 15 | 10226.3668
2025-11-08 | 16 | 10309.2639
2025-11-08 | 17 | 10546.6161
2025-11-08 | 18 | 10805.9327
2025-11-08 | 19 | 10735.7268
2025-11-08 | 20 | 10653.445
2025-11-08 | 21 | 10535.586
2025-11-08 | 22 | 10354.1406
2025-11-08 | 23 | 10111.8045
2025-11-08 | 24 | 9870.0875
2025-11-09 | 1 | 9698.9266
2025-11-09 | 2 | 9594.7109
2025-11-09 | 3 | 9541.6053
2025-11-09 | 4 | 9545.7735
2025-11-09 | 5 | 9592.2523
2025-11-09 | 6 | 9696.0161
2025-11-09 | 7 | 9902.1686
2025-11-09 | 8 | 9958.2159
2025-11-09 | 9 | 10124.0191
2025-11-09 | 10 | 10238.0007
2025-11-09 | 11 | 10365.2129
2025-11-09 | 12 | 10363.2918
2025-11-09 | 13 | 10310.1737
2025-11-09 | 14 | 10199.6995
2025-11-09 | 15 | 10196.4382
2025-11-09 | 16 | 10366.4192
2025-11-09 | 17 | 10616.3069
2025-11-09 | 18 | 10886.2599
2025-11-09 | 19 | 10824.6982
2025-11-09 | 20 | 10753.4479
2025-11-09 | 21 | 10634.8091
2025-11-09 | 22 | 10398.9282
2025-11-09 | 23 | 10082.7083
2025-11-09 | 24 | 9815.419
2025-11-10 | 1 | 9690.4298
2025-11-10 | 2 | 9586.46
2025-11-10 | 3 | 9535.2882
2025-11-10 | 4 | 9523.8771
2025-11-10 | 5 | 9640.5819
2025-11-10 | 6 | 9945.9886
2025-11-10 | 7 | 10372.3264
2025-11-10 | 8 | 10571.5449
2025-11-10 | 9 | 10685.4257
2025-11-10 | 10 | 10736.1077
2025-11-10 | 11 | 10734.0654
2025-11-10 | 12 | 10677.8954
2025-11-10 | 13 | 10658.0677
2025-11-10 | 14 | 10685.819
2025-11-10 | 15 | 10685.3199
2025-11-10 | 16 | 10718.1456
2025-11-10 | 17 | 10817.8173
2025-11-10 | 18 | 10945.7452
2025-11-10 | 19 | 10847.5748
2025-11-10 | 20 | 10768.7377
2025-11-10 | 21 | 10614.1663
2025-11-10 | 22 | 10306.953
2025-11-10 | 23 | 9952.3418
2025-11-10 | 24 | 9673.2486
2025-11-11 | 1 | 9481.1561
2025-11-11 | 2 | 9371.29
2025-11-11 | 3 | 9310.6025
2025-11-11 | 4 | 9304.0357
2025-11-11 | 5 | 9355.736
2025-11-11 | 6 | 9467.6139
2025-11-11 | 7 | 9656.9427
2025-11-11 | 8 | 9670.2978
2025-11-11 | 9 | 9888.7654
2025-11-11 | 10 | 9982.9822
2025-11-11 | 11 | 10078.804
2025-11-11 | 12 | 10147.9043
2025-11-11 | 13 | 10183.4522
2025-11-11 | 14 | 10184.462
2025-11-11 | 15 | 10185.6291
2025-11-11 | 16 | 10321.874
2025-11-11 | 17 | 10535.9971
2025-11-11 | 18 | 10767.2453
2025-11-11 | 19 | 10702.9665
2025-11-11 | 20 | 10629.9114
2025-11-11 | 21 | 10494.1981
2025-11-11 | 22 | 10244.6611
2025-11-11 | 23 | 9940.0622
2025-11-11 | 24 | 9690.7211
2025-11-12 | 1 | 9590.587
2025-11-12 | 2 | 9504.4792
2025-11-12 | 3 | 9474.8777
2025-11-12 | 4 | 9536.0452
2025-11-12 | 5 | 9646.4156
2025-11-12 | 6 | 9997.1372
2025-11-12 | 7 | 10472.9063
2025-11-12 | 8 | 10675.7834
2025-11-12 | 9 | 10795.0196
2025-11-12 | 10 | 10819.6992
2025-11-12 | 11 | 10879.4589
2025-11-12 | 12 | 10807.6531
2025-11-12 | 13 | 10751.6521
2025-11-12 | 14 | 10768.7103
2025-11-12 | 15 | 10768.8526
2025-11-12 | 16 | 10875.426
2025-11-12 | 17 | 11050.7625
2025-11-12 | 18 | 11187.3618
2025-11-12 | 19 | 11085.4957
2025-11-12 | 20 | 11003.2641
2025-11-12 | 21 | 10817.2002
2025-11-12 | 22 | 10527.8566
2025-11-12 | 23 | 10174.544
2025-11-12 | 24 | 9879.2018
2025-11-13 | 1 | 9719.2486
2025-11-13 | 2 | 9623.8578
2025-11-13 | 3 | 9578.3864
2025-11-13 | 4 | 9583.003
2025-11-13 | 5 | 9696.1203
2025-11-13 | 6 | 9999.748
2025-11-13 | 7 | 10454.3788
2025-11-13 | 8 | 10669.6338
2025-11-13 | 9 | 10823.0633
2025-11-13 | 10 | 10843.2103
2025-11-13 | 11 | 10739.1845
2025-11-13 | 12 | 10811.4557
2025-11-13 | 13 | 10846.864
2025-11-13 | 14 | 10826.3384
2025-11-13 | 15 | 10824.6522
2025-11-13 | 16 | 10879.8107
2025-11-13 | 17 | 10995.6941
2025-11-13 | 18 | 11102.3374
2025-11-13 | 19 | 11016.1373
2025-11-13 | 20 | 10935.8216
2025-11-13 | 21 | 10766.1171
2025-11-13 | 22 | 10489.3534
2025-11-13 | 23 | 10167.7286
2025-11-13 | 24 | 9924.1335
2025-11-14 | 1 | 9741.577
2025-11-14 | 2 | 9604.5264
2025-11-14 | 3 | 9564.3373
2025-11-14 | 4 | 9589.7974
2025-11-14 | 5 | 9752.4287
2025-11-14 | 6 | 10067.517
2025-11-14 | 7 | 10531.2944
2025-11-14 | 8 | 10724.336
2025-11-14 | 9 | 10875.2788
2025-11-14 | 10 | 10878.625
2025-11-14 | 11 | 10874.1694
2025-11-14 | 12 | 10820.8204
2025-11-14 | 13 | 10916.0273
2025-11-14 | 14 | 10831.9842
2025-11-14 | 15 | 10960.8878
2025-11-14 | 16 | 11002.9481
2025-11-14 | 17 | 11168.9202
2025-11-14 | 18 | 11327.5013
2025-11-14 | 19 | 11227.5572
2025-11-14 | 20 | 11130.4071
2025-11-14 | 21 | 10965.7359
2025-11-14 | 22 | 10705.4436
2025-11-14 | 23 | 10387.1755
2025-11-14 | 24 | 10111.6041
2025-11-15 | 1 | 9922.7587
2025-11-15 | 2 | 9817.1103
2025-11-15 | 3 | 9744.2422
2025-11-15 | 4 | 9727.4959
2025-11-15 | 5 | 9759.9169
2025-11-15 | 6 | 9844.7098
2025-11-15 | 7 | 10047.0778
2025-11-15 | 8 | 10276.0359
2025-11-15 | 9 | 10506.4918
2025-11-15 | 10 | 10487.3609
2025-11-15 | 11 | 10513.8847
2025-11-15 | 12 | 10564.0729
2025-11-15 | 13 | 10554.2059
2025-11-15 | 14 | 10547.9965
2025-11-15 | 15 | 10587.6097
2025-11-15 | 16 | 10693.0118
2025-11-15 | 17 | 10920.6164
2025-11-15 | 18 | 11169.0273
2025-11-15 | 19 | 11117.1592
2025-11-15 | 20 | 11035.5393
2025-11-15 | 21 | 10895.7638
2025-11-15 | 22 | 10718.6631
2025-11-15 | 23 | 10436.1879
2025-11-15 | 24 | 10178.38
2025-11-16 | 1 | 10004.6653
2025-11-16 | 2 | 9869.5659
2025-11-16 | 3 | 9790.2681
2025-11-16 | 4 | 9728.1615
2025-11-16 | 5 | 9717.8873
2025-11-16 | 6 | 9748.8895
2025-11-16 | 7 | 9905.899
2025-11-16 | 8 | 10121.1977
2025-11-16 | 9 | 10371.45
2025-11-16 | 10 | 10412.2003
2025-11-16 | 11 | 10427.3142
2025-11-16 | 12 | 10436.6715
2025-11-16 | 13 | 10385.3677
2025-11-16 | 14 | 10374.6531
2025-11-16 | 15 | 10489.9444
2025-11-16 | 16 | 10600.9892
2025-11-16 | 17 | 10895.8399
2025-11-16 | 18 | 11171.5752
2025-11-16 | 19 | 11110.962
2025-11-16 | 20 | 11031.1458
2025-11-16 | 21 | 10898.8864
2025-11-16 | 22 | 10665.0811
2025-11-16 | 23 | 10347.2326
2025-11-16 | 24 | 10075.9231
2025-11-17 | 1 | 9950.5463
2025-11-17 | 2 | 9836.8146
2025-11-17 | 3 | 9778.3687
2025-11-17 | 4 | 9814.6853
2025-11-17 | 5 | 9903.816
2025-11-17 | 6 | 10189.3692
2025-11-17 | 7 | 10605.71
2025-11-17 | 8 | 10891.9935
2025-11-17 | 9 | 11059.0872
2025-11-17 | 10 | 10995.8121
2025-11-17 | 11 | 11025.3447
2025-11-17 | 12 | 10979.0719
2025-11-17 | 13 | 10976.5404
2025-11-17 | 14 | 10943.7897
2025-11-17 | 15 | 10930.787
2025-11-17 | 16 | 11040.2604
2025-11-17 | 17 | 11302.4594
2025-11-17 | 18 | 11534.1057
2025-11-17 | 19 | 11446.3888
2025-11-17 | 20 | 11363.5571
2025-11-17 | 21 | 11190.2111
2025-11-17 | 22 | 10899.5819
2025-11-17 | 23 | 10529.8632
2025-11-17 | 24 | 10233.3152
2025-11-18 | 1 | 10010.7583
2025-11-18 | 2 | 9914.4473
2025-11-18 | 3 | 9870.3597
2025-11-18 | 4 | 9893.2405
2025-11-18 | 5 | 10034.5729
2025-11-18 | 6 | 10345.812
2025-11-18 | 7 | 10813.7919
2025-11-18 | 8 | 11084.3995
2025-11-18 | 9 | 11263.5397
2025-11-18 | 10 | 11219.3774
2025-11-18 | 11 | 11292.3653
2025-11-18 | 12 | 11242.4878
2025-11-18 | 13 | 11264.0127
2025-11-18 | 14 | 11275.5281
2025-11-18 | 15 | 11302.2712
2025-11-18 | 16 | 11368.4363
2025-11-18 | 17 | 11582.8298
2025-11-18 | 18 | 11811.4382
2025-11-18 | 19 | 11705.0759
2025-11-18 | 20 | 11602.0408
2025-11-18 | 21 | 11463.6819
2025-11-18 | 22 | 11215.0096
2025-11-18 | 23 | 10871.6953
2025-11-18 | 24 | 10555.999
2025-11-19 | 1 | 10310.9685
2025-11-19 | 2 | 10207.5129
2025-11-19 | 3 | 10155.678
2025-11-19 | 4 | 10144.1985
2025-11-19 | 5 | 10227.0476
2025-11-19 | 6 | 10432.4169
2025-11-19 | 7 | 10851.4905
2025-11-19 | 8 | 11257.6424
2025-11-19 | 9 | 11432.2251
2025-11-19 | 10 | 11234.2835
2025-11-19 | 11 | 11218.8058
2025-11-19 | 12 | 11222.2728
2025-11-19 | 13 | 11185.6678
2025-11-19 | 14 | 11173.5348
2025-11-19 | 15 | 11172.421
2025-11-19 | 16 | 11250.7947
2025-11-19 | 17 | 11564.8745
2025-11-19 | 18 | 11802.2002
2025-11-19 | 19 | 11733.0101
2025-11-19 | 20 | 11636.9332
2025-11-19 | 21 | 11493.0547
2025-11-19 | 22 | 11270.1218
2025-11-19 | 23 | 10905.9883
2025-11-19 | 24 | 10576.7151
2025-11-20 | 1 | 10383.1372
2025-11-20 | 2 | 10271.0559
2025-11-20 | 3 | 10184.1693
2025-11-20 | 4 | 10160.2919
2025-11-20 | 5 | 10215.2017
2025-11-20 | 6 | 10380.7543
2025-11-20 | 7 | 10786.0836
2025-11-20 | 8 | 11217.375
2025-11-20 | 9 | 11407.18
2025-11-20 | 10 | 11238.4806
2025-11-20 | 11 | 11279.0553
2025-11-20 | 12 | 11218.013
2025-11-20 | 13 | 11212.283
2025-11-20 | 14 | 11129.4082
2025-11-20 | 15 | 11133.0194
2025-11-20 | 16 | 11159.7919
2025-11-20 | 17 | 11482.9368
2025-11-20 | 18 | 11666.8999
2025-11-20 | 19 | 11578.6617
2025-11-20 | 20 | 11431.4407
2025-11-20 | 21 | 11307.8591
2025-11-20 | 22 | 11072.5955
2025-11-20 | 23 | 10750.9061
2025-11-20 | 24 | 10446.5561
2025-11-21 | 1 | 10232.5962
2025-11-21 | 2 | 10112.007
2025-11-21 | 3 | 10040.2916
2025-11-21 | 4 | 10026.7492
2025-11-21 | 5 | 10113.4259
2025-11-21 | 6 | 10308.4299
2025-11-21 | 7 | 10750.2591
2025-11-21 | 8 | 11162.7821
2025-11-21 | 9 | 11339.4675
2025-11-21 | 10 | 11205.0363
2025-11-21 | 11 | 11167.0704
2025-11-21 | 12 | 11183.0962
2025-11-21 | 13 | 11111.3598
2025-11-21 | 14 | 11032.0359
2025-11-21 | 15 | 11033.5153
2025-11-21 | 16 | 11047.7481
2025-11-21 | 17 | 11233.135
2025-11-21 | 18 | 11380.0477
2025-11-21 | 19 | 11305.4438
2025-11-21 | 20 | 11232.9459
2025-11-21 | 21 | 11102.6543
2025-11-21 | 22 | 10848.8077
2025-11-21 | 23 | 10533.9167
2025-11-21 | 24 | 10262.4122
2025-11-22 | 1 | 10039.3591
2025-11-22 | 2 | 9928.9872
2025-11-22 | 3 | 9868.7938
2025-11-22 | 4 | 9814.8311
2025-11-22 | 5 | 9755.1079
2025-11-22 | 6 | 9784.254
2025-11-22 | 7 | 9960.9615
2025-11-22 | 8 | 10288.7662
2025-11-22 | 9 | 10529.2264
2025-11-22 | 10 | 10442.2699
2025-11-22 | 11 | 10452.7248
2025-11-22 | 12 | 10415.065
2025-11-22 | 13 | 10429.8156
2025-11-22 | 14 | 10348.3187
2025-11-22 | 15 | 10400.3789
2025-11-22 | 16 | 10437.7396
2025-11-22 | 17 | 10723.4974
2025-11-22 | 18 | 10895.4179
2025-11-22 | 19 | 10832.3042
2025-11-22 | 20 | 10768.7973
2025-11-22 | 21 | 10639.4983
2025-11-22 | 22 | 10444.2656
2025-11-22 | 23 | 10173.6251
2025-11-22 | 24 | 9912.0531
2025-11-23 | 1 | 9718.1253
2025-11-23 | 2 | 9580.533
2025-11-23 | 3 | 9516.1343
2025-11-23 | 4 | 9488.3552
2025-11-23 | 5 | 9499.2674
2025-11-23 | 6 | 9584.0354
2025-11-23 | 7 | 9761.8496
2025-11-23 | 8 | 10017.2331
2025-11-23 | 9 | 10203.5687
2025-11-23 | 10 | 10218.5045
2025-11-23 | 11 | 10310.1021
2025-11-23 | 12 | 10323.3203
2025-11-23 | 13 | 10313.1273
2025-11-23 | 14 | 10266.3493
2025-11-23 | 15 | 10311.0868
2025-11-23 | 16 | 10403.9564
2025-11-23 | 17 | 10678.6913
2025-11-23 | 18 | 10844.6583
2025-11-23 | 19 | 10788.2631
2025-11-23 | 20 | 10716.4976
2025-11-23 | 21 | 10584.3742
2025-11-23 | 22 | 10361.0541
2025-11-23 | 23 | 10042.7349
2025-11-23 | 24 | 9779.7949
2025-11-24 | 1 | 9678.1765
2025-11-24 | 2 | 9586.4461
2025-11-24 | 3 | 9542.8124
2025-11-24 | 4 | 9553.4711
2025-11-24 | 5 | 9709.7887
2025-11-24 | 6 | 10066.0721
2025-11-24 | 7 | 10531.3997
2025-11-24 | 8 | 10887.0965
2025-11-24 | 9 | 11022.86
2025-11-24 | 10 | 10927.2613
2025-11-24 | 11 | 10925.3177
2025-11-24 | 12 | 10869.923
2025-11-24 | 13 | 10845.499
2025-11-24 | 14 | 10893.6277
2025-11-24 | 15 | 10814.1468
2025-11-24 | 16 | 10983.1725
2025-11-24 | 17 | 11212.0684
2025-11-24 | 18 | 11317.3322
2025-11-24 | 19 | 11245.4875
2025-11-24 | 20 | 11197.9494
2025-11-24 | 21 | 10948.8619
2025-11-24 | 22 | 10655.7011
2025-11-24 | 23 | 10269.0348
2025-11-24 | 24 | 9970.8192
2025-11-25 | 1 | 9803.0145
2025-11-25 | 2 | 9717.1071
2025-11-25 | 3 | 9678.412
2025-11-25 | 4 | 9686.9884
2025-11-25 | 5 | 9763.3079
2025-11-25 | 6 | 10065.9714
2025-11-25 | 7 | 10522.3271
2025-11-25 | 8 | 10900.8696
2025-11-25 | 9 | 11041.0192
2025-11-25 | 10 | 10881.3512
2025-11-25 | 11 | 10768.1394
2025-11-25 | 12 | 10774.8487
2025-11-25 | 13 | 10769.0121
2025-11-25 | 14 | 10766.5757
2025-11-25 | 15 | 10795.7911
2025-11-25 | 16 | 10883.8594
2025-11-25 | 17 | 11118.045
2025-11-25 | 18 | 11214.2316
2025-11-25 | 19 | 11139.4547
2025-11-25 | 20 | 11070.0878
2025-11-25 | 21 | 10902.6611
2025-11-25 | 22 | 10607.5773
2025-11-25 | 23 | 10248.0944
2025-11-25 | 24 | 9958.8457
2025-11-26 | 1 | 9753.0901
2025-11-26 | 2 | 9665.4849
2025-11-26 | 3 | 9618.8913
2025-11-26 | 4 | 9644.0148
2025-11-26 | 5 | 9802.8289
2025-11-26 | 6 | 10109.0397
2025-11-26 | 7 | 10590.4719
2025-11-26 | 8 | 10944.6314
2025-11-26 | 9 | 11049.0004
2025-11-26 | 10 | 10946.9148
2025-11-26 | 11 | 10904.8814
2025-11-26 | 12 | 10890.4857
2025-11-26 | 13 | 10815.3433
2025-11-26 | 14 | 10813.0447
2025-11-26 | 15 | 10839.3212
2025-11-26 | 16 | 10842.4692
2025-11-26 | 17 | 11112.8723
2025-11-26 | 18 | 11191.8955
2025-11-26 | 19 | 11108.0263
2025-11-26 | 20 | 11048.9722
2025-11-26 | 21 | 10900.0436
2025-11-26 | 22 | 10593.3317
2025-11-26 | 23 | 10226.2279
2025-11-26 | 24 | 9924.9198
2025-11-27 | 1 | 9797.9875
2025-11-27 | 2 | 9685.8089
2025-11-27 | 3 | 9628.004
2025-11-27 | 4 | 9624.1238
2025-11-27 | 5 | 9707.7599
2025-11-27 | 6 | 10007.1735
2025-11-27 | 7 | 10445.8487
2025-11-27 | 8 | 10813.1216
2025-11-27 | 9 | 10870.0044
2025-11-27 | 10 | 10765.9398
2025-11-27 | 11 | 10790.7711
2025-11-27 | 12 | 10669.0366
2025-11-27 | 13 | 10636.7364
2025-11-27 | 14 | 10623.6619
2025-11-27 | 15 | 10730.3728
2025-11-27 | 16 | 10715.0099
2025-11-27 | 17 | 10900.7
2025-11-27 | 18 | 10966.977
2025-11-27 | 19 | 10887.1422
2025-11-27 | 20 | 10804.9047
2025-11-27 | 21 | 10680.4909
2025-11-27 | 22 | 10364.3064
2025-11-27 | 23 | 10049.9516
2025-11-27 | 24 | 9796.2827
2025-11-28 | 1 | 9631.942
2025-11-28 | 2 | 9555.8654
2025-11-28 | 3 | 9525.0664
2025-11-28 | 4 | 9583.054
2025-11-28 | 5 | 9698.6119
2025-11-28 | 6 | 10072.4963
2025-11-28 | 7 | 10570.2267
2025-11-28 | 8 | 10891.9003
2025-11-28 | 9 | 11010.2629
2025-11-28 | 10 | 10938.5059
2025-11-28 | 11 | 10965.4749
2025-11-28 | 12 | 10845.0908
2025-11-28 | 13 | 10890.1491
2025-11-28 | 14 | 10911.7472
2025-11-28 | 15 | 10915.083
2025-11-28 | 16 | 10926.506
2025-11-28 | 17 | 11131.6913
2025-11-28 | 18 | 11238.654
2025-11-28 | 19 | 11140.3589
2025-11-28 | 20 | 11033.7178
2025-11-28 | 21 | 10881.3509
2025-11-28 | 22 | 10612.1418
2025-11-28 | 23 | 10294.9911
2025-11-28 | 24 | 10013.1392
2025-11-29 | 1 | 9797.6923
2025-11-29 | 2 | 9667.3637
2025-11-29 | 3 | 9593.5725
2025-11-29 | 4 | 9571.4254
2025-11-29 | 5 | 9598.1643
2025-11-29 | 6 | 9703.6261
2025-11-29 | 7 | 9865.7956
2025-11-29 | 8 | 10178.7098
2025-11-29 | 9 | 10365.81
2025-11-29 | 10 | 10310.745
2025-11-29 | 11 | 10417.6709
2025-11-29 | 12 | 10424.8914
2025-11-29 | 13 | 10396.7029
2025-11-29 | 14 | 10266.0259
2025-11-29 | 15 | 10305.5415
2025-11-29 | 16 | 10391.5539
2025-11-29 | 17 | 10695.6493
2025-11-29 | 18 | 10824.5698
2025-11-29 | 19 | 10740.7683
2025-11-29 | 20 | 10645.7354
2025-11-29 | 21 | 10514.9696
2025-11-29 | 22 | 10316.6093
2025-11-29 | 23 | 10058.3269
2025-11-29 | 24 | 9814.2322
2025-11-30 | 1 | 9649.7165
2025-11-30 | 2 | 9567.8261
2025-11-30 | 3 | 9505.6506
2025-11-30 | 4 | 9526.7823
2025-11-30 | 5 | 9579.7235
2025-11-30 | 6 | 9636.1459
2025-11-30 | 7 | 9813.7596
2025-11-30 | 8 | 10059.035
2025-11-30 | 9 | 10224.461
2025-11-30 | 10 | 10270.8042
2025-11-30 | 11 | 10266.3801
2025-11-30 | 12 | 10435.6871
2025-11-30 | 13 | 10459.8222
2025-11-30 | 14 | 10478.3065
2025-11-30 | 15 | 10509.4856
2025-11-30 | 16 | 10624.908
2025-11-30 | 17 | 10912.2099
2025-11-30 | 18 | 11104.049
2025-11-30 | 19 | 11041.0239
2025-11-30 | 20 | 11002.9601
2025-11-30 | 21 | 10862.1096
2025-11-30 | 22 | 10642.8352
2025-11-30 | 23 | 10321.5802
2025-11-30 | 24 | 10061.5758
2025-12-01 | 1 | 10093.0198
2025-12-01 | 2 | 9998.5689
2025-12-01 | 3 | 9944.6483
2025-12-01 | 4 | 9952.2645
2025-12-01 | 5 | 10062.3179
2025-12-01 | 6 | 10347.2426
2025-12-01 | 7 | 10792.3754
2025-12-01 | 8 | 11169.967
2025-12-01 | 9 | 11250.5719
2025-12-01 | 10 | 11087.5213
2025-12-01 | 11 | 11047.5829
2025-12-01 | 12 | 10998.6991
2025-12-01 | 13 | 11106.3595
2025-12-01 | 14 | 10963.2358
2025-12-01 | 15 | 10960.8224
2025-12-01 | 16 | 11057.0891
2025-12-01 | 17 | 11297.0142
2025-12-01 | 18 | 11337.944
2025-12-01 | 19 | 11242.4135
2025-12-01 | 20 | 11233.3752
2025-12-01 | 21 | 11051.1535
2025-12-01 | 22 | 10767.8011
2025-12-01 | 23 | 10396.6911
2025-12-01 | 24 | 10090.0056
2025-12-02 | 1 | 9871.136
2025-12-02 | 2 | 9776.6902
2025-12-02 | 3 | 9691.9776
2025-12-02 | 4 | 9731.3411
2025-12-02 | 5 | 9868.0951
2025-12-02 | 6 | 10196.4632
2025-12-02 | 7 | 10727.4203
2025-12-02 | 8 | 11069.5719
2025-12-02 | 9 | 11121.9876
2025-12-02 | 10 | 11069.5541
2025-12-02 | 11 | 11111.0964
2025-12-02 | 12 | 11093.9562
2025-12-02 | 13 | 11076.9156
2025-12-02 | 14 | 11097.3675
2025-12-02 | 15 | 11148.5779
2025-12-02 | 16 | 11194.497
2025-12-02 | 17 | 11423.2954
2025-12-02 | 18 | 11516.2514
2025-12-02 | 19 | 11426.758
2025-12-02 | 20 | 11321.1025
2025-12-02 | 21 | 11153.779
2025-12-02 | 22 | 10848.0247
2025-12-02 | 23 | 10494.6969
2025-12-02 | 24 | 10216.0651
2025-12-03 | 1 | 10016.7146
2025-12-03 | 2 | 9932.7121
2025-12-03 | 3 | 9899.7025
2025-12-03 | 4 | 9901.2893
2025-12-03 | 5 | 10021.2438
2025-12-03 | 6 | 10336.4292
2025-12-03 | 7 | 10774.9231
2025-12-03 | 8 | 11150.8815
2025-12-03 | 9 | 11224.7424
2025-12-03 | 10 | 11189.4031
2025-12-03 | 11 | 11214.5248
2025-12-03 | 12 | 11165.3396
2025-12-03 | 13 | 11185.7872
2025-12-03 | 14 | 11145.9251
2025-12-03 | 15 | 11058.8625
2025-12-03 | 16 | 11172.7024
2025-12-03 | 17 | 11468.7847
2025-12-03 | 18 | 11572.6322
2025-12-03 | 19 | 11477.4256
2025-12-03 | 20 | 11401.8922
2025-12-03 | 21 | 11240.3782
2025-12-03 | 22 | 10947.5858
2025-12-03 | 23 | 10623.4494
2025-12-03 | 24 | 10337.441
2025-12-04 | 1 | 10145.5962
2025-12-04 | 2 | 10030.9532
2025-12-04 | 3 | 9972.5844
2025-12-04 | 4 | 9990.8129
2025-12-04 | 5 | 10109.9958
2025-12-04 | 6 | 10405.1306
2025-12-04 | 7 | 10872.4807
2025-12-04 | 8 | 11282.6173
2025-12-04 | 9 | 11359.4731
2025-12-04 | 10 | 11209.0395
2025-12-04 | 11 | 11330.7592
2025-12-04 | 12 | 11341.828
2025-12-04 | 13 | 11336.1846
2025-12-04 | 14 | 11338.9368
2025-12-04 | 15 | 11358.9702
2025-12-04 | 16 | 11402.4374
2025-12-04 | 17 | 11596.966
2025-12-04 | 18 | 11727.1472
2025-12-04 | 19 | 11622.6242
2025-12-04 | 20 | 11515.6893
2025-12-04 | 21 | 11357.5437
2025-12-04 | 22 | 11101.8695
2025-12-04 | 23 | 10751.7155
2025-12-04 | 24 | 10442.8334
2025-12-05 | 1 | 10224.9282
2025-12-05 | 2 | 10116.9596
2025-12-05 | 3 | 10068.1285
2025-12-05 | 4 | 10054.7658
2025-12-05 | 5 | 10136.7613
2025-12-05 | 6 | 10385.4953
2025-12-05 | 7 | 10831.5986
2025-12-05 | 8 | 11248.5852
2025-12-05 | 9 | 11328.1523
2025-12-05 | 10 | 11211.6733
2025-12-05 | 11 | 11147.0219
2025-12-05 | 12 | 11094.4195
2025-12-05 | 13 | 11062.408
2025-12-05 | 14 | 11035.6665
2025-12-05 | 15 | 11095.6694
2025-12-05 | 16 | 11125.8816
2025-12-05 | 17 | 11319.5863
2025-12-05 | 18 | 11347.6675
2025-12-05 | 19 | 11273.8577
2025-12-05 | 20 | 11199.5307
2025-12-05 | 21 | 11047.812
2025-12-05 | 22 | 10777.7823
2025-12-05 | 23 | 10441.1157
2025-12-05 | 24 | 10150.6936
2025-12-06 | 1 | 9933.8882
2025-12-06 | 2 | 9799.2039
2025-12-06 | 3 | 9704.5991
2025-12-06 | 4 | 9682.1626
2025-12-06 | 5 | 9698.918
2025-12-06 | 6 | 9813.323
2025-12-06 | 7 | 9992.8789
2025-12-06 | 8 | 10313.1192
2025-12-06 | 9 | 10466.0351
2025-12-06 | 10 | 10499.5501
2025-12-06 | 11 | 10586.6461
2025-12-06 | 12 | 10585.654
2025-12-06 | 13 | 10531.7343
2025-12-06 | 14 | 10608.3884
2025-12-06 | 15 | 10616.9509
2025-12-06 | 16 | 10686.4398
2025-12-06 | 17 | 10949.6965
2025-12-06 | 18 | 11097.7822
2025-12-06 | 19 | 10997.4134
2025-12-06 | 20 | 10885.019
2025-12-06 | 21 | 10756.8371
2025-12-06 | 22 | 10553.5485
2025-12-06 | 23 | 10314.3522
2025-12-06 | 24 | 10079.3685
2025-12-07 | 1 | 9913.4392
2025-12-07 | 2 | 9802.5243
2025-12-07 | 3 | 9748.7592
2025-12-07 | 4 | 9772.1004
2025-12-07 | 5 | 9822.3076
2025-12-07 | 6 | 9895.2982
2025-12-07 | 7 | 10084.2549
2025-12-07 | 8 | 10352.1899
2025-12-07 | 9 | 10481.2325
2025-12-07 | 10 | 10557.2098
2025-12-07 | 11 | 10655.9534
2025-12-07 | 12 | 10746.7362
2025-12-07 | 13 | 10709.0666
2025-12-07 | 14 | 10769.2904
2025-12-07 | 15 | 10748.0884
2025-12-07 | 16 | 10920.1775
2025-12-07 | 17 | 11254.7418
2025-12-07 | 18 | 11460.9947
2025-12-07 | 19 | 11392.075
2025-12-07 | 20 | 11302.7651
2025-12-07 | 21 | 11167.8618
2025-12-07 | 22 | 10954.1593
2025-12-07 | 23 | 10644.5777
2025-12-07 | 24 | 10377.182
2025-12-08 | 1 | 10256.4736
2025-12-08 | 2 | 10173.3755
2025-12-08 | 3 | 10134.4126
2025-12-08 | 4 | 10147.8617
2025-12-08 | 5 | 10276.4561
2025-12-08 | 6 | 10577.4966
2025-12-08 | 7 | 11031.4142
2025-12-08 | 8 | 11407.0812
2025-12-08 | 9 | 11459.6707
2025-12-08 | 10 | 11381.0626
2025-12-08 | 11 | 11456.8342
2025-12-08 | 12 | 11354.7835
2025-12-08 | 13 | 11337.9659
2025-12-08 | 14 | 11327.3981
2025-12-08 | 15 | 11350.6138
2025-12-08 | 16 | 11453.4917
2025-12-08 | 17 | 11769.6802
2025-12-08 | 18 | 11906.173
2025-12-08 | 19 | 11821.7641
2025-12-08 | 20 | 11724.7801
2025-12-08 | 21 | 11563.8607
2025-12-08 | 22 | 11298.8946
2025-12-08 | 23 | 10945.2872
2025-12-08 | 24 | 10629.549
2025-12-09 | 1 | 10383.4539
2025-12-09 | 2 | 10256.4432
2025-12-09 | 3 | 10183.4084
2025-12-09 | 4 | 10165.8945
2025-12-09 | 5 | 10268.0982
2025-12-09 | 6 | 10476.8974
2025-12-09 | 7 | 10881.4468
2025-12-09 | 8 | 11304.5612
2025-12-09 | 9 | 11361.5271
2025-12-09 | 10 | 11271.3717
2025-12-09 | 11 | 11184.1714
2025-12-09 | 12 | 11195.7212
2025-12-09 | 13 | 11184.3736
2025-12-09 | 14 | 11107.8866
2025-12-09 | 15 | 11027.7599
2025-12-09 | 16 | 11108.3362
2025-12-09 | 17 | 11397.874
2025-12-09 | 18 | 11457.429
2025-12-09 | 19 | 11397.3997
2025-12-09 | 20 | 11330.2791
2025-12-09 | 21 | 11178.4074
2025-12-09 | 22 | 10874.2605
2025-12-09 | 23 | 10502.9186
2025-12-09 | 24 | 10208.8925
2025-12-10 | 1 | 10000.2567
2025-12-10 | 2 | 9895.2308
2025-12-10 | 3 | 9836.2135
2025-12-10 | 4 | 9853.1246
2025-12-10 | 5 | 9976.2575
2025-12-10 | 6 | 10291.1694
2025-12-10 | 7 | 10745.5757
2025-12-10 | 8 | 11114.1322
2025-12-10 | 9 | 11134.9136
2025-12-10 | 10 | 11112.5418
2025-12-10 | 11 | 11102.5931
2025-12-10 | 12 | 11116.2824
2025-12-10 | 13 | 11035.5738
2025-12-10 | 14 | 11024.3289
2025-12-10 | 15 | 11002.935
2025-12-10 | 16 | 11100.5844
2025-12-10 | 17 | 11348.602
2025-12-10 | 18 | 11405.0404
2025-12-10 | 19 | 11314.4741
2025-12-10 | 20 | 11247.8515
2025-12-10 | 21 | 11095.0003
2025-12-10 | 22 | 10809.3542
2025-12-10 | 23 | 10470.6194
2025-12-10 | 24 | 10194.0546
2025-12-11 | 1 | 10040.0145
2025-12-11 | 2 | 9938.2514
2025-12-11 | 3 | 9892.1891
2025-12-11 | 4 | 9947.9956
2025-12-11 | 5 | 10041.5947
2025-12-11 | 6 | 10361.7921
2025-12-11 | 7 | 10831.5553
2025-12-11 | 8 | 11193.2978
2025-12-11 | 9 | 11225.9774
2025-12-11 | 10 | 11148.2775
2025-12-11 | 11 | 11134.5553
2025-12-11 | 12 | 11112.6751
2025-12-11 | 13 | 11111.4459
2025-12-11 | 14 | 11111.845
2025-12-11 | 15 | 11133.4517
2025-12-11 | 16 | 11218.0649
2025-12-11 | 17 | 11506.3793
2025-12-11 | 18 | 11589.0133
2025-12-11 | 19 | 11496.6597
2025-12-11 | 20 | 11393.9741
2025-12-11 | 21 | 11240.9202
2025-12-11 | 22 | 10977.5122
2025-12-11 | 23 | 10658.2308
2025-12-11 | 24 | 10380.1544
2025-12-12 | 1 | 10176.0407
2025-12-12 | 2 | 10070.2872
2025-12-12 | 3 | 10022.067
2025-12-12 | 4 | 10027.4067
2025-12-12 | 5 | 10146.052
2025-12-12 | 6 | 10426.4771
2025-12-12 | 7 | 10898.9567
2025-12-12 | 8 | 11292.0088
2025-12-12 | 9 | 11341.2526
2025-12-12 | 10 | 11283.1667
2025-12-12 | 11 | 11275.7834
2025-12-12 | 12 | 11259.8401
2025-12-12 | 13 | 11234.9927
2025-12-12 | 14 | 11314.7231
2025-12-12 | 15 | 11326.2979
2025-12-12 | 16 | 11341.6147
2025-12-12 | 17 | 11588.2036
2025-12-12 | 18 | 11706.1104
2025-12-12 | 19 | 11609.279
2025-12-12 | 20 | 11492.3459
2025-12-12 | 21 | 11320.8379
2025-12-12 | 22 | 11055.3254
2025-12-12 | 23 | 10738.1011
2025-12-12 | 24 | 10450.5842
2025-12-13 | 1 | 10235.9694
2025-12-13 | 2 | 10094.5367
2025-12-13 | 3 | 10024.9023
2025-12-13 | 4 | 10001.3773
2025-12-13 | 5 | 10010.0199
2025-12-13 | 6 | 10069.5344
2025-12-13 | 7 | 10269.827
2025-12-13 | 8 | 10631.2079
2025-12-13 | 9 | 10770.4255
2025-12-13 | 10 | 10858.5584
2025-12-13 | 11 | 10914.7661
2025-12-13 | 12 | 10908.5473
2025-12-13 | 13 | 10847.7337
2025-12-13 | 14 | 10797.5795
2025-12-13 | 15 | 10784.6527
2025-12-13 | 16 | 10837.962
2025-12-13 | 17 | 11093.7512
2025-12-13 | 18 | 11243.9721
2025-12-13 | 19 | 11163.5562
2025-12-13 | 20 | 11093.5535
2025-12-13 | 21 | 10973.0086
2025-12-13 | 22 | 10780.7679
2025-12-13 | 23 | 10502.5731
2025-12-13 | 24 | 10234.3001
2025-12-14 | 1 | 10044.4008
2025-12-14 | 2 | 9915.7489
2025-12-14 | 3 | 9876.2238
2025-12-14 | 4 | 9856.5804
2025-12-14 | 5 | 9875.7323
2025-12-14 | 6 | 9939.9212
2025-12-14 | 7 | 10120.9565
2025-12-14 | 8 | 10377.3119
2025-12-14 | 9 | 10470.4424
2025-12-14 | 10 | 10554.707
2025-12-14 | 11 | 10658.2269
2025-12-14 | 12 | 10709.3579
2025-12-14 | 13 | 10732.3374
2025-12-14 | 14 | 10705.2406
2025-12-14 | 15 | 10659.5211
2025-12-14 | 16 | 10813.8905
2025-12-14 | 17 | 11177.7546
2025-12-14 | 18 | 11353.4549
2025-12-14 | 19 | 11295.1853
2025-12-14 | 20 | 11198.4803
2025-12-14 | 21 | 11050.7036
2025-12-14 | 22 | 10821.7334
2025-12-14 | 23 | 10530.578
2025-12-14 | 24 | 10265.6749
2025-12-15 | 1 | 10153.5062
2025-12-15 | 2 | 10063.3675
2025-12-15 | 3 | 10022.9176
2025-12-15 | 4 | 10037.3319
2025-12-15 | 5 | 10160.7235
2025-12-15 | 6 | 10462.1244
2025-12-15 | 7 | 10917.8091
2025-12-15 | 8 | 11290.3823
2025-12-15 | 9 | 11304.4377
2025-12-15 | 10 | 11317.9265
2025-12-15 | 11 | 11325.9241
2025-12-15 | 12 | 11308.4932
2025-12-15 | 13 | 11189.0422
2025-12-15 | 14 | 11181.4745
2025-12-15 | 15 | 11204.6015
2025-12-15 | 16 | 11372.9559
2025-12-15 | 17 | 11630.9712
2025-12-15 | 18 | 11748.5477
2025-12-15 | 19 | 11675.3779
2025-12-15 | 20 | 11588.0013
2025-12-15 | 21 | 11423.8801
2025-12-15 | 22 | 11149.2083
2025-12-15 | 23 | 10780.6545
2025-12-15 | 24 | 10494.663
2025-12-16 | 1 | 10257.7673
2025-12-16 | 2 | 10146.8359
2025-12-16 | 3 | 10086.4572
2025-12-16 | 4 | 10088.3531
2025-12-16 | 5 | 10160.3991
2025-12-16 | 6 | 10364.3329
2025-12-16 | 7 | 10795.3065
2025-12-16 | 8 | 11223.7892
2025-12-16 | 9 | 11242.6852
2025-12-16 | 10 | 11221.3912
2025-12-16 | 11 | 11257.3283
2025-12-16 | 12 | 11248.0883
2025-12-16 | 13 | 11179.8491
2025-12-16 | 14 | 11167.8402
2025-12-16 | 15 | 11146.8816
2025-12-16 | 16 | 11172.4585
2025-12-16 | 17 | 11409.584
2025-12-16 | 18 | 11474.6131
2025-12-16 | 19 | 11387.4838
2025-12-16 | 20 | 11306.1934
2025-12-16 | 21 | 11147.0719
2025-12-16 | 22 | 10851.3809
2025-12-16 | 23 | 10474.9867
2025-12-16 | 24 | 10177.1921
2025-12-17 | 1 | 9952.8079
2025-12-17 | 2 | 9848.8056
2025-12-17 | 3 | 9807.014
2025-12-17 | 4 | 9808.8522
2025-12-17 | 5 | 9935.8298
2025-12-17 | 6 | 10255.3022
2025-12-17 | 7 | 10705.0321
2025-12-17 | 8 | 11078.9175
2025-12-17 | 9 | 11076.7422
2025-12-17 | 10 | 11025.3372
2025-12-17 | 11 | 11093.0301
2025-12-17 | 12 | 11092.532
2025-12-17 | 13 | 11045.6902
2025-12-17 | 14 | 10982.6448
2025-12-17 | 15 | 10985.3313
2025-12-17 | 16 | 11022.822
2025-12-17 | 17 | 11244.4136
2025-12-17 | 18 | 11271.5014
2025-12-17 | 19 | 11201.403
2025-12-17 | 20 | 11152.6799
2025-12-17 | 21 | 10975.4402
2025-12-17 | 22 | 10680.7277
2025-12-17 | 23 | 10318.2923
2025-12-17 | 24 | 10032.5033
2025-12-18 | 1 | 9869.5755
2025-12-18 | 2 | 9776.6985
2025-12-18 | 3 | 9738.8246
2025-12-18 | 4 | 9755.8059
2025-12-18 | 5 | 9888.7448
2025-12-18 | 6 | 10209.3558
2025-12-18 | 7 | 10673.8328
2025-12-18 | 8 | 11070.5274
2025-12-18 | 9 | 11088.6464
2025-12-18 | 10 | 11121.1078
2025-12-18 | 11 | 11153.9312
2025-12-18 | 12 | 11188.5925
2025-12-18 | 13 | 11155.1701
2025-12-18 | 14 | 11134.5865
2025-12-18 | 15 | 11090.0236
2025-12-18 | 16 | 11170.6511
2025-12-18 | 17 | 11454.7281
2025-12-18 | 18 | 11528.7679
2025-12-18 | 19 | 11442.6383
2025-12-18 | 20 | 11333.4783
2025-12-18 | 21 | 11176.255
2025-12-18 | 22 | 10936.2592
2025-12-18 | 23 | 10615.5321
2025-12-18 | 24 | 10347.714
2025-12-19 | 1 | 10128.7575
2025-12-19 | 2 | 10033.3554
2025-12-19 | 3 | 9998.01
2025-12-19 | 4 | 10011.6757
2025-12-19 | 5 | 10132.4854
2025-12-19 | 6 | 10416.0022
2025-12-19 | 7 | 10811.5767
2025-12-19 | 8 | 11204.8776
2025-12-19 | 9 | 11269.2623
2025-12-19 | 10 | 11191.879
2025-12-19 | 11 | 11095.7042
2025-12-19 | 12 | 11054.8096
2025-12-19 | 13 | 11072.2938
2025-12-19 | 14 | 10976.0622
2025-12-19 | 15 | 10974.8798
2025-12-19 | 16 | 11038.902
2025-12-19 | 17 | 11296.8701
2025-12-19 | 18 | 11333.9636
2025-12-19 | 19 | 11254.5655
2025-12-19 | 20 | 11177.6951
2025-12-19 | 21 | 11032.4859
2025-12-19 | 22 | 10771.0132
2025-12-19 | 23 | 10440.2574
2025-12-19 | 24 | 10155.1863
2025-12-20 | 1 | 9938.6602
2025-12-20 | 2 | 9814.0666
2025-12-20 | 3 | 9735.6642
2025-12-20 | 4 | 9725.043
2025-12-20 | 5 | 9744.3579
2025-12-20 | 6 | 9827.5435
2025-12-20 | 7 | 10026.0754
2025-12-20 | 8 | 10302.0764
2025-12-20 | 9 | 10450.6815
2025-12-20 | 10 | 10481.399
2025-12-20 | 11 | 10466.553
2025-12-20 | 12 | 10465.9528
2025-12-20 | 13 | 10444.2357
2025-12-20 | 14 | 10426.7049
2025-12-20 | 15 | 10454.9835
2025-12-20 | 16 | 10587.1582
2025-12-20 | 17 | 10907.0379
2025-12-20 | 18 | 11037.5905
2025-12-20 | 19 | 10959.8958
2025-12-20 | 20 | 10870.538
2025-12-20 | 21 | 10729.3508
2025-12-20 | 22 | 10524.0275
2025-12-20 | 23 | 10285.2225
2025-12-20 | 24 | 10060.1422
2025-12-21 | 1 | 9907.7717
2025-12-21 | 2 | 9804.4951
2025-12-21 | 3 | 9756.1747
2025-12-21 | 4 | 9744.5763
2025-12-21 | 5 | 9788.3955
2025-12-21 | 6 | 9897.3639
2025-12-21 | 7 | 10078.8893
2025-12-21 | 8 | 10344.5143
2025-12-21 | 9 | 10478.2324
2025-12-21 | 10 | 10511.7626
2025-12-21 | 11 | 10652.8979
2025-12-21 | 12 | 10572.2071
2025-12-21 | 13 | 10661.2133
2025-12-21 | 14 | 10699.7053
2025-12-21 | 15 | 10726.4435
2025-12-21 | 16 | 10782.4786
2025-12-21 | 17 | 11166.6784
2025-12-21 | 18 | 11375.7907
2025-12-21 | 19 | 11315.482
2025-12-21 | 20 | 11203.371
2025-12-21 | 21 | 11048.3767
2025-12-21 | 22 | 10825.6473
2025-12-21 | 23 | 10510.0292
2025-12-21 | 24 | 10237.9333
2025-12-22 | 1 | 10110.8633
2025-12-22 | 2 | 10007.99
2025-12-22 | 3 | 9956.3943
2025-12-22 | 4 | 9962.1185
2025-12-22 | 5 | 10042.0097
2025-12-22 | 6 | 10298.8643
2025-12-22 | 7 | 10748.9979
2025-12-22 | 8 | 11149.7402
2025-12-22 | 9 | 11209.403
2025-12-22 | 10 | 11146.2423
2025-12-22 | 11 | 11060.7894
2025-12-22 | 12 | 11021.4346
2025-12-22 | 13 | 11056.3952
2025-12-22 | 14 | 10980.7623
2025-12-22 | 15 | 10978.1458
2025-12-22 | 16 | 11073.894
2025-12-22 | 17 | 11380.5879
2025-12-22 | 18 | 11462.3094
2025-12-22 | 19 | 11379.625
2025-12-22 | 20 | 11295.2832
2025-12-22 | 21 | 11123.9594
2025-12-22 | 22 | 10817.8211
2025-12-22 | 23 | 10456.0734
2025-12-22 | 24 | 10160.9601
2025-12-23 | 1 | 9995.4236
2025-12-23 | 2 | 9891.2049
2025-12-23 | 3 | 9837.2716
2025-12-23 | 4 | 9813.8058
2025-12-23 | 5 | 9973.2622
2025-12-23 | 6 | 10273.1278
2025-12-23 | 7 | 10733.7183
2025-12-23 | 8 | 11089.0699
2025-12-23 | 9 | 11101.4379
2025-12-23 | 10 | 11123.0176
2025-12-23 | 11 | 11072.0786
2025-12-23 | 12 | 11006.9106
2025-12-23 | 13 | 10962.5328
2025-12-23 | 14 | 10978.1133
2025-12-23 | 15 | 10988.4764
2025-12-23 | 16 | 11066.8498
2025-12-23 | 17 | 11258.5348
2025-12-23 | 18 | 11311.1362
2025-12-23 | 19 | 11213.9032
2025-12-23 | 20 | 11144.2199
2025-12-23 | 21 | 11005.4225
2025-12-23 | 22 | 10711.078
2025-12-23 | 23 | 10336.4435
2025-12-23 | 24 | 10014.3006
2025-12-24 | 1 | 9807.7843
2025-12-24 | 2 | 9688.2375
2025-12-24 | 3 | 9615.1383
2025-12-24 | 4 | 9629.1857
2025-12-24 | 5 | 9646.3556
2025-12-24 | 6 | 9699.7648
2025-12-24 | 7 | 9870.1224
2025-12-24 | 8 | 10127.1666
2025-12-24 | 9 | 10239.3249
2025-12-24 | 10 | 10310.1635
2025-12-24 | 11 | 10336.1398
2025-12-24 | 12 | 10389.3702
2025-12-24 | 13 | 10305.0902
2025-12-24 | 14 | 10340.8099
2025-12-24 | 15 | 10320.2129
2025-12-24 | 16 | 10463.8995
2025-12-24 | 17 | 10823.4819
2025-12-24 | 18 | 10983.9607
2025-12-24 | 19 | 10942.7105
2025-12-24 | 20 | 10861.7632
2025-12-24 | 21 | 10709.7281
2025-12-24 | 22 | 10462.0734
2025-12-24 | 23 | 10143.6947
2025-12-24 | 24 | 9903.2274
2025-12-25 | 1 | 9781.0485
2025-12-25 | 2 | 9666.6493
2025-12-25 | 3 | 9606.9318
2025-12-25 | 4 | 9593.5322
2025-12-25 | 5 | 9633.2718
2025-12-25 | 6 | 9734.0428
2025-12-25 | 7 | 9927.6839
2025-12-25 | 8 | 10182.5326
2025-12-25 | 9 | 10289.5479
2025-12-25 | 10 | 10331.2907
2025-12-25 | 11 | 10322.5108
2025-12-25 | 12 | 10410.2245
2025-12-25 | 13 | 10386.574
2025-12-25 | 14 | 10341.3175
2025-12-25 | 15 | 10405.4985
2025-12-25 | 16 | 10495.1351
2025-12-25 | 17 | 10803.2453
2025-12-25 | 18 | 10953.9733
2025-12-25 | 19 | 10909.5838
2025-12-25 | 20 | 10860.3427
2025-12-25 | 21 | 10697.3512
2025-12-25 | 22 | 10471.9523
2025-12-25 | 23 | 10172.9306
2025-12-25 | 24 | 9915.3586
2025-12-26 | 1 | 9855.7513
2025-12-26 | 2 | 9745.9791
2025-12-26 | 3 | 9684.0198
2025-12-26 | 4 | 9676.2533
2025-12-26 | 5 | 9725.221
2025-12-26 | 6 | 9826.6546
2025-12-26 | 7 | 10078.1544
2025-12-26 | 8 | 10360.3436
2025-12-26 | 9 | 10493.2987
2025-12-26 | 10 | 10541.0652
2025-12-26 | 11 | 10517.2878
2025-12-26 | 12 | 10527.779
2025-12-26 | 13 | 10572.5887
2025-12-26 | 14 | 10553.5342
2025-12-26 | 15 | 10627.9618
2025-12-26 | 16 | 10621.6217
2025-12-26 | 17 | 10947.8714
2025-12-26 | 18 | 11133.1313
2025-12-26 | 19 | 11065.8561
2025-12-26 | 20 | 10969.2762
2025-12-26 | 21 | 10821.1995
2025-12-26 | 22 | 10619.8512
2025-12-26 | 23 | 10343.5775
2025-12-26 | 24 | 10096.0995
2025-12-27 | 1 | 9969.353
2025-12-27 | 2 | 9859.7834
2025-12-27 | 3 | 9795.0363
2025-12-27 | 4 | 9771.2788
2025-12-27 | 5 | 9795.1935
2025-12-27 | 6 | 9886.9649
2025-12-27 | 7 | 10096.1405
2025-12-27 | 8 | 10411.3758
2025-12-27 | 9 | 10552.0434
2025-12-27 | 10 | 10593.172
2025-12-27 | 11 | 10555.1672
2025-12-27 | 12 | 10539.276
2025-12-27 | 13 | 10498.635
2025-12-27 | 14 | 10448.0874
2025-12-27 | 15 | 10465.9625
2025-12-27 | 16 | 10554.8295
2025-12-27 | 17 | 10865.384
2025-12-27 | 18 | 11007.5396
2025-12-27 | 19 | 10950.5883
2025-12-27 | 20 | 10877.1076
2025-12-27 | 21 | 10750.6524
2025-12-27 | 22 | 10560.2798
2025-12-27 | 23 | 10312.3357
2025-12-27 | 24 | 10081.9811
2025-12-28 | 1 | 9901.1859
2025-12-28 | 2 | 9779.7061
2025-12-28 | 3 | 9722.2658
2025-12-28 | 4 | 9693.3786
2025-12-28 | 5 | 9715.7955
2025-12-28 | 6 | 9798.8404
2025-12-28 | 7 | 9995.1591
2025-12-28 | 8 | 10245.2281
2025-12-28 | 9 | 10361.1674
2025-12-28 | 10 | 10462.6745
2025-12-28 | 11 | 10499.4411
2025-12-28 | 12 | 10463.087
2025-12-28 | 13 | 10399.2613
2025-12-28 | 14 | 10382.9467
2025-12-28 | 15 | 10404.8364
2025-12-28 | 16 | 10553.5371
2025-12-28 | 17 | 10904.4621
2025-12-28 | 18 | 11086.0361
2025-12-28 | 19 | 11068.9871
2025-12-28 | 20 | 10980.165
2025-12-28 | 21 | 10840.4274
2025-12-28 | 22 | 10601.4527
2025-12-28 | 23 | 10296.5783
2025-12-28 | 24 | 10036.9281
2025-12-29 | 1 | 9941.2273
2025-12-29 | 2 | 9839.5735
2025-12-29 | 3 | 9786.4046
2025-12-29 | 4 | 9760.7813
2025-12-29 | 5 | 9883.9344
2025-12-29 | 6 | 10204.2541
2025-12-29 | 7 | 10627.9432
2025-12-29 | 8 | 11014.9936
2025-12-29 | 9 | 11037.6685
2025-12-29 | 10 | 10980.2744
2025-12-29 | 11 | 10965.0323
2025-12-29 | 12 | 10865.0511
2025-12-29 | 13 | 10850.9303
2025-12-29 | 14 | 10831.6016
2025-12-29 | 15 | 10862.4154
2025-12-29 | 16 | 10972.4353
2025-12-29 | 17 | 11258.9453
2025-12-29 | 18 | 11331.4726
2025-12-29 | 19 | 11252.8656
2025-12-29 | 20 | 11128.2971
2025-12-29 | 21 | 10979.8674
2025-12-29 | 22 | 10669.8298
2025-12-29 | 23 | 10313.2097
2025-12-29 | 24 | 10024.0542
2025-12-30 | 1 | 9838.4565
2025-12-30 | 2 | 9754.3459
2025-12-30 | 3 | 9723.0688
2025-12-30 | 4 | 9736.9954
2025-12-30 | 5 | 9869.6044
2025-12-30 | 6 | 10196.3863
2025-12-30 | 7 | 10649.8394
2025-12-30 | 8 | 11008.4851
2025-12-30 | 9 | 11035.7488
2025-12-30 | 10 | 10993.0863
2025-12-30 | 11 | 10942.2056
2025-12-30 | 12 | 10871.0827
2025-12-30 | 13 | 10864.855
2025-12-30 | 14 | 10857.056
2025-12-30 | 15 | 10877.7956
2025-12-30 | 16 | 10978.4938
2025-12-30 | 17 | 11270.7459
2025-12-30 | 18 | 11392.3471
2025-12-30 | 19 | 11304.5728
2025-12-30 | 20 | 11200.6326
2025-12-30 | 21 | 11050.2797
2025-12-30 | 22 | 10740.5419
2025-12-30 | 23 | 10370.8475
2025-12-30 | 24 | 10077.6911
2025-12-31 | 1 | 9875.6495
2025-12-31 | 2 | 9785.2366
2025-12-31 | 3 | 9720.1819
2025-12-31 | 4 | 9698.2871
2025-12-31 | 5 | 9734.8725
2025-12-31 | 6 | 9816.2082
2025-12-31 | 7 | 10002.9064
2025-12-31 | 8 | 10264.1126
2025-12-31 | 9 | 10396.444
2025-12-31 | 10 | 10521.0022
2025-12-31 | 11 | 10575.604
2025-12-31 | 12 | 10626.6827
2025-12-31 | 13 | 10617.7177
2025-12-31 | 14 | 10613.2097
2025-12-31 | 15 | 10620.4719
2025-12-31 | 16 | 10732.4345
2025-12-31 | 17 | 11010.9813
2025-12-31 | 18 | 11235.3018
2025-12-31 | 19 | 11165.7701
2025-12-31 | 20 | 11085.9145
2025-12-31 | 21 | 10946.8043
2025-12-31 | 22 | 10730.4327
2025-12-31 | 23 | 10444.5473
2025-12-31 | 24 | 10183.5777
2026-01-01 | 1 | 9998.7888
2026-01-01 | 2 | 9869.4492
2026-01-01 | 3 | 9791.4268
2026-01-01 | 4 | 9759.2172
2026-01-01 | 5 | 9750.4928
2026-01-01 | 6 | 9784.9759
2026-01-01 | 7 | 9918.2014
2026-01-01 | 8 | 10234.2451
2026-01-01 | 9 | 10357.3029
2026-01-01 | 10 | 10421.6525
2026-01-01 | 11 | 10429.0053
2026-01-01 | 12 | 10330.5676
2026-01-01 | 13 | 10321.061
2026-01-01 | 14 | 10472.8107
2026-01-01 | 15 | 10510.8922
2026-01-01 | 16 | 10565.6404
2026-01-01 | 17 | 10829.5491
2026-01-01 | 18 | 11002.0228
2026-01-01 | 19 | 10956.3328
2026-01-01 | 20 | 10876.3779
2026-01-01 | 21 | 10719.5155
2026-01-01 | 22 | 10457.27
2026-01-01 | 23 | 10119.1376
2026-01-01 | 24 | 9882.757
2026-01-02 | 1 | 9787.6005
2026-01-02 | 2 | 9678.3668
2026-01-02 | 3 | 9616.9497
2026-01-02 | 4 | 9605.7103
2026-01-02 | 5 | 9625.3749
2026-01-02 | 6 | 9751.8969
2026-01-02 | 7 | 9984.916
2026-01-02 | 8 | 10272.267
2026-01-02 | 9 | 10404.1335
2026-01-02 | 10 | 10483.7891
2026-01-02 | 11 | 10534.0019
2026-01-02 | 12 | 10364.0471
2026-01-02 | 13 | 10336.244
2026-01-02 | 14 | 10481.4276
2026-01-02 | 15 | 10456.6079
2026-01-02 | 16 | 10503.0454
2026-01-02 | 17 | 10728.8595
2026-01-02 | 18 | 10879.4606
2026-01-02 | 19 | 10838.1771
2026-01-02 | 20 | 10779.0212
2026-01-02 | 21 | 10625.6452
2026-01-02 | 22 | 10449.4779
2026-01-02 | 23 | 10170.7202
2026-01-02 | 24 | 9892.9211
2026-01-03 | 1 | 9763.0554
2026-01-03 | 2 | 9651.0099
2026-01-03 | 3 | 9586.4444
2026-01-03 | 4 | 9578.292
2026-01-03 | 5 | 9625.6096
2026-01-03 | 6 | 9758.8911
2026-01-03 | 7 | 10008.0935
2026-01-03 | 8 | 10295.0623
2026-01-03 | 9 | 10426.1423
2026-01-03 | 10 | 10464.3594
2026-01-03 | 11 | 10437.9479
2026-01-03 | 12 | 10437.7684
2026-01-03 | 13 | 10602.4016
2026-01-03 | 14 | 10576.1686
2026-01-03 | 15 | 10425.9522
2026-01-03 | 16 | 10547.876
2026-01-03 | 17 | 10886.5761
2026-01-03 | 18 | 11087.5949
2026-01-03 | 19 | 11021.5855
2026-01-03 | 20 | 10923.4123
2026-01-03 | 21 | 10776.4099
2026-01-03 | 22 | 10570.946
2026-01-03 | 23 | 10313.9016
2026-01-03 | 24 | 10066.284
2026-01-04 | 1 | 9890.0368
2026-01-04 | 2 | 9774.1056
2026-01-04 | 3 | 9708.3626
2026-01-04 | 4 | 9681.7173
2026-01-04 | 5 | 9703.0851
2026-01-04 | 6 | 9768.3224
2026-01-04 | 7 | 9928.9505
2026-01-04 | 8 | 10217.1692
2026-01-04 | 9 | 10333.7591
2026-01-04 | 10 | 10444.9749
2026-01-04 | 11 | 10490.3752
2026-01-04 | 12 | 10540.0954
2026-01-04 | 13 | 10514.5399
2026-01-04 | 14 | 10422.5575
2026-01-04 | 15 | 10514.082
2026-01-04 | 16 | 10590.7456
2026-01-04 | 17 | 10847.7407
2026-01-04 | 18 | 11025.2783
2026-01-04 | 19 | 10972.1517
2026-01-04 | 20 | 10912.2094
2026-01-04 | 21 | 10774.2069
2026-01-04 | 22 | 10530.6381
2026-01-04 | 23 | 10220.5726
2026-01-04 | 24 | 9971.1514
2026-01-05 | 1 | 9848.817
2026-01-05 | 2 | 9755.3257
2026-01-05 | 3 | 9715.6849
2026-01-05 | 4 | 9734.1715
2026-01-05 | 5 | 9874.9692
2026-01-05 | 6 | 10199.2159
2026-01-05 | 7 | 10687.6039
2026-01-05 | 8 | 11043.0748
2026-01-05 | 9 | 11077.4358
2026-01-05 | 10 | 11066.0709
2026-01-05 | 11 | 11048.073
2026-01-05 | 12 | 11039.7039
2026-01-05 | 13 | 11029.8272
2026-01-05 | 14 | 11028.2443
2026-01-05 | 15 | 11025.4094
2026-01-05 | 16 | 11083.5031
2026-01-05 | 17 | 11257.157
2026-01-05 | 18 | 11369.6985
2026-01-05 | 19 | 11319.7281
2026-01-05 | 20 | 11225.598
2026-01-05 | 21 | 11065.5112
2026-01-05 | 22 | 10763.6563
2026-01-05 | 23 | 10403.6365
2026-01-05 | 24 | 10101.9026
2026-01-06 | 1 | 9878.1773
2026-01-06 | 2 | 9778.4991
2026-01-06 | 3 | 9733.8109
2026-01-06 | 4 | 9745.319
2026-01-06 | 5 | 9877.0349
2026-01-06 | 6 | 10197.515
2026-01-06 | 7 | 10628.7455
2026-01-06 | 8 | 11002.0406
2026-01-06 | 9 | 11024.2356
2026-01-06 | 10 | 11040.2094
2026-01-06 | 11 | 11006.8679
2026-01-06 | 12 | 10996.1951
2026-01-06 | 13 | 10795.825
2026-01-06 | 14 | 10963.8945
2026-01-06 | 15 | 10890.9168
2026-01-06 | 16 | 11032.2957
2026-01-06 | 17 | 11193.8802
2026-01-06 | 18 | 11305.2849
2026-01-06 | 19 | 11222.0806
2026-01-06 | 20 | 11125.1062
2026-01-06 | 21 | 10973.5992
2026-01-06 | 22 | 10657.932
2026-01-06 | 23 | 10296.1652
2026-01-06 | 24 | 10001.4994
2026-01-07 | 1 | 10029.2676
2026-01-07 | 2 | 9951.7595
2026-01-07 | 3 | 9893.9783
2026-01-07 | 4 | 9952.4461
2026-01-07 | 5 | 10129.9491
2026-01-07 | 6 | 10548.2118
2026-01-07 | 7 | 10991.8567
2026-01-07 | 8 | 11283.28
2026-01-07 | 9 | 11266.2509
2026-01-07 | 10 | 11309.67
2026-01-07 | 11 | 11346.6857
2026-01-07 | 12 | 11315.2906
2026-01-07 | 13 | 11318.7479
2026-01-07 | 14 | 11310.5501
2026-01-07 | 15 | 11285.4896
2026-01-07 | 16 | 11308.4893
2026-01-07 | 17 | 11498.6429
2026-01-07 | 18 | 11644.7601
2026-01-07 | 19 | 11580.9611
2026-01-07 | 20 | 11487.9421
2026-01-07 | 21 | 11335.9095
2026-01-07 | 22 | 11039.321
2026-01-07 | 23 | 10689.7676
2026-01-07 | 24 | 10404.7281
2026-01-08 | 1 | 10247.8202
2026-01-08 | 2 | 10123.4891
2026-01-08 | 3 | 10056.4825
2026-01-08 | 4 | 10061.5363
2026-01-08 | 5 | 10179.0818
2026-01-08 | 6 | 10397.3495
2026-01-08 | 7 | 10806.5724
2026-01-08 | 8 | 11231.3457
2026-01-08 | 9 | 11264.902
2026-01-08 | 10 | 11274.1365
2026-01-08 | 11 | 11206.9566
2026-01-08 | 12 | 11245.7367
2026-01-08 | 13 | 11269.4065
2026-01-08 | 14 | 11243.6385
2026-01-08 | 15 | 11235.7903
2026-01-08 | 16 | 11260.0631
2026-01-08 | 17 | 11434.4395
2026-01-08 | 18 | 11609.9007
2026-01-08 | 19 | 11523.507
2026-01-08 | 20 | 11420.5889
2026-01-08 | 21 | 11262.5639
2026-01-08 | 22 | 11007.2197
2026-01-08 | 23 | 10670.6619
2026-01-08 | 24 | 10379.396
2026-01-09 | 1 | 10175.2003
2026-01-09 | 2 | 10073.7358
2026-01-09 | 3 | 10031.6334
2026-01-09 | 4 | 10060.4143
2026-01-09 | 5 | 10160.7939
2026-01-09 | 6 | 10455.55
2026-01-09 | 7 | 10932.8929
2026-01-09 | 8 | 11293.5668
2026-01-09 | 9 | 11324.0047
2026-01-09 | 10 | 11339.8604
2026-01-09 | 11 | 11356.9368
2026-01-09 | 12 | 11349.1836
2026-01-09 | 13 | 11288.5272
2026-01-09 | 14 | 11288.4339
2026-01-09 | 15 | 11244.5037
2026-01-09 | 16 | 11246.9382
2026-01-09 | 17 | 11425.1604
2026-01-09 | 18 | 11598.3843
2026-01-09 | 19 | 11505.9343
2026-01-09 | 20 | 11425.276
2026-01-09 | 21 | 11291.9086
2026-01-09 | 22 | 11025.4854
2026-01-09 | 23 | 10707.2064
2026-01-09 | 24 | 10419.4017
2026-01-10 | 1 | 10204.183
2026-01-10 | 2 | 10083.1139
2026-01-10 | 3 | 9998.8473
2026-01-10 | 4 | 9972.6424
2026-01-10 | 5 | 9983.3491
2026-01-10 | 6 | 10014.9536
2026-01-10 | 7 | 10224.358
2026-01-10 | 8 | 10549.5543
2026-01-10 | 9 | 10671.3871
2026-01-10 | 10 | 10745.5155
2026-01-10 | 11 | 10753.913
2026-01-10 | 12 | 10769.7263
2026-01-10 | 13 | 10615.2739
2026-01-10 | 14 | 10572.5407
2026-01-10 | 15 | 10724.0308
2026-01-10 | 16 | 10757.1417
2026-01-10 | 17 | 10945.7878
2026-01-10 | 18 | 11193.8116
2026-01-10 | 19 | 11118.0383
2026-01-10 | 20 | 11032.4015
2026-01-10 | 21 | 10904.0932
2026-01-10 | 22 | 10711.796
2026-01-10 | 23 | 10446.4906
2026-01-10 | 24 | 10189.4918
2026-01-11 | 1 | 9995.7685
2026-01-11 | 2 | 9861.158
2026-01-11 | 3 | 9817.6827
2026-01-11 | 4 | 9788.5413
2026-01-11 | 5 | 9796.9931
2026-01-11 | 6 | 9833.9781
2026-01-11 | 7 | 9999.2595
2026-01-11 | 8 | 10289.1287
2026-01-11 | 9 | 10377.2788
2026-01-11 | 10 | 10372.4161
2026-01-11 | 11 | 10390.3734
2026-01-11 | 12 | 10431.7735
2026-01-11 | 13 | 10413.4771
2026-01-11 | 14 | 10390.9565
2026-01-11 | 15 | 10405.112
2026-01-11 | 16 | 10529.2289
2026-01-11 | 17 | 10860.8017
2026-01-11 | 18 | 11062.8933
2026-01-11 | 19 | 11009.1827
2026-01-11 | 20 | 10945.9163
2026-01-11 | 21 | 10841.4833
2026-01-11 | 22 | 10598.2118
2026-01-11 | 23 | 10264.0608
2026-01-11 | 24 | 10028.1872
2026-01-12 | 1 | 9901.6824
2026-01-12 | 2 | 9808.5605
2026-01-12 | 3 | 9727.9226
2026-01-12 | 4 | 9737.0216
2026-01-12 | 5 | 9854.6981
2026-01-12 | 6 | 10155.5675
2026-01-12 | 7 | 10556.4528
2026-01-12 | 8 | 10953.5148
2026-01-12 | 9 | 10959.4424
2026-01-12 | 10 | 10937.5011
2026-01-12 | 11 | 10886.1557
2026-01-12 | 12 | 10995.4415
2026-01-12 | 13 | 11011.2981
2026-01-12 | 14 | 10842.9934
2026-01-12 | 15 | 10883.6544
2026-01-12 | 16 | 11107.6319
2026-01-12 | 17 | 11213.71
2026-01-12 | 18 | 11407.7488
2026-01-12 | 19 | 11303.8828
2026-01-12 | 20 | 11205.242
2026-01-12 | 21 | 11028.9496
2026-01-12 | 22 | 10724.7939
2026-01-12 | 23 | 10371.3269
2026-01-12 | 24 | 10116.738
2026-01-13 | 1 | 9922.096
2026-01-13 | 2 | 9807.5207
2026-01-13 | 3 | 9770.1144
2026-01-13 | 4 | 9787.3478
2026-01-13 | 5 | 9923.1078
2026-01-13 | 6 | 10264.4989
2026-01-13 | 7 | 10736.0273
2026-01-13 | 8 | 11098.8541
2026-01-13 | 9 | 11110.6421
2026-01-13 | 10 | 11092.5204
2026-01-13 | 11 | 11007.7054
2026-01-13 | 12 | 10979.8233
2026-01-13 | 13 | 11137.1847
2026-01-13 | 14 | 10966.3733
2026-01-13 | 15 | 10988.7886
2026-01-13 | 16 | 11208.0474
2026-01-13 | 17 | 11324.0735
2026-01-13 | 18 | 11510.5593
2026-01-13 | 19 | 11421.0623
2026-01-13 | 20 | 11325.7583
2026-01-13 | 21 | 11162.3734
2026-01-13 | 22 | 10879.7903
2026-01-13 | 23 | 10521.6496
2026-01-13 | 24 | 10226.2111
2026-01-14 | 1 | 10009.0662
2026-01-14 | 2 | 9907.9775
2026-01-14 | 3 | 9856.4437
2026-01-14 | 4 | 9868.1982
2026-01-14 | 5 | 10038.3188
2026-01-14 | 6 | 10308.2819
2026-01-14 | 7 | 10783.7962
2026-01-14 | 8 | 11163.601
2026-01-14 | 9 | 11183.1942
2026-01-14 | 10 | 11194.7119
2026-01-14 | 11 | 11258.9577
2026-01-14 | 12 | 11282.3791
2026-01-14 | 13 | 11273.3423
2026-01-14 | 14 | 11312.4794
2026-01-14 | 15 | 11320.7339
2026-01-14 | 16 | 11383.5851
2026-01-14 | 17 | 11539.6443
2026-01-14 | 18 | 11765.6388
2026-01-14 | 19 | 11675.5347
2026-01-14 | 20 | 11565.5567
2026-01-14 | 21 | 11407.228
2026-01-14 | 22 | 11133.7547
2026-01-14 | 23 | 10768.8185
2026-01-14 | 24 | 10469.0029
2026-01-15 | 1 | 10304.4936
2026-01-15 | 2 | 10198.5848
2026-01-15 | 3 | 10160.5223
2026-01-15 | 4 | 10169.2947
2026-01-15 | 5 | 10276.0942
2026-01-15 | 6 | 10555.4213
2026-01-15 | 7 | 10984.8813
2026-01-15 | 8 | 11385.9345
2026-01-15 | 9 | 11442.6128
2026-01-15 | 10 | 11460.84
2026-01-15 | 11 | 11499.5287
2026-01-15 | 12 | 11465.5905
2026-01-15 | 13 | 11313.8414
2026-01-15 | 14 | 11307.7042
2026-01-15 | 15 | 11291.6442
2026-01-15 | 16 | 11486.6461
2026-01-15 | 17 | 11630.2231
2026-01-15 | 18 | 11895.6656
2026-01-15 | 19 | 11799.942
2026-01-15 | 20 | 11685.6784
2026-01-15 | 21 | 11552.7331
2026-01-15 | 22 | 11337.0558
2026-01-15 | 23 | 11021.1186
2026-01-15 | 24 | 10715.4029
2026-01-16 | 1 | 10488.5953
2026-01-16 | 2 | 10372.0652
2026-01-16 | 3 | 10308.2167
2026-01-16 | 4 | 10293.0977
2026-01-16 | 5 | 10364.3409
2026-01-16 | 6 | 10561.5133
2026-01-16 | 7 | 10954.0813
2026-01-16 | 8 | 11398.5868
2026-01-16 | 9 | 11469.7132
2026-01-16 | 10 | 11483.0027
2026-01-16 | 11 | 11526.8818
2026-01-16 | 12 | 11434.1783
2026-01-16 | 13 | 11486.7417
2026-01-16 | 14 | 11523.0952
2026-01-16 | 15 | 11502.8169
2026-01-16 | 16 | 11533.9654
2026-01-16 | 17 | 11658.3364
2026-01-16 | 18 | 11973.1089
2026-01-16 | 19 | 11900.5589
2026-01-16 | 20 | 11778.9268
2026-01-16 | 21 | 11665.9926
2026-01-16 | 22 | 11473.3037
2026-01-16 | 23 | 11167.3399
2026-01-16 | 24 | 10861.3353
2026-01-17 | 1 | 10626.2366
2026-01-17 | 2 | 10498.6303
2026-01-17 | 3 | 10419.3215
2026-01-17 | 4 | 10379.6561
2026-01-17 | 5 | 10381.9358
2026-01-17 | 6 | 10375.593
2026-01-17 | 7 | 10548.954
2026-01-17 | 8 | 10880.3629
2026-01-17 | 9 | 11078.072
2026-01-17 | 10 | 11180.1718
2026-01-17 | 11 | 11193.9829
2026-01-17 | 12 | 11224.824
2026-01-17 | 13 | 11174.6242
2026-01-17 | 14 | 10940.938
2026-01-17 | 15 | 10897.6419
2026-01-17 | 16 | 11109.3091
2026-01-17 | 17 | 11323.221
2026-01-17 | 18 | 11673.5424
2026-01-17 | 19 | 11615.297
2026-01-17 | 20 | 11492.8502
2026-01-17 | 21 | 11428.0356
2026-01-17 | 22 | 11330.6719
2026-01-17 | 23 | 11102.0321
2026-01-17 | 24 | 10839.1295
2026-01-18 | 1 | 10600.4876
2026-01-18 | 2 | 10454.31
2026-01-18 | 3 | 10357.5223
2026-01-18 | 4 | 10339.5315
2026-01-18 | 5 | 10286.2299
2026-01-18 | 6 | 10224.0217
2026-01-18 | 7 | 10329.6847
2026-01-18 | 8 | 10650.4896
2026-01-18 | 9 | 10829.143
2026-01-18 | 10 | 10835.3875
2026-01-18 | 11 | 10889.8194
2026-01-18 | 12 | 10928.0593
2026-01-18 | 13 | 10920.8518
2026-01-18 | 14 | 10934.4043
2026-01-18 | 15 | 10916.033
2026-01-18 | 16 | 11161.6377
2026-01-18 | 17 | 11364.5146
2026-01-18 | 18 | 11754.0871
2026-01-18 | 19 | 11696.6665
2026-01-18 | 20 | 11625.2
2026-01-18 | 21 | 11541.0337
2026-01-18 | 22 | 11389.1986
2026-01-18 | 23 | 11077.0174
2026-01-18 | 24 | 10785.1224
2026-01-19 | 1 | 10613.451
2026-01-19 | 2 | 10490.5806
2026-01-19 | 3 | 10416.0753
2026-01-19 | 4 | 10408.4206
2026-01-19 | 5 | 10464.4866
2026-01-19 | 6 | 10634.8371
2026-01-19 | 7 | 11020.4759
2026-01-19 | 8 | 11465.5563
2026-01-19 | 9 | 11559.6318
2026-01-19 | 10 | 11561.0312
2026-01-19 | 11 | 11605.9737
2026-01-19 | 12 | 11424.6848
2026-01-19 | 13 | 11428.8475
2026-01-19 | 14 | 11412.0576
2026-01-19 | 15 | 11470.6637
2026-01-19 | 16 | 11605.2071
2026-01-19 | 17 | 11811.6875
2026-01-19 | 18 | 12121.1549
2026-01-19 | 19 | 12030.968
2026-01-19 | 20 | 11925.6129
2026-01-19 | 21 | 11805.285
2026-01-19 | 22 | 11603.3418
2026-01-19 | 23 | 11258.0169
2026-01-19 | 24 | 10936.2929
2026-01-20 | 1 | 10675.3352
2026-01-20 | 2 | 10552.1564
2026-01-20 | 3 | 10451.1164
2026-01-20 | 4 | 10437.7139
2026-01-20 | 5 | 10501.559
2026-01-20 | 6 | 10675.0487
2026-01-20 | 7 | 11049.7016
2026-01-20 | 8 | 11492.5798
2026-01-20 | 9 | 11625.278
2026-01-20 | 10 | 11618.2081
2026-01-20 | 11 | 11658.6035
2026-01-20 | 12 | 11621.2286
2026-01-20 | 13 | 11666.6861
2026-01-20 | 14 | 11659.2705
2026-01-20 | 15 | 11644.5296
2026-01-20 | 16 | 11667.7614
2026-01-20 | 17 | 11825.9955
2026-01-20 | 18 | 12154.3443
2026-01-20 | 19 | 12047.7601
2026-01-20 | 20 | 11937.9894
2026-01-20 | 21 | 11842.5516
2026-01-20 | 22 | 11656.4064
2026-01-20 | 23 | 11326.604
2026-01-20 | 24 | 10962.4402
2026-01-21 | 1 | 10727.0652
2026-01-21 | 2 | 10564.5392
2026-01-21 | 3 | 10514.8958
2026-01-21 | 4 | 10491.2718
2026-01-21 | 5 | 10538.806
2026-01-21 | 6 | 10682.9184
2026-01-21 | 7 | 11036.6464
2026-01-21 | 8 | 11483.9689
2026-01-21 | 9 | 11605.6702
2026-01-21 | 10 | 11578.5929
2026-01-21 | 11 | 11604.0528
2026-01-21 | 12 | 11627.1134
2026-01-21 | 13 | 11599.1649
2026-01-21 | 14 | 11585.1827
2026-01-21 | 15 | 11579.8555
2026-01-21 | 16 | 11601.2316
2026-01-21 | 17 | 11746.4304
2026-01-21 | 18 | 12065.2094
2026-01-21 | 19 | 11982.6253
2026-01-21 | 20 | 11902.6817
2026-01-21 | 21 | 11767.4474
2026-01-21 | 22 | 11572.7823
2026-01-21 | 23 | 11239.174
2026-01-21 | 24 | 10899.3278
2026-01-22 | 1 | 10679.5942
2026-01-22 | 2 | 10522.4506
2026-01-22 | 3 | 10434.1218
2026-01-22 | 4 | 10406.3799
2026-01-22 | 5 | 10427.1066
2026-01-22 | 6 | 10523.3597
2026-01-22 | 7 | 10912.6971
2026-01-22 | 8 | 11404.7389
2026-01-22 | 9 | 11548.0468
2026-01-22 | 10 | 11453.4976
2026-01-22 | 11 | 11450.3377
2026-01-22 | 12 | 11434.1705
2026-01-22 | 13 | 11420.1423
2026-01-22 | 14 | 11505.7766
2026-01-22 | 15 | 11459.3947
2026-01-22 | 16 | 11540.7319
2026-01-22 | 17 | 11701.1137
2026-01-22 | 18 | 12029.7966
2026-01-22 | 19 | 11947.1456
2026-01-22 | 20 | 11838.1795
2026-01-22 | 21 | 11739.2264
2026-01-22 | 22 | 11558.7124
2026-01-22 | 23 | 11263.3188
2026-01-22 | 24 | 10950.407
2026-01-23 | 1 | 10708.1097
2026-01-23 | 2 | 10583.7184
2026-01-23 | 3 | 10510.1085
2026-01-23 | 4 | 10495.4109
2026-01-23 | 5 | 10559.6289
2026-01-23 | 6 | 10747.5348
2026-01-23 | 7 | 11105.133
2026-01-23 | 8 | 11517.3247
2026-01-23 | 9 | 11631.5483
2026-01-23 | 10 | 11518.8026
2026-01-23 | 11 | 11483.5591
2026-01-23 | 12 | 11514.5176
2026-01-23 | 13 | 11574.2927
2026-01-23 | 14 | 11600.9008
2026-01-23 | 15 | 11344.4173
2026-01-23 | 16 | 11411.0318
2026-01-23 | 17 | 11602.0725
2026-01-23 | 18 | 11980.9534
2026-01-23 | 19 | 11901.3437
2026-01-23 | 20 | 11782.5479
2026-01-23 | 21 | 11683.8232
2026-01-23 | 22 | 11478.9968
2026-01-23 | 23 | 11185.3925
2026-01-23 | 24 | 10847.1952
2026-01-24 | 1 | 10590.2476
2026-01-24 | 2 | 10444.5172
2026-01-24 | 3 | 10336.0254
2026-01-24 | 4 | 10260.9413
2026-01-24 | 5 | 10195.7898
2026-01-24 | 6 | 10098.2584
2026-01-24 | 7 | 10263.8355
2026-01-24 | 8 | 10679.7433
2026-01-24 | 9 | 10908.6792
2026-01-24 | 10 | 10958.679
2026-01-24 | 11 | 11029.8072
2026-01-24 | 12 | 11032.4808
2026-01-24 | 13 | 10984.645
2026-01-24 | 14 | 10956.1192
2026-01-24 | 15 | 10925.2988
2026-01-24 | 16 | 10980.7194
2026-01-24 | 17 | 11124.9806
2026-01-24 | 18 | 11497.0941
2026-01-24 | 19 | 11511.1355
2026-01-24 | 20 | 11403.8127
2026-01-24 | 21 | 11295.8051
2026-01-24 | 22 | 11154.6819
2026-01-24 | 23 | 10922.4816
2026-01-24 | 24 | 10648.2492
2026-01-25 | 1 | 10429.2706
2026-01-25 | 2 | 10256.7209
2026-01-25 | 3 | 10156.6144
2026-01-25 | 4 | 10110.6507
2026-01-25 | 5 | 10073.7152
2026-01-25 | 6 | 10029.7524
2026-01-25 | 7 | 10178.7442
2026-01-25 | 8 | 10504.6729
2026-01-25 | 9 | 10694.7727
2026-01-25 | 10 | 10750.0153
2026-01-25 | 11 | 10700.7541
2026-01-25 | 12 | 10719.4026
2026-01-25 | 13 | 10725.8551
2026-01-25 | 14 | 10726.0075
2026-01-25 | 15 | 10712.3217
2026-01-25 | 16 | 10836.112
2026-01-25 | 17 | 11116.7169
2026-01-25 | 18 | 11581.5923
2026-01-25 | 19 | 11577.7148
2026-01-25 | 20 | 11463.3773
2026-01-25 | 21 | 11336.3864
2026-01-25 | 22 | 11132.0506
2026-01-25 | 23 | 10821.5614
2026-01-25 | 24 | 10536.6762
2026-01-26 | 1 | 10386.1398
2026-01-26 | 2 | 10277.0954
2026-01-26 | 3 | 10221.3384
2026-01-26 | 4 | 10204.5357
2026-01-26 | 5 | 10278.6511
2026-01-26 | 6 | 10484.638
2026-01-26 | 7 | 10878.549
2026-01-26 | 8 | 11301.9637
2026-01-26 | 9 | 11405.611
2026-01-26 | 10 | 11340.6799
2026-01-26 | 11 | 11246.1337
2026-01-26 | 12 | 11167.2913
2026-01-26 | 13 | 11127.5875
2026-01-26 | 14 | 11182.4213
2026-01-26 | 15 | 11141.642
2026-01-26 | 16 | 11222.0219
2026-01-26 | 17 | 11312.4608
2026-01-26 | 18 | 11555.1328
2026-01-26 | 19 | 11554.3847
2026-01-26 | 20 | 11481.9568
2026-01-26 | 21 | 11294.3521
2026-01-26 | 22 | 11000.9837
2026-01-26 | 23 | 10642.7689
2026-01-26 | 24 | 10341.2069
2026-01-27 | 1 | 10118.1296
2026-01-27 | 2 | 10001.3672
2026-01-27 | 3 | 9942.0585
2026-01-27 | 4 | 9944.5512
2026-01-27 | 5 | 10050.3836
2026-01-27 | 6 | 10333.2945
2026-01-27 | 7 | 10785.3616
2026-01-27 | 8 | 11169.5266
2026-01-27 | 9 | 11244.244
2026-01-27 | 10 | 11136.9733
2026-01-27 | 11 | 11088.3616
2026-01-27 | 12 | 11051.8288
2026-01-27 | 13 | 11056.6387
2026-01-27 | 14 | 11095.7732
2026-01-27 | 15 | 11138.3335
2026-01-27 | 16 | 11241.752
2026-01-27 | 17 | 11307.3282
2026-01-27 | 18 | 11540.1175
2026-01-27 | 19 | 11497.0632
2026-01-27 | 20 | 11351.3709
2026-01-27 | 21 | 11178.3599
2026-01-27 | 22 | 10876.4392
2026-01-27 | 23 | 10516.6771
2026-01-27 | 24 | 10229.0172
2026-01-28 | 1 | 10018.8439
2026-01-28 | 2 | 9952.828
2026-01-28 | 3 | 9909.8826
2026-01-28 | 4 | 9916.2161
2026-01-28 | 5 | 10051.6948
2026-01-28 | 6 | 10305.0507
2026-01-28 | 7 | 10771.2925
2026-01-28 | 8 | 11163.2674
2026-01-28 | 9 | 11256.8445
2026-01-28 | 10 | 11178.2036
2026-01-28 | 11 | 11188.9526
2026-01-28 | 12 | 11152.6387
2026-01-28 | 13 | 11106.9553
2026-01-28 | 14 | 11108.8008
2026-01-28 | 15 | 11104.1191
2026-01-28 | 16 | 11167.0515
2026-01-28 | 17 | 11227.9707
2026-01-28 | 18 | 11407.1339
2026-01-28 | 19 | 11351.6366
2026-01-28 | 20 | 11280.3716
2026-01-28 | 21 | 11103.0994
2026-01-28 | 22 | 10796.6406
2026-01-28 | 23 | 10431.7432
2026-01-28 | 24 | 10167.3499
2026-01-29 | 1 | 10004.1068
2026-01-29 | 2 | 9834.3519
2026-01-29 | 3 | 9772.398
2026-01-29 | 4 | 9769.2718
2026-01-29 | 5 | 9870.1426
2026-01-29 | 6 | 10159.0298
2026-01-29 | 7 | 10593.6923
2026-01-29 | 8 | 11024.7406
2026-01-29 | 9 | 11113.1986
2026-01-29 | 10 | 10999.6037
2026-01-29 | 11 | 10975.2713
2026-01-29 | 12 | 11051.2635
2026-01-29 | 13 | 11054.8159
2026-01-29 | 14 | 11016.2926
2026-01-29 | 15 | 11019.5065
2026-01-29 | 16 | 11021.6906
2026-01-29 | 17 | 11101.6932
2026-01-29 | 18 | 11282.9887
2026-01-29 | 19 | 11274.3291
2026-01-29 | 20 | 11180.482
2026-01-29 | 21 | 11004.4091
2026-01-29 | 22 | 10746.4021
2026-01-29 | 23 | 10437.2241
2026-01-29 | 24 | 10169.718
2026-01-30 | 1 | 9981.1677
2026-01-30 | 2 | 9895.09
2026-01-30 | 3 | 9871.4616
2026-01-30 | 4 | 9866.873
2026-01-30 | 5 | 10014.7447
2026-01-30 | 6 | 10326.4905
2026-01-30 | 7 | 10791.0753
2026-01-30 | 8 | 11150.7463
2026-01-30 | 9 | 11254.1126
2026-01-30 | 10 | 11160.0098
2026-01-30 | 11 | 11151.6951
2026-01-30 | 12 | 10956.3152
2026-01-30 | 13 | 10912.495
2026-01-30 | 14 | 10886.7233
2026-01-30 | 15 | 10859.9227
2026-01-30 | 16 | 10901.1907
2026-01-30 | 17 | 11020.8465
2026-01-30 | 18 | 11258.531
2026-01-30 | 19 | 11258.9283
2026-01-30 | 20 | 11198.7436
2026-01-30 | 21 | 11054.7855
2026-01-30 | 22 | 10796.4482
2026-01-30 | 23 | 10493.7475
2026-01-30 | 24 | 10212.6703
2026-01-31 | 1 | 10003.5491
2026-01-31 | 2 | 9889.8247
2026-01-31 | 3 | 9809.7306
2026-01-31 | 4 | 9786.5359
2026-01-31 | 5 | 9820.1332
2026-01-31 | 6 | 9928.1309
2026-01-31 | 7 | 10167.9356
2026-01-31 | 8 | 10450.5152
2026-01-31 | 9 | 10652.2337
2026-01-31 | 10 | 10538.8185
2026-01-31 | 11 | 10520.3191
2026-01-31 | 12 | 10537.8774
2026-01-31 | 13 | 10479.1582
2026-01-31 | 14 | 10433.515
2026-01-31 | 15 | 10407.9714
2026-01-31 | 16 | 10480.8964
2026-01-31 | 17 | 10665.4733
2026-01-31 | 18 | 10989.3262
2026-01-31 | 19 | 10995.612
2026-01-31 | 20 | 10926.3581
2026-01-31 | 21 | 10767.7709
2026-01-31 | 22 | 10584.9563
2026-01-31 | 23 | 10327.1846
2026-01-31 | 24 | 10085.0283
2026-02-01 | 1 | 9752.9033
2026-02-01 | 2 | 9598.4424
2026-02-01 | 3 | 9532.804
2026-02-01 | 4 | 9526.5441
2026-02-01 | 5 | 9514.1171
2026-02-01 | 6 | 9571.8806
2026-02-01 | 7 | 9687.3413
2026-02-01 | 8 | 9974.9238
2026-02-01 | 9 | 10145.4668
2026-02-01 | 10 | 10084.0757
2026-02-01 | 11 | 10037.5108
2026-02-01 | 12 | 10079.6628
2026-02-01 | 13 | 10064.2134
2026-02-01 | 14 | 10051.0767
2026-02-01 | 15 | 10026.6523
2026-02-01 | 16 | 10133.1161
2026-02-01 | 17 | 10332.4106
2026-02-01 | 18 | 10637.7013
2026-02-01 | 19 | 10633.2994
2026-02-01 | 20 | 10582.2293
2026-02-01 | 21 | 10441.8584
2026-02-01 | 22 | 10236.0141
2026-02-01 | 23 | 9931.3919
2026-02-01 | 24 | 9680.1155
2026-02-02 | 1 | 9574.8534
2026-02-02 | 2 | 9433.5436
2026-02-02 | 3 | 9401.5985
2026-02-02 | 4 | 9464.6499
2026-02-02 | 5 | 9565.5795
2026-02-02 | 6 | 9894.8616
2026-02-02 | 7 | 10378.0792
2026-02-02 | 8 | 10739.4061
2026-02-02 | 9 | 10832.2363
2026-02-02 | 10 | 10731.8792
2026-02-02 | 11 | 10745.0121
2026-02-02 | 12 | 10564.6272
2026-02-02 | 13 | 10741.7806
2026-02-02 | 14 | 10665.4225
2026-02-02 | 15 | 10479.4177
2026-02-02 | 16 | 10550.6361
2026-02-02 | 17 | 10662.4825
2026-02-02 | 18 | 10827.4885
2026-02-02 | 19 | 10850.1206
2026-02-02 | 20 | 10808.5161
2026-02-02 | 21 | 10662.4827
2026-02-02 | 22 | 10388.3228
2026-02-02 | 23 | 10048.09
2026-02-02 | 24 | 9776.6388
2026-02-03 | 1 | 9611.4082
2026-02-03 | 2 | 9545.8775
2026-02-03 | 3 | 9520.0283
2026-02-03 | 4 | 9549.7189
2026-02-03 | 5 | 9705.218
2026-02-03 | 6 | 10071.313
2026-02-03 | 7 | 10576.759
2026-02-03 | 8 | 10930.3101
2026-02-03 | 9 | 11044.2908
2026-02-03 | 10 | 10962.9802
2026-02-03 | 11 | 11006.6284
2026-02-03 | 12 | 11056.4993
2026-02-03 | 13 | 11061.3828
2026-02-03 | 14 | 11086.7138
2026-02-03 | 15 | 11101.0757
2026-02-03 | 16 | 11165.0471
2026-02-03 | 17 | 11245.113
2026-02-03 | 18 | 11430.7806
2026-02-03 | 19 | 11418.0662
2026-02-03 | 20 | 11325.1644
2026-02-03 | 21 | 11170.0455
2026-02-03 | 22 | 10911.565
2026-02-03 | 23 | 10560.0167
2026-02-03 | 24 | 10285.6569
2026-02-04 | 1 | 10096.1038
2026-02-04 | 2 | 10022.1866
2026-02-04 | 3 | 9998.3523
2026-02-04 | 4 | 10022.0338
2026-02-04 | 5 | 10149.7375
2026-02-04 | 6 | 10482.4114
2026-02-04 | 7 | 10956.7202
2026-02-04 | 8 | 11324.9095
2026-02-04 | 9 | 11473.743
2026-02-04 | 10 | 11400.3198
2026-02-04 | 11 | 11296.519
2026-02-04 | 12 | 11290.2134
2026-02-04 | 13 | 11261.8137
2026-02-04 | 14 | 11275.0567
2026-02-04 | 15 | 11451.077
2026-02-04 | 16 | 11526.7825
2026-02-04 | 17 | 11628.8804
2026-02-04 | 18 | 11898.9193
2026-02-04 | 19 | 11901.8709
2026-02-04 | 20 | 11808.2588
2026-02-04 | 21 | 11699.6691
2026-02-04 | 22 | 11481.8474
2026-02-04 | 23 | 11148.399
2026-02-04 | 24 | 10845.5536
2026-02-05 | 1 | 10676.2088
2026-02-05 | 2 | 10578.1373
2026-02-05 | 3 | 10508.0287
2026-02-05 | 4 | 10529.6644
2026-02-05 | 5 | 10604.1221
2026-02-05 | 6 | 10842.0283
2026-02-05 | 7 | 11212.6304
2026-02-05 | 8 | 11617.8454
2026-02-05 | 9 | 11829.4286
2026-02-05 | 10 | 11753.2261
2026-02-05 | 11 | 11699.0248
2026-02-05 | 12 | 11669.9183
2026-02-05 | 13 | 11641.1069
2026-02-05 | 14 | 11688.2147
2026-02-05 | 15 | 11641.4262
2026-02-05 | 16 | 11645.9433
2026-02-05 | 17 | 11759.4457
2026-02-05 | 18 | 12074.0525
2026-02-05 | 19 | 12094.8411
2026-02-05 | 20 | 12004.3087
2026-02-05 | 21 | 11949.1395
2026-02-05 | 22 | 11824.6804
2026-02-05 | 23 | 11561.7414
2026-02-05 | 24 | 11252.5227
2026-02-06 | 1 | 10993.4712
2026-02-06 | 2 | 10879.5568
2026-02-06 | 3 | 10811.2514
2026-02-06 | 4 | 10802.6198
2026-02-06 | 5 | 10868.0931
2026-02-06 | 6 | 11072.7281
2026-02-06 | 7 | 11372.462
2026-02-06 | 8 | 11770.2199
2026-02-06 | 9 | 11996.6735
2026-02-06 | 10 | 11934.4477
2026-02-06 | 11 | 11929.4639
2026-02-06 | 12 | 11797.2145
2026-02-06 | 13 | 11658.9906
2026-02-06 | 14 | 11721.4625
2026-02-06 | 15 | 11650.2681
2026-02-06 | 16 | 11601.5876
2026-02-06 | 17 | 11737.251
2026-02-06 | 18 | 11993.5973
2026-02-06 | 19 | 12081.1367
2026-02-06 | 20 | 11991.9574
2026-02-06 | 21 | 11954.4603
2026-02-06 | 22 | 11823.6418
2026-02-06 | 23 | 11558.0842
2026-02-06 | 24 | 11237.1701
2026-02-07 | 1 | 10957.7189
2026-02-07 | 2 | 10803.956
2026-02-07 | 3 | 10699.1059
2026-02-07 | 4 | 10622.9796
2026-02-07 | 5 | 10566.6774
2026-02-07 | 6 | 10426.3915
2026-02-07 | 7 | 10559.7484
2026-02-07 | 8 | 10965.7969
2026-02-07 | 9 | 11273.006
2026-02-07 | 10 | 11242.2096
2026-02-07 | 11 | 11211.9658
2026-02-07 | 12 | 11015.5105
2026-02-07 | 13 | 11037.7338
2026-02-07 | 14 | 10960.401
2026-02-07 | 15 | 10887.6738
2026-02-07 | 16 | 10896.2136
2026-02-07 | 17 | 11027.4205
2026-02-07 | 18 | 11294.611
2026-02-07 | 19 | 11390.8009
2026-02-07 | 20 | 11319.4169
2026-02-07 | 21 | 11241.1861
2026-02-07 | 22 | 11053.2383
2026-02-07 | 23 | 10784.0635
2026-02-07 | 24 | 10530.7859
2026-02-08 | 1 | 10294.7412
2026-02-08 | 2 | 10125.6244
2026-02-08 | 3 | 10009.0786
2026-02-08 | 4 | 9940.1771
2026-02-08 | 5 | 9878.4229
2026-02-08 | 6 | 9788.1088
2026-02-08 | 7 | 9917.6347
2026-02-08 | 8 | 10248.9016
2026-02-08 | 9 | 10463.1424
2026-02-08 | 10 | 10312.935
2026-02-08 | 11 | 10303.4323
2026-02-08 | 12 | 10320.6471
2026-02-08 | 13 | 10286.8638
2026-02-08 | 14 | 10237.7773
2026-02-08 | 15 | 10199.8856
2026-02-08 | 16 | 10305.4329
2026-02-08 | 17 | 10519.6991
2026-02-08 | 18 | 10818.9598
2026-02-08 | 19 | 10919.9362
2026-02-08 | 20 | 10877.609
2026-02-08 | 21 | 10734.872
2026-02-08 | 22 | 10514.3409
2026-02-08 | 23 | 10189.7806
2026-02-08 | 24 | 9927.179
2026-02-09 | 1 | 9791.4667
2026-02-09 | 2 | 9696.3141
2026-02-09 | 3 | 9617.8925
2026-02-09 | 4 | 9627.5744
2026-02-09 | 5 | 9740.2254
2026-02-09 | 6 | 10016.6442
2026-02-09 | 7 | 10431.8337
2026-02-09 | 8 | 10793.3742
2026-02-09 | 9 | 10941.6986
2026-02-09 | 10 | 10774.5297
2026-02-09 | 11 | 10811.1029
2026-02-09 | 12 | 10788.999
2026-02-09 | 13 | 10617.5652
2026-02-09 | 14 | 10557.4057
2026-02-09 | 15 | 10748.4315
2026-02-09 | 16 | 10758.0629
2026-02-09 | 17 | 10718.1448
2026-02-09 | 18 | 10883.5244
2026-02-09 | 19 | 10922.6489
2026-02-09 | 20 | 10852.0285
2026-02-09 | 21 | 10745.2721
2026-02-09 | 22 | 10439.8482
2026-02-09 | 23 | 10087.3815
2026-02-09 | 24 | 9808.2784
2026-02-10 | 1 | 9568.4645
2026-02-10 | 2 | 9507.6332
2026-02-10 | 3 | 9469.7897
2026-02-10 | 4 | 9498.0784
2026-02-10 | 5 | 9665.3483
2026-02-10 | 6 | 10006.548
2026-02-10 | 7 | 10451.0234
2026-02-10 | 8 | 10660.3378
2026-02-10 | 9 | 10811.0045
2026-02-10 | 10 | 10727.4861
2026-02-10 | 11 | 10750.8583
2026-02-10 | 12 | 10757.2094
2026-02-10 | 13 | 10748.4983
2026-02-10 | 14 | 10647.5131
2026-02-10 | 15 | 10708.3612
2026-02-10 | 16 | 10702.1455
2026-02-10 | 17 | 10788.879
2026-02-10 | 18 | 10860.941
2026-02-10 | 19 | 10944.9333
2026-02-10 | 20 | 10854.0169
2026-02-10 | 21 | 10707.1433
2026-02-10 | 22 | 10409.1754
2026-02-10 | 23 | 10063.2827
2026-02-10 | 24 | 9781.518
2026-02-11 | 1 | 9594.3452
2026-02-11 | 2 | 9510.8832
2026-02-11 | 3 | 9478.3512
2026-02-11 | 4 | 9501.6451
2026-02-11 | 5 | 9657.072
2026-02-11 | 6 | 10028.1331
2026-02-11 | 7 | 10506.3171
2026-02-11 | 8 | 10761.081
2026-02-11 | 9 | 10877.3684
2026-02-11 | 10 | 10846.0884
2026-02-11 | 11 | 10847.3948
2026-02-11 | 12 | 10913.4115
2026-02-11 | 13 | 10940.2667
2026-02-11 | 14 | 10981.2232
2026-02-11 | 15 | 11013.3771
2026-02-11 | 16 | 11087.0837
2026-02-11 | 17 | 11171.2653
2026-02-11 | 18 | 11311.4005
2026-02-11 | 19 | 11353.7465
2026-02-11 | 20 | 11250.2932
2026-02-11 | 21 | 11092.1108
2026-02-11 | 22 | 10808.6135
2026-02-11 | 23 | 10477.3947
2026-02-11 | 24 | 10265.2498
2026-02-12 | 1 | 10127.5389
2026-02-12 | 2 | 10041.441
2026-02-12 | 3 | 10006.2603
2026-02-12 | 4 | 10026.7615
2026-02-12 | 5 | 10191.379
2026-02-12 | 6 | 10479.1287
2026-02-12 | 7 | 10954.8077
2026-02-12 | 8 | 11206.8428
2026-02-12 | 9 | 11362.5459
2026-02-12 | 10 | 11259.5681
2026-02-12 | 11 | 11395.033
2026-02-12 | 12 | 11279.044
2026-02-12 | 13 | 11275.3971
2026-02-12 | 14 | 11191.2837
2026-02-12 | 15 | 11240.1903
2026-02-12 | 16 | 11325.9504
2026-02-12 | 17 | 11362.8704
2026-02-12 | 18 | 11579.9714
2026-02-12 | 19 | 11662.9509
2026-02-12 | 20 | 11570.5992
2026-02-12 | 21 | 11440.4216
2026-02-12 | 22 | 11225.7731
2026-02-12 | 23 | 10924.6284
2026-02-12 | 24 | 10621.6047
2026-02-13 | 1 | 10441.0407
2026-02-13 | 2 | 10338.9135
2026-02-13 | 3 | 10271.977
2026-02-13 | 4 | 10242.2555
2026-02-13 | 5 | 10348.6321
2026-02-13 | 6 | 10593.8706
2026-02-13 | 7 | 11022.2991
2026-02-13 | 8 | 11218.6325
2026-02-13 | 9 | 11389.1197
2026-02-13 | 10 | 11390.31
2026-02-13 | 11 | 11352.5596
2026-02-13 | 12 | 11340.422
2026-02-13 | 13 | 11270.09
2026-02-13 | 14 | 11235.4142
2026-02-13 | 15 | 11216.1592
2026-02-13 | 16 | 11253.9532
2026-02-13 | 17 | 11398.4922
2026-02-13 | 18 | 11678.7712
2026-02-13 | 19 | 11751.1134
2026-02-13 | 20 | 11659.5663
2026-02-13 | 21 | 11559.9791
2026-02-13 | 22 | 11364.946
2026-02-13 | 23 | 11066.3279
2026-02-13 | 24 | 10778.6603
2026-02-14 | 1 | 10564.2277
2026-02-14 | 2 | 10438.7279
2026-02-14 | 3 | 10368.3912
2026-02-14 | 4 | 10362.4798
2026-02-14 | 5 | 10382.3028
2026-02-14 | 6 | 10426.7093
2026-02-14 | 7 | 10537.8988
2026-02-14 | 8 | 10677.1128
2026-02-14 | 9 | 10987.4848
2026-02-14 | 10 | 11099.2667
2026-02-14 | 11 | 11027.9295
2026-02-14 | 12 | 11067.3996
2026-02-14 | 13 | 10934.9764
2026-02-14 | 14 | 10983.9986
2026-02-14 | 15 | 10897.3319
2026-02-14 | 16 | 10917.8455
2026-02-14 | 17 | 11066.2479
2026-02-14 | 18 | 11340.8287
2026-02-14 | 19 | 11500.6693
2026-02-14 | 20 | 11433.6845
2026-02-14 | 21 | 11326.5754
2026-02-14 | 22 | 11217.7179
2026-02-14 | 23 | 10981.6428
2026-02-14 | 24 | 10705.5159
2026-02-15 | 1 | 10494.6401
2026-02-15 | 2 | 10342.1346
2026-02-15 | 3 | 10272.0883
2026-02-15 | 4 | 10195.8095
2026-02-15 | 5 | 10084.4906
2026-02-15 | 6 | 10018.8742
2026-02-15 | 7 | 10176.5301
2026-02-15 | 8 | 10318.4162
2026-02-15 | 9 | 10564.6531
2026-02-15 | 10 | 10647.4136
2026-02-15 | 11 | 10626.401
2026-02-15 | 12 | 10631.0408
2026-02-15 | 13 | 10596.1631
2026-02-15 | 14 | 10539.1177
2026-02-15 | 15 | 10550.8948
2026-02-15 | 16 | 10647.996
2026-02-15 | 17 | 10818.0156
2026-02-15 | 18 | 11064.9643
2026-02-15 | 19 | 11215.8036
2026-02-15 | 20 | 11144.5256
2026-02-15 | 21 | 11023.2404
2026-02-15 | 22 | 10804.7503
2026-02-15 | 23 | 10478.8283
2026-02-15 | 24 | 10231.4157
2026-02-16 | 1 | 10091.0059
2026-02-16 | 2 | 9941.6795
2026-02-16 | 3 | 9865.9354
2026-02-16 | 4 | 9830.7423
2026-02-16 | 5 | 9820.0809
2026-02-16 | 6 | 9821.6423
2026-02-16 | 7 | 9927.0987
2026-02-16 | 8 | 10073.9094
2026-02-16 | 9 | 10282.5525
2026-02-16 | 10 | 10384.0825
2026-02-16 | 11 | 10476.9031
2026-02-16 | 12 | 10493.8287
2026-02-16 | 13 | 10475.3477
2026-02-16 | 14 | 10392.0627
2026-02-16 | 15 | 10440.7856
2026-02-16 | 16 | 10502.6529
2026-02-16 | 17 | 10647.3144
2026-02-16 | 18 | 10759.4243
2026-02-16 | 19 | 10905.7599
2026-02-16 | 20 | 10839.3405
2026-02-16 | 21 | 10710.9288
2026-02-16 | 22 | 10474.6316
2026-02-16 | 23 | 10136.7625
2026-02-16 | 24 | 9868.485
2026-02-17 | 1 | 9769.2952
2026-02-17 | 2 | 9670.8305
2026-02-17 | 3 | 9634.1063
2026-02-17 | 4 | 9658.5654
2026-02-17 | 5 | 9785.0219
2026-02-17 | 6 | 10094.3294
2026-02-17 | 7 | 10530.6435
2026-02-17 | 8 | 10718.6925
2026-02-17 | 9 | 10810.9215
2026-02-17 | 10 | 10864.008
2026-02-17 | 11 | 10853.1474
2026-02-17 | 12 | 10762.3854
2026-02-17 | 13 | 10716.2197
2026-02-17 | 14 | 10702.5242
2026-02-17 | 15 | 10780.3603
2026-02-17 | 16 | 10931.4779
2026-02-17 | 17 | 10989.2161
2026-02-17 | 18 | 11010.7203
2026-02-17 | 19 | 11098.9489
2026-02-17 | 20 | 11025.0389
2026-02-17 | 21 | 10854.5169
2026-02-17 | 22 | 10543.8029
2026-02-17 | 23 | 10175.979
2026-02-17 | 24 | 9892.2016
2026-02-18 | 1 | 9726.2789
2026-02-18 | 2 | 9608.1208
2026-02-18 | 3 | 9604.1895
2026-02-18 | 4 | 9601.1614
2026-02-18 | 5 | 9757.7398
2026-02-18 | 6 | 10099.3762
2026-02-18 | 7 | 10563.5802
2026-02-18 | 8 | 10754.0524
2026-02-18 | 9 | 10818.7103
2026-02-18 | 10 | 10823.558
2026-02-18 | 11 | 10775.1942
2026-02-18 | 12 | 10748.5067
2026-02-18 | 13 | 10691.3326
2026-02-18 | 14 | 10717.0036
2026-02-18 | 15 | 10710.6287
2026-02-18 | 16 | 10758.0345
2026-02-18 | 17 | 10876.5294
2026-02-18 | 18 | 10974.6458
2026-02-18 | 19 | 11113.7862
2026-02-18 | 20 | 11044.7216
2026-02-18 | 21 | 10860.2401
2026-02-18 | 22 | 10557.7102
2026-02-18 | 23 | 10209.2661
2026-02-18 | 24 | 9938.1577
2026-02-19 | 1 | 9793.4246
2026-02-19 | 2 | 9696.3942
2026-02-19 | 3 | 9639.4152
2026-02-19 | 4 | 9640.2149
2026-02-19 | 5 | 9767.4118
2026-02-19 | 6 | 10119.5012
2026-02-19 | 7 | 10595.0063
2026-02-19 | 8 | 10767.7013
2026-02-19 | 9 | 10827.7438
2026-02-19 | 10 | 10813.0557
2026-02-19 | 11 | 10773.3681
2026-02-19 | 12 | 10765.6146
2026-02-19 | 13 | 10734.8862
2026-02-19 | 14 | 10711.7643
2026-02-19 | 15 | 10674.4158
2026-02-19 | 16 | 10687.5024
2026-02-19 | 17 | 10798.7193
2026-02-19 | 18 | 10913.7219
2026-02-19 | 19 | 11065.139
2026-02-19 | 20 | 11005.9036
2026-02-19 | 21 | 10831.0198
2026-02-19 | 22 | 10564.5653
2026-02-19 | 23 | 10306.9368
2026-02-19 | 24 | 10033.8145
2026-02-20 | 1 | 9856.3279
2026-02-20 | 2 | 9775.4492
2026-02-20 | 3 | 9740.3427
2026-02-20 | 4 | 9763.1131
2026-02-20 | 5 | 9881.392
2026-02-20 | 6 | 10189.5173
2026-02-20 | 7 | 10635.5404
2026-02-20 | 8 | 10841.479
2026-02-20 | 9 | 10887.3567
2026-02-20 | 10 | 10864.1013
2026-02-20 | 11 | 10793.3706
2026-02-20 | 12 | 10770.0251
2026-02-20 | 13 | 10701.9573
2026-02-20 | 14 | 10616.3913
2026-02-20 | 15 | 10629.4349
2026-02-20 | 16 | 10643.0579
2026-02-20 | 17 | 10815.0704
2026-02-20 | 18 | 10949.6234
2026-02-20 | 19 | 11138.736
2026-02-20 | 20 | 11068.9583
2026-02-20 | 21 | 10910.7681
2026-02-20 | 22 | 10654.6585
2026-02-20 | 23 | 10306.1623
2026-02-20 | 24 | 10050.6268
2026-02-21 | 1 | 9839.1233
2026-02-21 | 2 | 9734.1639
2026-02-21 | 3 | 9674.1211
2026-02-21 | 4 | 9643.7679
2026-02-21 | 5 | 9674.1446
2026-02-21 | 6 | 9779.1422
2026-02-21 | 7 | 10024.4545
2026-02-21 | 8 | 10215.684
2026-02-21 | 9 | 10318.4843
2026-02-21 | 10 | 10415.933
2026-02-21 | 11 | 10480.711
2026-02-21 | 12 | 10625.9313
2026-02-21 | 13 | 10596.6209
2026-02-21 | 14 | 10570.1375
2026-02-21 | 15 | 10616.8196
2026-02-21 | 16 | 10690.1427
2026-02-21 | 17 | 10812.5428
2026-02-21 | 18 | 10920.1682
2026-02-21 | 19 | 11126.687
2026-02-21 | 20 | 11045.5484
2026-02-21 | 21 | 10925.661
2026-02-21 | 22 | 10760.3295
2026-02-21 | 23 | 10550.7893
2026-02-21 | 24 | 10307.9341
2026-02-22 | 1 | 10113.7915
2026-02-22 | 2 | 10012.083
2026-02-22 | 3 | 9940.5267
2026-02-22 | 4 | 9924.0295
2026-02-22 | 5 | 9977.8731
2026-02-22 | 6 | 10068.4104
2026-02-22 | 7 | 10254.9004
2026-02-22 | 8 | 10386.8775
2026-02-22 | 9 | 10568.1479
2026-02-22 | 10 | 10778.9087
2026-02-22 | 11 | 10817.5625
2026-02-22 | 12 | 10908.1761
2026-02-22 | 13 | 10953.9575
2026-02-22 | 14 | 10896.8603
2026-02-22 | 15 | 10923.0061
2026-02-22 | 16 | 11028.2274
2026-02-22 | 17 | 11266.7609
2026-02-22 | 18 | 11538.8401
2026-02-22 | 19 | 11684.5237
2026-02-22 | 20 | 11564.6705
2026-02-22 | 21 | 11463.6223
2026-02-22 | 22 | 11300.3283
2026-02-22 | 23 | 10980.6195
2026-02-22 | 24 | 10704.5184
2026-02-23 | 1 | 10570.5947
2026-02-23 | 2 | 10461.4597
2026-02-23 | 3 | 10410.6681
2026-02-23 | 4 | 10410.1433
2026-02-23 | 5 | 10512.0945
2026-02-23 | 6 | 10729.7307
2026-02-23 | 7 | 11136.1419
2026-02-23 | 8 | 11413.4371
2026-02-23 | 9 | 11460.0443
2026-02-23 | 10 | 11525.8536
2026-02-23 | 11 | 11524.3617
2026-02-23 | 12 | 11560.7159
2026-02-23 | 13 | 11441.9906
2026-02-23 | 14 | 11487.9391
2026-02-23 | 15 | 11500.6912
2026-02-23 | 16 | 11515.4965
2026-02-23 | 17 | 11746.1158
2026-02-23 | 18 | 11894.6974
2026-02-23 | 19 | 12032.8292
2026-02-23 | 20 | 11942.0817
2026-02-23 | 21 | 11831.2294
2026-02-23 | 22 | 11571.5665
2026-02-23 | 23 | 11236.5139
2026-02-23 | 24 | 10902.7169
2026-02-24 | 1 | 10645.0291
2026-02-24 | 2 | 10517.1324
2026-02-24 | 3 | 10447.363
2026-02-24 | 4 | 10443.938
2026-02-24 | 5 | 10512.8407
2026-02-24 | 6 | 10729.2804
2026-02-24 | 7 | 11108.8663
2026-02-24 | 8 | 11408.1074
2026-02-24 | 9 | 11463.9142
2026-02-24 | 10 | 11547.3995
2026-02-24 | 11 | 11539.7258
2026-02-24 | 12 | 11497.7391
2026-02-24 | 13 | 11443.7028
2026-02-24 | 14 | 11421.9036
2026-02-24 | 15 | 11397.0005
2026-02-24 | 16 | 11434.9837
2026-02-24 | 17 | 11602.668
2026-02-24 | 18 | 11891.7463
2026-02-24 | 19 | 12066.1437
2026-02-24 | 20 | 12015.9441
2026-02-24 | 21 | 11872.8099
2026-02-24 | 22 | 11701.6327
2026-02-24 | 23 | 11357.9192
2026-02-24 | 24 | 11045.4164
2026-02-25 | 1 | 10779.7933
2026-02-25 | 2 | 10666.041
2026-02-25 | 3 | 10608.654
2026-02-25 | 4 | 10602.6793
2026-02-25 | 5 | 10684.9689
2026-02-25 | 6 | 10924.409
2026-02-25 | 7 | 11276.9921
2026-02-25 | 8 | 11540.7405
2026-02-25 | 9 | 11574.5313
2026-02-25 | 10 | 11564.5509
2026-02-25 | 11 | 11511.1045
2026-02-25 | 12 | 11472.9279
2026-02-25 | 13 | 11386.3786
2026-02-25 | 14 | 11357.3679
2026-02-25 | 15 | 11321.7284
2026-02-25 | 16 | 11338.2125
2026-02-25 | 17 | 11490.1895
2026-02-25 | 18 | 11671.6589
2026-02-25 | 19 | 11884.9381
2026-02-25 | 20 | 11845.1583
2026-02-25 | 21 | 11739.5157
2026-02-25 | 22 | 11539.0841
2026-02-25 | 23 | 11213.2686
2026-02-25 | 24 | 10902.4344
2026-02-26 | 1 | 10691.7806
2026-02-26 | 2 | 10572.5771
2026-02-26 | 3 | 10497.7105
2026-02-26 | 4 | 10458.5666
2026-02-26 | 5 | 10509.1637
2026-02-26 | 6 | 10688.21
2026-02-26 | 7 | 11080.4555
2026-02-26 | 8 | 11417.7707
2026-02-26 | 9 | 11498.9582
2026-02-26 | 10 | 11573.6048
2026-02-26 | 11 | 11441.6342
2026-02-26 | 12 | 11389.5102
2026-02-26 | 13 | 11428.126
2026-02-26 | 14 | 11370.0144
2026-02-26 | 15 | 11302.6291
2026-02-26 | 16 | 11262.2638
2026-02-26 | 17 | 11330.9812
2026-02-26 | 18 | 11443.2905
2026-02-26 | 19 | 11625.5642
2026-02-26 | 20 | 11537.437
2026-02-26 | 21 | 11477.6835
2026-02-26 | 22 | 11252.6539
2026-02-26 | 23 | 10918.5628
2026-02-26 | 24 | 10619.9876
2026-02-27 | 1 | 10398.2237
2026-02-27 | 2 | 10275.5401
2026-02-27 | 3 | 10199.3128
2026-02-27 | 4 | 10140.5462
2026-02-27 | 5 | 10194.758
2026-02-27 | 6 | 10381.7546
2026-02-27 | 7 | 10800.4049
2026-02-27 | 8 | 11131.3007
2026-02-27 | 9 | 11210.6181
2026-02-27 | 10 | 11125.2612
2026-02-27 | 11 | 11091.3616
2026-02-27 | 12 | 11089.2731
2026-02-27 | 13 | 11130.4935
2026-02-27 | 14 | 10960.2787
2026-02-27 | 15 | 10930.698
2026-02-27 | 16 | 10968.1687
2026-02-27 | 17 | 11034.4825
2026-02-27 | 18 | 11092.935
2026-02-27 | 19 | 11285.1071
2026-02-27 | 20 | 11245.1909
2026-02-27 | 21 | 11124.6547
2026-02-27 | 22 | 10879.9638
2026-02-27 | 23 | 10588.3283
2026-02-27 | 24 | 10301.4303
2026-02-28 | 1 | 10113.0428
2026-02-28 | 2 | 9972.2603
2026-02-28 | 3 | 9885.6474
2026-02-28 | 4 | 9865.7598
2026-02-28 | 5 | 9899.1436
2026-02-28 | 6 | 9976.9892
2026-02-28 | 7 | 10200.6284
2026-02-28 | 8 | 10431.9477
2026-02-28 | 9 | 10559.5296
2026-02-28 | 10 | 10757.7919
2026-02-28 | 11 | 10784.0465
2026-02-28 | 12 | 10875.8243
2026-02-28 | 13 | 10853.5958
2026-02-28 | 14 | 10852.0448
2026-02-28 | 15 | 10829.0752
2026-02-28 | 16 | 10902.7423
2026-02-28 | 17 | 11029.0718
2026-02-28 | 18 | 11173.7603
2026-02-28 | 19 | 11313.872
2026-02-28 | 20 | 11258.1778
2026-02-28 | 21 | 11129.5415
2026-02-28 | 22 | 10987.1655
2026-02-28 | 23 | 10740.5036
2026-02-28 | 24 | 10505.4866
2026-03-01 | 1 | 10321.4415
2026-03-01 | 2 | 10202.8307
2026-03-01 | 3 | 10152.9487
2026-03-01 | 4 | 10119.2071
2026-03-01 | 5 | 10135.9107
2026-03-01 | 6 | 10164.0965
2026-03-01 | 7 | 10284.1964
2026-03-01 | 8 | 10508.1404
2026-03-01 | 9 | 10661.7496
2026-03-01 | 10 | 10812.8396
2026-03-01 | 11 | 10934.3174
2026-03-01 | 12 | 10937.4119
2026-03-01 | 13 | 10960.5934
2026-03-01 | 14 | 10953.5593
2026-03-01 | 15 | 10951.5479
2026-03-01 | 16 | 11040.1774
2026-03-01 | 17 | 11105.6726
2026-03-01 | 18 | 11387.5579
2026-03-01 | 19 | 11566.4011
2026-03-01 | 20 | 11543.5393
2026-03-01 | 21 | 11457.9442
2026-03-01 | 22 | 11298.023
2026-03-01 | 23 | 10989.0321
2026-03-01 | 24 | 10717.861
2026-03-02 | 1 | 10566.9974
2026-03-02 | 2 | 10464.1152
2026-03-02 | 3 | 10411.0151
2026-03-02 | 4 | 10426.739
2026-03-02 | 5 | 10526.917
2026-03-02 | 6 | 10806.4732
2026-03-02 | 7 | 11216.0153
2026-03-02 | 8 | 11543.4371
2026-03-02 | 9 | 11601.4811
2026-03-02 | 10 | 11551.0255
2026-03-02 | 11 | 11584.832
2026-03-02 | 12 | 11513.5644
2026-03-02 | 13 | 11482.4348
2026-03-02 | 14 | 11574.6157
2026-03-02 | 15 | 11587.89
2026-03-02 | 16 | 11585.8885
2026-03-02 | 17 | 11719.2236
2026-03-02 | 18 | 11864.8233
2026-03-02 | 19 | 11947.0973
2026-03-02 | 20 | 11990.2502
2026-03-02 | 21 | 11866.773
2026-03-02 | 22 | 11650.0825
2026-03-02 | 23 | 11322.3167
2026-03-02 | 24 | 11018.2373
2026-03-03 | 1 | 10785.1736
2026-03-03 | 2 | 10668.2808
2026-03-03 | 3 | 10614.1224
2026-03-03 | 4 | 10621.7966
2026-03-03 | 5 | 10709.3915
2026-03-03 | 6 | 10897.8436
2026-03-03 | 7 | 11266.606
2026-03-03 | 8 | 11618.1259
2026-03-03 | 9 | 11623.6158
2026-03-03 | 10 | 11580.3801
2026-03-03 | 11 | 11614.7871
2026-03-03 | 12 | 11415.8001
2026-03-03 | 13 | 11314.2137
2026-03-03 | 14 | 11196.5831
2026-03-03 | 15 | 11141.7699
2026-03-03 | 16 | 11133.1468
2026-03-03 | 17 | 11285.7333
2026-03-03 | 18 | 11433.9727
2026-03-03 | 19 | 11591.8378
2026-03-03 | 20 | 11622.5893
2026-03-03 | 21 | 11553.5969
2026-03-03 | 22 | 11278.4755
2026-03-03 | 23 | 10895.8553
2026-03-03 | 24 | 10564.4238
2026-03-04 | 1 | 10332.4667
2026-03-04 | 2 | 10174.3736
2026-03-04 | 3 | 10063.7125
2026-03-04 | 4 | 10036.0273
2026-03-04 | 5 | 10084.305
2026-03-04 | 6 | 10194.7532
2026-03-04 | 7 | 10574.4938
2026-03-04 | 8 | 10988.0495
2026-03-04 | 9 | 10997.758
2026-03-04 | 10 | 11061.9624
2026-03-04 | 11 | 11020.2325
2026-03-04 | 12 | 10965.142
2026-03-04 | 13 | 10874.5657
2026-03-04 | 14 | 10964.3986
2026-03-04 | 15 | 10954.693
2026-03-04 | 16 | 10967.2789
2026-03-04 | 17 | 11119.5434
2026-03-04 | 18 | 11161.9151
2026-03-04 | 19 | 11310.8614
2026-03-04 | 20 | 11278.6993
2026-03-04 | 21 | 11135.0613
2026-03-04 | 22 | 10862.1371
2026-03-04 | 23 | 10506.7036
2026-03-04 | 24 | 10234.2332
2026-03-05 | 1 | 10079.7321
2026-03-05 | 2 | 9988.6393
2026-03-05 | 3 | 9945.1528
2026-03-05 | 4 | 9967.6027
2026-03-05 | 5 | 10131.6823
2026-03-05 | 6 | 10436.3549
2026-03-05 | 7 | 10871.8083
2026-03-05 | 8 | 11237.4218
2026-03-05 | 9 | 11131.854
2026-03-05 | 10 | 11092.6292
2026-03-05 | 11 | 11266.2534
2026-03-05 | 12 | 11065.9911
2026-03-05 | 13 | 11045.6076
2026-03-05 | 14 | 11083.8336
2026-03-05 | 15 | 11074.7436
2026-03-05 | 16 | 11109.3207
2026-03-05 | 17 | 11309.0319
2026-03-05 | 18 | 11475.4032
2026-03-05 | 19 | 11591.4903
2026-03-05 | 20 | 11514.4805
2026-03-05 | 21 | 11392.6966
2026-03-05 | 22 | 11203.8085
2026-03-05 | 23 | 10878.528
2026-03-05 | 24 | 10613.8072
2026-03-06 | 1 | 10460.2536
2026-03-06 | 2 | 10383.1919
2026-03-06 | 3 | 10310.0317
2026-03-06 | 4 | 10317.1023
2026-03-06 | 5 | 10489.9281
2026-03-06 | 6 | 10782.8833
2026-03-06 | 7 | 11182.7486
2026-03-06 | 8 | 11514.7031
2026-03-06 | 9 | 11464.2086
2026-03-06 | 10 | 11511.7797
2026-03-06 | 11 | 11552.2245
2026-03-06 | 12 | 11528.9251
2026-03-06 | 13 | 11497.1837
2026-03-06 | 14 | 11482.5981
2026-03-06 | 15 | 11455.3372
2026-03-06 | 16 | 11498.4829
2026-03-06 | 17 | 11619.7401
2026-03-06 | 18 | 11813.1988
2026-03-06 | 19 | 11944.0595
2026-03-06 | 20 | 11923.6852
2026-03-06 | 21 | 11807.9413
2026-03-06 | 22 | 11696.4948
2026-03-06 | 23 | 11392.0299
2026-03-06 | 24 | 11130.9523
2026-03-07 | 1 | 10879.661
2026-03-07 | 2 | 10760.0094
2026-03-07 | 3 | 10684.2974
2026-03-07 | 4 | 10647.9742
2026-03-07 | 5 | 10648.33
2026-03-07 | 6 | 10623.397
2026-03-07 | 7 | 10687.5019
2026-03-07 | 8 | 11055.2512
2026-03-07 | 9 | 11071.586
2026-03-07 | 10 | 11157.2665
2026-03-07 | 11 | 11144.3824
2026-03-07 | 12 | 11179.7567
2026-03-07 | 13 | 11082.4467
2026-03-07 | 14 | 11033.192
2026-03-07 | 15 | 11046.5388
2026-03-07 | 16 | 11083.7487
2026-03-07 | 17 | 11299.514
2026-03-07 | 18 | 11511.1328
2026-03-07 | 19 | 11590.0576
2026-03-07 | 20 | 11601.12
2026-03-07 | 21 | 11635.0769
2026-03-07 | 22 | 11493.7062
2026-03-07 | 23 | 11289.3735
2026-03-07 | 24 | 11002.9157
2026-03-08 | 1 | 10811.7822
2026-03-08 | 3 | 10630.4007
2026-03-08 | 4 | 10408.7731
2026-03-08 | 5 | 10350.1811
2026-03-08 | 6 | 10299.1371
2026-03-08 | 7 | 10229.2298
2026-03-08 | 8 | 10248.8257
2026-03-08 | 9 | 10579.201
2026-03-08 | 10 | 10717.2652
2026-03-08 | 11 | 10864.6367
2026-03-08 | 12 | 10947.3231
2026-03-08 | 13 | 10972.2109
2026-03-08 | 14 | 10929.1618
2026-03-08 | 15 | 10830.1173
2026-03-08 | 16 | 10768.0254
2026-03-08 | 17 | 10822.4723
2026-03-08 | 18 | 10922.1513
2026-03-08 | 19 | 11256.7225
2026-03-08 | 20 | 11366.0049
2026-03-08 | 21 | 11368.0965
2026-03-08 | 22 | 11314.4227
2026-03-08 | 23 | 11138.5109
2026-03-08 | 24 | 10844.3985
2026-03-09 | 1 | 10540.7977
2026-03-09 | 2 | 10383.1049
2026-03-09 | 3 | 10211.0343
2026-03-09 | 4 | 10216.7653
2026-03-09 | 5 | 10189.3994
2026-03-09 | 6 | 10257.748
2026-03-09 | 7 | 10435.4919
2026-03-09 | 8 | 10791.1623
2026-03-09 | 9 | 11230.5796
2026-03-09 | 10 | 11291.3566
2026-03-09 | 11 | 11354.4677
2026-03-09 | 12 | 11351.0547
2026-03-09 | 13 | 11278.9041
2026-03-09 | 14 | 11235.0541
2026-03-09 | 15 | 11213.7515
2026-03-09 | 16 | 11172.6041
2026-03-09 | 17 | 11162.8251
2026-03-09 | 18 | 11341.745
2026-03-09 | 19 | 11486.4086
2026-03-09 | 20 | 11511.0474
2026-03-09 | 21 | 11525.2804
2026-03-09 | 22 | 11434.6634
2026-03-09 | 23 | 11235.9539
2026-03-09 | 24 | 10957.4151
2026-03-10 | 1 | 10621.8692
2026-03-10 | 2 | 10359.6908
2026-03-10 | 3 | 10232.7559
2026-03-10 | 4 | 10225.3149
2026-03-10 | 5 | 10193.1067
2026-03-10 | 6 | 10310.1224
2026-03-10 | 7 | 10531.0511
2026-03-10 | 8 | 10808.7004
2026-03-10 | 9 | 11206.3071
2026-03-10 | 10 | 11345.9175
2026-03-10 | 11 | 11315.2322
2026-03-10 | 12 | 11228.797
2026-03-10 | 13 | 11206.4943
2026-03-10 | 14 | 11136.1263
2026-03-10 | 15 | 11121.6004
2026-03-10 | 16 | 11086.3872
2026-03-10 | 17 | 11126.1117
2026-03-10 | 18 | 11282.2778
2026-03-10 | 19 | 11428.7243
2026-03-10 | 20 | 11570.6345
2026-03-10 | 21 | 11695.9199
2026-03-10 | 22 | 11536.5596
2026-03-10 | 23 | 11338.1983
2026-03-10 | 24 | 10983.9222
2026-03-11 | 1 | 10668.7198
2026-03-11 | 2 | 10446.7635
2026-03-11 | 3 | 10327.2911
2026-03-11 | 4 | 10238.6034
2026-03-11 | 5 | 10241.6116
2026-03-11 | 6 | 10333.8264
2026-03-11 | 7 | 10525.3889
2026-03-11 | 8 | 10715.6935
2026-03-11 | 9 | 11147.5725
2026-03-11 | 10 | 11351.2031
2026-03-11 | 11 | 11344.1137
2026-03-11 | 12 | 11355.1061
2026-03-11 | 13 | 11274.2441
2026-03-11 | 14 | 11174.9826
2026-03-11 | 15 | 11140.409
2026-03-11 | 16 | 11122.0787
2026-03-11 | 17 | 11174.9937
2026-03-11 | 18 | 11301.8848
2026-03-11 | 19 | 11460.7001
2026-03-11 | 20 | 11511.1423
2026-03-11 | 21 | 11577.6944
2026-03-11 | 22 | 11431.4329
2026-03-11 | 23 | 11247.2295
2026-03-11 | 24 | 10928.9529
2026-03-12 | 1 | 10650.8347
2026-03-12 | 2 | 10490.5551
2026-03-12 | 3 | 10369.3636
2026-03-12 | 4 | 10310.7821
2026-03-12 | 5 | 10302.4691
2026-03-12 | 6 | 10376.9145
2026-03-12 | 7 | 10637.5405
2026-03-12 | 8 | 10809.105
2026-03-12 | 9 | 11216.2226
2026-03-12 | 10 | 11428.9009
2026-03-12 | 11 | 11465.9199
2026-03-12 | 12 | 11344.0602
2026-03-12 | 13 | 11235.6693
2026-03-12 | 14 | 11146.6022
2026-03-12 | 15 | 11235.7833
2026-03-12 | 16 | 11059.7527
2026-03-12 | 17 | 11071.0855
2026-03-12 | 18 | 11269.6606
2026-03-12 | 19 | 11441.7871
2026-03-12 | 20 | 11517.4979
2026-03-12 | 21 | 11617.7587
2026-03-12 | 22 | 11548.0285
2026-03-12 | 23 | 11335.2925
2026-03-12 | 24 | 11036.2939
2026-03-13 | 1 | 10743.7411
2026-03-13 | 2 | 10501.445
2026-03-13 | 3 | 10412.7181
2026-03-13 | 4 | 10338.9641
2026-03-13 | 5 | 10320.5094
2026-03-13 | 6 | 10373.5853
2026-03-13 | 7 | 10584.2385
2026-03-13 | 8 | 10753.2508
2026-03-13 | 9 | 11143.9074
2026-03-13 | 10 | 11377.1326
2026-03-13 | 11 | 11426.9506
2026-03-13 | 12 | 11342.6345
2026-03-13 | 13 | 11177.1377
2026-03-13 | 14 | 11071.1341
2026-03-13 | 15 | 11006.9016
2026-03-13 | 16 | 10947.5102
2026-03-13 | 17 | 10931.5809
2026-03-13 | 18 | 11032.6268
2026-03-13 | 19 | 11204.2742
2026-03-13 | 20 | 11322.8169
2026-03-13 | 21 | 11488.8919
2026-03-13 | 22 | 11433.1669
2026-03-13 | 23 | 11205.1524
2026-03-13 | 24 | 10916.5817
2026-03-14 | 1 | 10584.4419
2026-03-14 | 2 | 10354.9341
2026-03-14 | 3 | 10241.8657
2026-03-14 | 4 | 10198.8654
2026-03-14 | 5 | 10127.7543
2026-03-14 | 6 | 10108.2767
2026-03-14 | 7 | 10136.2433
2026-03-14 | 8 | 10138.4794
2026-03-14 | 9 | 10386.4584
2026-03-14 | 10 | 10675.9921
2026-03-14 | 11 | 10804.082
2026-03-14 | 12 | 10731.9945
2026-03-14 | 13 | 10722.4258
2026-03-14 | 14 | 10421.1384
2026-03-14 | 15 | 10360.1488
2026-03-14 | 16 | 10314.1712
2026-03-14 | 17 | 10358.4089
2026-03-14 | 18 | 10537.6519
2026-03-14 | 19 | 10738.5273
2026-03-14 | 20 | 10816.1566
2026-03-14 | 21 | 10990.0153
2026-03-14 | 22 | 10913.0001
2026-03-14 | 23 | 10757.5839
2026-03-14 | 24 | 10497.973
2026-03-15 | 1 | 10196.983
2026-03-15 | 2 | 10053.2818
2026-03-15 | 3 | 9896.2782
2026-03-15 | 4 | 9786.0721
2026-03-15 | 5 | 9787.0934
2026-03-15 | 6 | 9781.5746
2026-03-15 | 7 | 9774.9764
2026-03-15 | 8 | 9762.8956
2026-03-15 | 9 | 9995.8594
2026-03-15 | 10 | 10241.6167
2026-03-15 | 11 | 10363.0062
2026-03-15 | 12 | 10412.2535
2026-03-15 | 13 | 10386.7071
2026-03-15 | 14 | 10228.77
2026-03-15 | 15 | 10228.1074
2026-03-15 | 16 | 10190.7118
2026-03-15 | 17 | 10229.3532
2026-03-15 | 18 | 10361.2509
2026-03-15 | 19 | 10556.3077
2026-03-15 | 20 | 10590.6119
2026-03-15 | 21 | 10738.8468
2026-03-15 | 22 | 10656.4191
2026-03-15 | 23 | 10429.4058
2026-03-15 | 24 | 10163.95
2026-03-16 | 1 | 9918.1357
2026-03-16 | 2 | 9781.6436
2026-03-16 | 3 | 9729.6996
2026-03-16 | 4 | 9619.6831
2026-03-16 | 5 | 9641.9699
2026-03-16 | 6 | 9747.3726
2026-03-16 | 7 | 10078.9837
2026-03-16 | 8 | 10382.1188
2026-03-16 | 9 | 10736.0972
2026-03-16 | 10 | 10868.9255
2026-03-16 | 11 | 10869.0879
2026-03-16 | 12 | 10815.5304
2026-03-16 | 13 | 10741.8759
2026-03-16 | 14 | 10710.0606
2026-03-16 | 15 | 10696.4759
2026-03-16 | 16 | 10692.2322
2026-03-16 | 17 | 10706.9673
2026-03-16 | 18 | 10858.8809
2026-03-16 | 19 | 11063.8676
2026-03-16 | 20 | 11163.9551
2026-03-16 | 21 | 11247.4553
2026-03-16 | 22 | 11105.6986
2026-03-16 | 23 | 10811.9321
2026-03-16 | 24 | 10462.6067
2026-03-17 | 1 | 10238.0182
2026-03-17 | 2 | 10045.3493
2026-03-17 | 3 | 9964.3304
2026-03-17 | 4 | 9930.409
2026-03-17 | 5 | 9942.84
2026-03-17 | 6 | 10092.325
2026-03-17 | 7 | 10419.7623
2026-03-17 | 8 | 10726.9316
2026-03-17 | 9 | 10999.9664
2026-03-17 | 10 | 11163.5638
2026-03-17 | 11 | 11172.8244
2026-03-17 | 12 | 11146.9299
2026-03-17 | 13 | 11086.36
2026-03-17 | 14 | 11076.0158
2026-03-17 | 15 | 11032.1419
2026-03-17 | 16 | 10946.9057
2026-03-17 | 17 | 10986.6195
2026-03-17 | 18 | 11107.6254
2026-03-17 | 19 | 11228.1776
2026-03-17 | 20 | 11301.5487
2026-03-17 | 21 | 11443.4395
2026-03-17 | 22 | 11325.6599
2026-03-17 | 23 | 11081.9867
2026-03-17 | 24 | 10681.1278
2026-03-18 | 1 | 10371.7773
2026-03-18 | 2 | 10126.4206
2026-03-18 | 3 | 10021.7394
2026-03-18 | 4 | 9953.6308
2026-03-18 | 5 | 9949.3148
2026-03-18 | 6 | 10044.3472
2026-03-18 | 7 | 10259.0583
2026-03-18 | 8 | 10528.9593
2026-03-18 | 9 | 10885.0263
2026-03-18 | 10 | 11018.8785
2026-03-18 | 11 | 11009.1867
2026-03-18 | 12 | 10942.9544
2026-03-18 | 13 | 10778.9884
2026-03-18 | 14 | 10685.0496
2026-03-18 | 15 | 10642.0403
2026-03-18 | 16 | 10580.5055
2026-03-18 | 17 | 10585.0333
2026-03-18 | 18 | 10668.6841
2026-03-18 | 19 | 10782.9478
2026-03-18 | 20 | 10907.227
2026-03-18 | 21 | 11031.5095
2026-03-18 | 22 | 10888.8685
2026-03-18 | 23 | 10615.3645
2026-03-18 | 24 | 10291.0707
2026-03-19 | 1 | 10013.552
2026-03-19 | 2 | 9823.5639
2026-03-19 | 3 | 9766.1896
2026-03-19 | 4 | 9727.9368
2026-03-19 | 5 | 9756.415
2026-03-19 | 6 | 9893.9435
2026-03-19 | 7 | 10169.791
2026-03-19 | 8 | 10467.2047
2026-03-19 | 9 | 10758.1201
2026-03-19 | 10 | 10908.0024
2026-03-19 | 11 | 10879.96
2026-03-19 | 12 | 10819.6708
2026-03-19 | 13 | 10783.1158
2026-03-19 | 14 | 10587.093
2026-03-19 | 15 | 10558.8986
2026-03-19 | 16 | 10499.6547
2026-03-19 | 17 | 10574.1651
2026-03-19 | 18 | 10636.4486
2026-03-19 | 19 | 10648.5434
2026-03-19 | 20 | 10776.9973
2026-03-19 | 21 | 10880.3649
2026-03-19 | 22 | 10728.6462
2026-03-19 | 23 | 10466.202
2026-03-19 | 24 | 10124.6596
2026-03-20 | 1 | 9858.9398
2026-03-20 | 2 | 9661.5403
2026-03-20 | 3 | 9560.9613
2026-03-20 | 4 | 9515.8919
2026-03-20 | 5 | 9534.5991
2026-03-20 | 6 | 9665.5656
2026-03-20 | 7 | 9957.8019
2026-03-20 | 8 | 10261.6395
2026-03-20 | 9 | 10532.4014
2026-03-20 | 10 | 10710.692
2026-03-20 | 11 | 10755.8201
2026-03-20 | 12 | 10752.9054
2026-03-20 | 13 | 10713.6763
2026-03-20 | 14 | 10658.5786
2026-03-20 | 15 | 10600.2059
2026-03-20 | 16 | 10569.0385
2026-03-20 | 17 | 10583.2376
2026-03-20 | 18 | 10635.7928
2026-03-20 | 19 | 10682.4911
2026-03-20 | 20 | 10695.9101
2026-03-20 | 21 | 10825.8816
2026-03-20 | 22 | 10668.7242
2026-03-20 | 23 | 10407.122
2026-03-20 | 24 | 10098.8699
2026-03-21 | 1 | 9847.0046
2026-03-21 | 2 | 9683.7693
2026-03-21 | 3 | 9589.1058
2026-03-21 | 4 | 9496.1587
2026-03-21 | 5 | 9530.2825
2026-03-21 | 6 | 9559.7654
2026-03-21 | 7 | 9713.3643
2026-03-21 | 8 | 9798.6047
2026-03-21 | 9 | 9997.5508
2026-03-21 | 10 | 10225.6537
2026-03-21 | 11 | 10349.717
2026-03-21 | 12 | 10396.1986
2026-03-21 | 13 | 10308.8748
2026-03-21 | 14 | 10294.0794
2026-03-21 | 15 | 10230.1105
2026-03-21 | 16 | 10155.3652
2026-03-21 | 17 | 10232.3941
2026-03-21 | 18 | 10316.4311
2026-03-21 | 19 | 10392.4573
2026-03-21 | 20 | 10397.0919
2026-03-21 | 21 | 10564.8662
2026-03-21 | 22 | 10473.6888
2026-03-21 | 23 | 10284.6439
2026-03-21 | 24 | 10030.6147
2026-03-22 | 1 | 9798.0914
2026-03-22 | 2 | 9656.2438
2026-03-22 | 3 | 9520.0232
2026-03-22 | 4 | 9487.1353
2026-03-22 | 5 | 9486.4547
2026-03-22 | 6 | 9516.9269
2026-03-22 | 7 | 9584.1357
2026-03-22 | 8 | 9628.9633
2026-03-22 | 9 | 9787.7822
2026-03-22 | 10 | 9998.4112
2026-03-22 | 11 | 10159.8569
2026-03-22 | 12 | 10256.6055
2026-03-22 | 13 | 10256.6842
2026-03-22 | 14 | 10246.1281
2026-03-22 | 15 | 10236.198
2026-03-22 | 16 | 10258.2207
2026-03-22 | 17 | 10344.267
2026-03-22 | 18 | 10475.9594
2026-03-22 | 19 | 10591.956
2026-03-22 | 20 | 10593.7038
2026-03-22 | 21 | 10736.8778
2026-03-22 | 22 | 10601.7247
2026-03-22 | 23 | 10357.5118
2026-03-22 | 24 | 10049.0396
2026-03-23 | 1 | 9827.3512
2026-03-23 | 2 | 9721.4763
2026-03-23 | 3 | 9639.6038
2026-03-23 | 4 | 9592.1678
2026-03-23 | 5 | 9608.3706
2026-03-23 | 6 | 9729.9329
2026-03-23 | 7 | 9975.3801
2026-03-23 | 8 | 10328.821
2026-03-23 | 9 | 10569.0067
2026-03-23 | 10 | 10739.887
2026-03-23 | 11 | 10790.902
2026-03-23 | 12 | 10776.5965
2026-03-23 | 13 | 10705.4396
2026-03-23 | 14 | 10623.758
2026-03-23 | 15 | 10610.8049
2026-03-23 | 16 | 10636.0885
2026-03-23 | 17 | 10661.49
2026-03-23 | 18 | 10721.6409
2026-03-23 | 19 | 10711.8144
2026-03-23 | 20 | 10712.907
2026-03-23 | 21 | 10883.0017
2026-03-23 | 22 | 10739.039
2026-03-23 | 23 | 10451.8519
2026-03-23 | 24 | 10096.7779
2026-03-24 | 1 | 9832.7789
2026-03-24 | 2 | 9645.9743
2026-03-24 | 3 | 9558.8422
2026-03-24 | 4 | 9541.3346
2026-03-24 | 5 | 9578.1052
2026-03-24 | 6 | 9756.4909
2026-03-24 | 7 | 10088.4584
2026-03-24 | 8 | 10468.62
2026-03-24 | 9 | 10633.3809
2026-03-24 | 10 | 10762.6819
2026-03-24 | 11 | 10775.9304
2026-03-24 | 12 | 10758.712
2026-03-24 | 13 | 10701.1623
2026-03-24 | 14 | 10692.469
2026-03-24 | 15 | 10666.0106
2026-03-24 | 16 | 10659.0875
2026-03-24 | 17 | 10704.8816
2026-03-24 | 18 | 10764.5631
2026-03-24 | 19 | 10745.5707
2026-03-24 | 20 | 10758.7544
2026-03-24 | 21 | 10965.5411
2026-03-24 | 22 | 10793.5275
2026-03-24 | 23 | 10503.1695
2026-03-24 | 24 | 10144.736
2026-03-25 | 1 | 9869.0369
2026-03-25 | 2 | 9682.1527
2026-03-25 | 3 | 9607.0724
2026-03-25 | 4 | 9564.1841
2026-03-25 | 5 | 9581.6471
2026-03-25 | 6 | 9740.1435
2026-03-25 | 7 | 10090.8058
2026-03-25 | 8 | 10488.8441
2026-03-25 | 9 | 10680.7669
2026-03-25 | 10 | 10827.9837
2026-03-25 | 11 | 10793.3881
2026-03-25 | 12 | 10849.8761
2026-03-25 | 13 | 10797.9795
2026-03-25 | 14 | 10755.8254
2026-03-25 | 15 | 10703.5317
2026-03-25 | 16 | 10734.4213
2026-03-25 | 17 | 10673.0708
2026-03-25 | 18 | 10848.7314
2026-03-25 | 19 | 10840.2832
2026-03-25 | 20 | 10822.0068
2026-03-25 | 21 | 10968.1076
2026-03-25 | 22 | 10808.894
2026-03-25 | 23 | 10505.7472
2026-03-25 | 24 | 10148.8267
2026-03-26 | 1 | 9872.0535
2026-03-26 | 2 | 9715.16
2026-03-26 | 3 | 9614.4295
2026-03-26 | 4 | 9573.0088
2026-03-26 | 5 | 9591.6086
2026-03-26 | 6 | 9715.8504
2026-03-26 | 7 | 10019.4586
2026-03-26 | 8 | 10403.6787
2026-03-26 | 9 | 10629.1919
2026-03-26 | 10 | 10803.3695
2026-03-26 | 11 | 10829.335
2026-03-26 | 12 | 10879.2769
2026-03-26 | 13 | 10859.389
2026-03-26 | 14 | 10829.1068
2026-03-26 | 15 | 10765.9526
2026-03-26 | 16 | 10724.061
2026-03-26 | 17 | 10782.1048
2026-03-26 | 18 | 10817.5414
2026-03-26 | 19 | 10822.3082
2026-03-26 | 20 | 10785.1833
2026-03-26 | 21 | 10938.4082
2026-03-26 | 22 | 10801.2991
2026-03-26 | 23 | 10534.265
2026-03-26 | 24 | 10217.0548
2026-03-27 | 1 | 9940.5725
2026-03-27 | 2 | 9755.069
2026-03-27 | 3 | 9663.2566
2026-03-27 | 4 | 9614.8902
2026-03-27 | 5 | 9626.8007
2026-03-27 | 6 | 9737.7157
2026-03-27 | 7 | 10046.5076
2026-03-27 | 8 | 10444.8085
2026-03-27 | 9 | 10631.358
2026-03-27 | 10 | 10807.28
2026-03-27 | 11 | 10873.656
2026-03-27 | 12 | 10836.8769
2026-03-27 | 13 | 10774.286
2026-03-27 | 14 | 10739.779
2026-03-27 | 15 | 10707.7204
2026-03-27 | 16 | 10697.3121
2026-03-27 | 17 | 10743.7105
2026-03-27 | 18 | 10836.4415
2026-03-27 | 19 | 10778.1008
2026-03-27 | 20 | 10715.5975
2026-03-27 | 21 | 10890.6121
2026-03-27 | 22 | 10752.4005
2026-03-27 | 23 | 10484.7685
2026-03-27 | 24 | 10167.9488
2026-03-28 | 1 | 9877.3159
2026-03-28 | 2 | 9680.8098
2026-03-28 | 3 | 9558.6587
2026-03-28 | 4 | 9491.274
2026-03-28 | 5 | 9482.2365
2026-03-28 | 6 | 9507.6265
2026-03-28 | 7 | 9591.3533
2026-03-28 | 8 | 9741.2081
2026-03-28 | 9 | 9887.0948
2026-03-28 | 10 | 10164.41
2026-03-28 | 11 | 10241.5291
2026-03-28 | 12 | 10319.6901
2026-03-28 | 13 | 10206.3695
2026-03-28 | 14 | 10173.1375
2026-03-28 | 15 | 10127.7091
2026-03-28 | 16 | 10108.0885
2026-03-28 | 17 | 10140.5013
2026-03-28 | 18 | 10286.4929
2026-03-28 | 19 | 10366.9253
2026-03-28 | 20 | 10363.8997
2026-03-28 | 21 | 10536.4314
2026-03-28 | 22 | 10428.4239
2026-03-28 | 23 | 10238.4734
2026-03-28 | 24 | 10001.1961
2026-03-29 | 1 | 9751.2837
2026-03-29 | 2 | 9568.2216
2026-03-29 | 3 | 9448.0429
2026-03-29 | 4 | 9371.656
2026-03-29 | 5 | 9361.6896
2026-03-29 | 6 | 9387.9199
2026-03-29 | 7 | 9464.1143
2026-03-29 | 8 | 9607.4821
2026-03-29 | 9 | 9695.0697
2026-03-29 | 10 | 9932.1354
2026-03-29 | 11 | 10039.9754
2026-03-29 | 12 | 10036.1327
2026-03-29 | 13 | 10065.2683
2026-03-29 | 14 | 10021.9916
2026-03-29 | 15 | 9994.5071
2026-03-29 | 16 | 9985.1426
2026-03-29 | 17 | 10071.4474
2026-03-29 | 18 | 10241.1681
2026-03-29 | 19 | 10306.9875
2026-03-29 | 20 | 10379.0531
2026-03-29 | 21 | 10571.5398
2026-03-29 | 22 | 10455.0525
2026-03-29 | 23 | 10222.0527
2026-03-29 | 24 | 9920.8922
2026-03-30 | 1 | 9674.1642
2026-03-30 | 2 | 9556.8932
2026-03-30 | 3 | 9461.699
2026-03-30 | 4 | 9425.9025
2026-03-30 | 5 | 9444.168
2026-03-30 | 6 | 9585.4893
2026-03-30 | 7 | 9880.0036
2026-03-30 | 8 | 10318.3314
2026-03-30 | 9 | 10542.1927
2026-03-30 | 10 | 10703.6604
2026-03-30 | 11 | 10720.717
2026-03-30 | 12 | 10764.4322
2026-03-30 | 13 | 10608.1602
2026-03-30 | 14 | 10573.3627
2026-03-30 | 15 | 10577.5119
2026-03-30 | 16 | 10556.3724
2026-03-30 | 17 | 10595.0119
2026-03-30 | 18 | 10704.1137
2026-03-30 | 19 | 10767.8734
2026-03-30 | 20 | 10746.4257
2026-03-30 | 21 | 10900.3431
2026-03-30 | 22 | 10778.8057
2026-03-30 | 23 | 10480.8455
2026-03-30 | 24 | 10131.6896
2026-03-31 | 1 | 9842.2075
2026-03-31 | 2 | 9639.2724
2026-03-31 | 3 | 9527.5447
2026-03-31 | 4 | 9478.3122
2026-03-31 | 5 | 9485.8769
2026-03-31 | 6 | 9599.327
2026-03-31 | 7 | 9869.9784
2026-03-31 | 8 | 10316.0949
2026-03-31 | 9 | 10545.5858
2026-03-31 | 10 | 10708.7758
2026-03-31 | 11 | 10785.1991
2026-03-31 | 12 | 10769.2831
2026-03-31 | 13 | 10698.4362
2026-03-31 | 14 | 10616.8225
2026-03-31 | 15 | 10555.9732
2026-03-31 | 16 | 10523.758
2026-03-31 | 17 | 10614.7281
2026-03-31 | 18 | 10752.0276
2026-03-31 | 19 | 10799.4913
2026-03-31 | 20 | 10725.0955
2026-03-31 | 21 | 10914.0319
2026-03-31 | 22 | 10798.7594
2026-03-31 | 23 | 10504.4032
2026-03-31 | 24 | 10156.9813
2026-04-01 | 1 | 9868.752
2026-04-01 | 2 | 9511.8504
2026-04-01 | 3 | 9442.8167
2026-04-01 | 4 | 9380.2195
2026-04-01 | 5 | 9448.5679
2026-04-01 | 6 | 9534.5767
2026-04-01 | 7 | 9751.6318
2026-04-01 | 8 | 10200.3793
2026-04-01 | 9 | 10417.8873
2026-04-01 | 10 | 10574.5407
2026-04-01 | 11 | 10601.6793
2026-04-01 | 12 | 10537.2121
2026-04-01 | 13 | 10510.4628
2026-04-01 | 14 | 10432.9153
2026-04-01 | 15 | 10387.229
2026-04-01 | 16 | 10357.4758
2026-04-01 | 17 | 10340.0495
2026-04-01 | 18 | 10396.861
2026-04-01 | 19 | 10466.4856
2026-04-01 | 20 | 10419.2457
2026-04-01 | 21 | 10601.8448
2026-04-01 | 22 | 10531.0403
2026-04-01 | 23 | 10239.521
2026-04-01 | 24 | 9897.0063
2026-04-02 | 1 | 9591.2329
2026-04-02 | 2 | 9388.0143
2026-04-02 | 3 | 9276.2664
2026-04-02 | 4 | 9225.9968
2026-04-02 | 5 | 9227.2395
2026-04-02 | 6 | 9349.7852
2026-04-02 | 7 | 9636.3914
2026-04-02 | 8 | 10061.8128
2026-04-02 | 9 | 10233.9343
2026-04-02 | 10 | 10413.7041
2026-04-02 | 11 | 10370.5926
2026-04-02 | 12 | 10336.3749
2026-04-02 | 13 | 10275.7466
2026-04-02 | 14 | 10260.3386
2026-04-02 | 15 | 10226.739
2026-04-02 | 16 | 10222.415
2026-04-02 | 17 | 10234.0401
2026-04-02 | 18 | 10279.6251
2026-04-02 | 19 | 10337.5425
2026-04-02 | 20 | 10334.4856
2026-04-02 | 21 | 10517.5376
2026-04-02 | 22 | 10463.8594
2026-04-02 | 23 | 10168.5585
2026-04-02 | 24 | 9893.5099
2026-04-03 | 1 | 9592.5263
2026-04-03 | 2 | 9368.1337
2026-04-03 | 3 | 9206.2929
2026-04-03 | 4 | 9147.4289
2026-04-03 | 5 | 9126.7153
2026-04-03 | 6 | 9142.1281
2026-04-03 | 7 | 9230.651
2026-04-03 | 8 | 9318.246
2026-04-03 | 9 | 9416.6875
2026-04-03 | 10 | 9633.2428
2026-04-03 | 11 | 9784.6683
2026-04-03 | 12 | 9776.3753
2026-04-03 | 13 | 9729.3378
2026-04-03 | 14 | 9695.622
2026-04-03 | 15 | 9640.5174
2026-04-03 | 16 | 9616.5062
2026-04-03 | 17 | 9682.3816
2026-04-03 | 18 | 9811.0644
2026-04-03 | 19 | 9947.2184
2026-04-03 | 20 | 10013.5551
2026-04-03 | 21 | 10156.2363
2026-04-03 | 22 | 10093.2866
2026-04-03 | 23 | 9880.3666
2026-04-03 | 24 | 9547.2304
2026-04-04 | 1 | 9312.0687
2026-04-04 | 2 | 9226.9714
2026-04-04 | 3 | 9090.775
2026-04-04 | 4 | 9080.7435
2026-04-04 | 5 | 9035.0329
2026-04-04 | 6 | 9068.5573
2026-04-04 | 7 | 9022.8501
2026-04-04 | 8 | 9134.9882
2026-04-04 | 9 | 9307.2678
2026-04-04 | 10 | 9475.4471
2026-04-04 | 11 | 9502.0246
2026-04-04 | 12 | 9501.8342
2026-04-04 | 13 | 9476.5106
2026-04-04 | 14 | 9458.7637
2026-04-04 | 15 | 9416.2277
2026-04-04 | 16 | 9428.173
2026-04-04 | 17 | 9651.3003
2026-04-04 | 18 | 9748.5165
2026-04-04 | 19 | 9842.295
2026-04-04 | 20 | 9772.9778
2026-04-04 | 21 | 10005.9342
2026-04-04 | 22 | 9980.9047
2026-04-04 | 23 | 9801.9974
2026-04-04 | 24 | 9487.9548
2026-04-05 | 1 | 9234.4182
2026-04-05 | 2 | 9145.3591
2026-04-05 | 3 | 9029.4304
2026-04-05 | 4 | 8963.9248
2026-04-05 | 5 | 8966.1347
2026-04-05 | 6 | 9034.7654
2026-04-05 | 7 | 9025.2615
2026-04-05 | 8 | 9195.7972
2026-04-05 | 9 | 9265.7737
2026-04-05 | 10 | 9428.4683
2026-04-05 | 11 | 9492.377
2026-04-05 | 12 | 9545.9858
2026-04-05 | 13 | 9564.5693
2026-04-05 | 14 | 9536.1856
2026-04-05 | 15 | 9484.5896
2026-04-05 | 16 | 9443.6608
2026-04-05 | 17 | 9477.6125
2026-04-05 | 18 | 9635.6803
2026-04-05 | 19 | 9686.0082
2026-04-05 | 20 | 9754.8234
2026-04-05 | 21 | 9930.9098
2026-04-05 | 22 | 9860.396
2026-04-05 | 23 | 9635.4292
2026-04-05 | 24 | 9348.5565
2026-04-06 | 1 | 9091.0514
2026-04-06 | 2 | 9005.0105
2026-04-06 | 3 | 8913.9705
2026-04-06 | 4 | 8890.341
2026-04-06 | 5 | 8914.3476
2026-04-06 | 6 | 9038.5347
2026-04-06 | 7 | 9267.9207
2026-04-06 | 8 | 9736.4009
2026-04-06 | 9 | 9988.962
2026-04-06 | 10 | 10090.9293
2026-04-06 | 11 | 10120.4477
2026-04-06 | 12 | 10134.0576
2026-04-06 | 13 | 10081.5422
2026-04-06 | 14 | 10024.5441
2026-04-06 | 15 | 10018.2172
2026-04-06 | 16 | 9899.2734
2026-04-06 | 17 | 9930.9563
2026-04-06 | 18 | 10028.1114
2026-04-06 | 19 | 9996.4617
2026-04-06 | 20 | 9994.2555
2026-04-06 | 21 | 10162.2508
2026-04-06 | 22 | 10103.2631
2026-04-06 | 23 | 9835.4821
2026-04-06 | 24 | 9512.5958
2026-04-07 | 1 | 9244.1867
2026-04-07 | 2 | 9068.7244
2026-04-07 | 3 | 8961.8371
2026-04-07 | 4 | 8944.9893
2026-04-07 | 5 | 9001.8465
2026-04-07 | 6 | 9156.3831
2026-04-07 | 7 | 9305.9645
2026-04-07 | 8 | 9733.0917
2026-04-07 | 9 | 10037.2593
2026-04-07 | 10 | 10118.8551
2026-04-07 | 11 | 10102.8706
2026-04-07 | 12 | 10039.076
2026-04-07 | 13 | 9994.4487
2026-04-07 | 14 | 9967.4425
2026-04-07 | 15 | 9950.3054
2026-04-07 | 16 | 9957.5835
2026-04-07 | 17 | 10004.3469
2026-04-07 | 18 | 10056.8018
2026-04-07 | 19 | 10113.6663
2026-04-07 | 20 | 10071.3324
2026-04-07 | 21 | 10238.0412
2026-04-07 | 22 | 10203.3666
2026-04-07 | 23 | 9938.6563
2026-04-07 | 24 | 9544.2294
2026-04-08 | 1 | 9272.0203
2026-04-08 | 2 | 9110.8459
2026-04-08 | 3 | 9060.7182
2026-04-08 | 4 | 9048.5803
2026-04-08 | 5 | 9076.0061
2026-04-08 | 6 | 9221.0583
2026-04-08 | 7 | 9380.6082
2026-04-08 | 8 | 9801.1329
2026-04-08 | 9 | 10145.4118
2026-04-08 | 10 | 10297.2918
2026-04-08 | 11 | 10295.7991
2026-04-08 | 12 | 10247.8014
2026-04-08 | 13 | 10212.0032
2026-04-08 | 14 | 10213.0896
2026-04-08 | 15 | 10147.4424
2026-04-08 | 16 | 10158.2759
2026-04-08 | 17 | 10239.8073
2026-04-08 | 18 | 10312.2287
2026-04-08 | 19 | 10298.1653
2026-04-08 | 20 | 10275.0146
2026-04-08 | 21 | 10375.5595
2026-04-08 | 22 | 10261.8998
2026-04-08 | 23 | 10004.0668
2026-04-08 | 24 | 9651.479
2026-04-09 | 1 | 9370.2477
2026-04-09 | 2 | 9214.2577
2026-04-09 | 3 | 9130.0505
2026-04-09 | 4 | 9112.0359
2026-04-09 | 5 | 9160.336
2026-04-09 | 6 | 9292.7411
2026-04-09 | 7 | 9434.6805
2026-04-09 | 8 | 9843.6165
2026-04-09 | 9 | 10191.8914
2026-04-09 | 10 | 10286.8933
2026-04-09 | 11 | 10252.9454
2026-04-09 | 12 | 10197.9812
2026-04-09 | 13 | 10121.1481
2026-04-09 | 14 | 10102.5281
2026-04-09 | 15 | 10055.8367
2026-04-09 | 16 | 10027.0106
2026-04-09 | 17 | 10093.6978
2026-04-09 | 18 | 10163.4597
2026-04-09 | 19 | 10146.7802
2026-04-09 | 20 | 9984.5727
2026-04-09 | 21 | 10152.0564
2026-04-09 | 22 | 10147.9539
2026-04-09 | 23 | 9886.8288
2026-04-09 | 24 | 9585.2114
2026-04-10 | 1 | 9316.6058
2026-04-10 | 2 | 9113.7282
2026-04-10 | 3 | 9076.0347
2026-04-10 | 4 | 9017.0782
2026-04-10 | 5 | 9048.7277
2026-04-10 | 6 | 9227.8635
2026-04-10 | 7 | 9369.4866
2026-04-10 | 8 | 9743.1184
2026-04-10 | 9 | 10047.9308
2026-04-10 | 10 | 10133.3094
2026-04-10 | 11 | 10062.7884
2026-04-10 | 12 | 10026.145
2026-04-10 | 13 | 9964.5932
2026-04-10 | 14 | 9914.5027
2026-04-10 | 15 | 9875.8308
2026-04-10 | 16 | 9874.0479
2026-04-10 | 17 | 10068.0295
2026-04-10 | 18 | 9953.3728
2026-04-10 | 19 | 9915.1222
2026-04-10 | 20 | 9918.4591
2026-04-10 | 21 | 10059.0399
2026-04-10 | 22 | 10047.3798
2026-04-10 | 23 | 9796.977
2026-04-10 | 24 | 9509.9168
2026-04-11 | 1 | 9245.3043
2026-04-11 | 2 | 9087.3346
2026-04-11 | 3 | 8997.6809
2026-04-11 | 4 | 8924.7554
2026-04-11 | 5 | 8926.6342
2026-04-11 | 6 | 8986.5281
2026-04-11 | 7 | 8961.239
2026-04-11 | 8 | 9133.6535
2026-04-11 | 9 | 9379.8834
2026-04-11 | 10 | 9553.5745
2026-04-11 | 11 | 9600.3301
2026-04-11 | 12 | 9569.6673
2026-04-11 | 13 | 9521.8956
2026-04-11 | 14 | 9497.2727
2026-04-11 | 15 | 9559.117
2026-04-11 | 16 | 9525.4985
2026-04-11 | 17 | 9585.9692
2026-04-11 | 18 | 9602.2661
2026-04-11 | 19 | 9710.4086
2026-04-11 | 20 | 9714.7533
2026-04-11 | 21 | 9831.258
2026-04-11 | 22 | 9882.6907
2026-04-11 | 23 | 9703.2925
2026-04-11 | 24 | 9465.0916
2026-04-12 | 1 | 9225.2699
2026-04-12 | 2 | 9093.4485
2026-04-12 | 3 | 8995.7285
2026-04-12 | 4 | 8936.9846
2026-04-12 | 5 | 8941.4224
2026-04-12 | 6 | 9011.6669
2026-04-12 | 7 | 9001.0372
2026-04-12 | 8 | 9126.5004
2026-04-12 | 9 | 9250.593
2026-04-12 | 10 | 9398.256
2026-04-12 | 11 | 9449.2735
2026-04-12 | 12 | 9451.7602
2026-04-12 | 13 | 9488.2978
2026-04-12 | 14 | 9461.1124
2026-04-12 | 15 | 9464.7496
2026-04-12 | 16 | 9526.5696
2026-04-12 | 17 | 9682.964
2026-04-12 | 18 | 9767.2877
2026-04-12 | 19 | 9822.8871
2026-04-12 | 20 | 9808.2816
2026-04-12 | 21 | 9932.2981
2026-04-12 | 22 | 9970.8149
2026-04-12 | 23 | 9754.3416
2026-04-12 | 24 | 9466.5209
2026-04-13 | 1 | 9228.3121
2026-04-13 | 2 | 9110.7788
2026-04-13 | 3 | 9040.6585
2026-04-13 | 4 | 9003.3004
2026-04-13 | 5 | 9041.7151
2026-04-13 | 6 | 9190.7647
2026-04-13 | 7 | 9413.2782
2026-04-13 | 8 | 9833.7325
2026-04-13 | 9 | 10140.1762
2026-04-13 | 10 | 10270.273
2026-04-13 | 11 | 10275.6239
2026-04-13 | 12 | 10263.0885
2026-04-13 | 13 | 10268.1524
2026-04-13 | 14 | 10266.1672
2026-04-13 | 15 | 10230.9425
2026-04-13 | 16 | 10237.0112
2026-04-13 | 17 | 10249.539
2026-04-13 | 18 | 10346.4207
2026-04-13 | 19 | 10280.9896
2026-04-13 | 20 | 10194.9879
2026-04-13 | 21 | 10269.7141
2026-04-13 | 22 | 10274.292
2026-04-13 | 23 | 10034.7596
2026-04-13 | 24 | 9673.5626
2026-04-14 | 1 | 9421.6469
2026-04-14 | 2 | 9248.0765
2026-04-14 | 3 | 9181.816
2026-04-14 | 4 | 9188.2289
2026-04-14 | 5 | 9213.1223
2026-04-14 | 6 | 9377.6417
2026-04-14 | 7 | 9571.7757
2026-04-14 | 8 | 9947.4787
2026-04-14 | 9 | 10193.219
2026-04-14 | 10 | 10310.5287
2026-04-14 | 11 | 10114.7726
2026-04-14 | 12 | 10018.2125
2026-04-14 | 13 | 9948.8848
2026-04-14 | 14 | 9966.2616
2026-04-14 | 15 | 9918.6144
2026-04-14 | 16 | 9866.3461
2026-04-14 | 17 | 9928.0204
2026-04-14 | 18 | 9994.5289
2026-04-14 | 19 | 10066.7093
2026-04-14 | 20 | 10015.7223
2026-04-14 | 21 | 10102.9664
2026-04-14 | 22 | 10119.0802
2026-04-14 | 23 | 9850.6596
2026-04-14 | 24 | 9490.0547
2026-04-15 | 1 | 9268.6674
2026-04-15 | 2 | 9030.6755
2026-04-15 | 3 | 8955.0523
2026-04-15 | 4 | 8939.2836
2026-04-15 | 5 | 8958.2105
2026-04-15 | 6 | 9139.4246
2026-04-15 | 7 | 9353.7037
2026-04-15 | 8 | 9736.4386
2026-04-15 | 9 | 9989.5521
2026-04-15 | 10 | 10038.6485
2026-04-15 | 11 | 10063.7887
2026-04-15 | 12 | 10006.2053
2026-04-15 | 13 | 9974.9453
2026-04-15 | 14 | 9860.2538
2026-04-15 | 15 | 9885.7179
2026-04-15 | 16 | 9993.271
2026-04-15 | 17 | 9933.1207
2026-04-15 | 18 | 10036.5194
2026-04-15 | 19 | 9952.1662
2026-04-15 | 20 | 9918.7643
2026-04-15 | 21 | 10063.887
2026-04-15 | 22 | 10061.0887
2026-04-15 | 23 | 9772.2815
2026-04-15 | 24 | 9434.7155
2026-04-16 | 1 | 9159.8776
2026-04-16 | 2 | 9020.2437
2026-04-16 | 3 | 8930.9219
2026-04-16 | 4 | 8881.2901
2026-04-16 | 5 | 8907.8826
2026-04-16 | 6 | 9069.2935
2026-04-16 | 7 | 9295.9249
2026-04-16 | 8 | 9669.1471
2026-04-16 | 9 | 9979.3512
2026-04-16 | 10 | 10070.268
2026-04-16 | 11 | 10075.7869
2026-04-16 | 12 | 10040.9134
2026-04-16 | 13 | 9968.51
2026-04-16 | 14 | 9962.9596
2026-04-16 | 15 | 9952.8683
2026-04-16 | 16 | 9910.6982
2026-04-16 | 17 | 9911.6791
2026-04-16 | 18 | 9993.5702
2026-04-16 | 19 | 9929.9062
2026-04-16 | 20 | 9890.4538
2026-04-16 | 21 | 9952.1521
2026-04-16 | 22 | 10020.0702
2026-04-16 | 23 | 9746.2761
2026-04-16 | 24 | 9483.9648
2026-04-17 | 1 | 9234.8022
2026-04-17 | 2 | 9077.8661
2026-04-17 | 3 | 8994.0253
2026-04-17 | 4 | 8964.0346
2026-04-17 | 5 | 8959.0412
2026-04-17 | 6 | 9081.5316
2026-04-17 | 7 | 9329.7856
2026-04-17 | 8 | 9686.9348
2026-04-17 | 9 | 9970.5879
2026-04-17 | 10 | 10014.9927
2026-04-17 | 11 | 9988.4597
2026-04-17 | 12 | 9929.2321
2026-04-17 | 13 | 9867.3528
2026-04-17 | 14 | 9964.1701
2026-04-17 | 15 | 9890.1766
2026-04-17 | 16 | 9924.0565
2026-04-17 | 17 | 9954.5494
2026-04-17 | 18 | 9993.0607
2026-04-17 | 19 | 10052.1318
2026-04-17 | 20 | 10017.4234
2026-04-17 | 21 | 10086.8079
2026-04-17 | 22 | 10129.3316
2026-04-17 | 23 | 9858.7919
2026-04-17 | 24 | 9576.9207
2026-04-18 | 1 | 9312.6203
2026-04-18 | 2 | 9149.3646
2026-04-18 | 3 | 9044.448
2026-04-18 | 4 | 8987.0764
2026-04-18 | 5 | 9020.4245
2026-04-18 | 6 | 9122.3971
2026-04-18 | 7 | 9182.0296
2026-04-18 | 8 | 9303.6167
2026-04-18 | 9 | 9514.8126
2026-04-18 | 10 | 9710.7073
2026-04-18 | 11 | 9764.8631
2026-04-18 | 12 | 9755.2937
2026-04-18 | 13 | 9744.3831
2026-04-18 | 14 | 9706.5985
2026-04-18 | 15 | 9659.6771
2026-04-18 | 16 | 9626.1664
2026-04-18 | 17 | 9721.4735
2026-04-18 | 18 | 9755.6654
2026-04-18 | 19 | 9841.1872
2026-04-18 | 20 | 9836.4922
2026-04-18 | 21 | 9887.8656
2026-04-18 | 22 | 10016.8245
2026-04-18 | 23 | 9866.4746
2026-04-18 | 24 | 9604.8636
2026-04-19 | 1 | 9362.3626
2026-04-19 | 2 | 9219.2827
2026-04-19 | 3 | 9133.0747
2026-04-19 | 4 | 9090.9688
2026-04-19 | 5 | 9092.1396
2026-04-19 | 6 | 9150.4391
2026-04-19 | 7 | 9176.234
2026-04-19 | 8 | 9215.6788
2026-04-19 | 9 | 9359.518
2026-04-19 | 10 | 9493.696
2026-04-19 | 11 | 9576.7206
2026-04-19 | 12 | 9556.565
2026-04-19 | 13 | 9457.1671
2026-04-19 | 14 | 9411.6879
2026-04-19 | 15 | 9383.5912
2026-04-19 | 16 | 9408.6188
2026-04-19 | 17 | 9502.0302
2026-04-19 | 18 | 9647.912
2026-04-19 | 19 | 9768.6311
2026-04-19 | 20 | 9780.1225
2026-04-19 | 21 | 9857.6092
2026-04-19 | 22 | 9933.0125
2026-04-19 | 23 | 9726.4457
2026-04-19 | 24 | 9444.3539
2026-04-20 | 1 | 9190.6482
2026-04-20 | 2 | 9083.3288
2026-04-20 | 3 | 9007.3301
2026-04-20 | 4 | 8975.804
2026-04-20 | 5 | 9007.9411
2026-04-20 | 6 | 9153.5738
2026-04-20 | 7 | 9410.875
2026-04-20 | 8 | 9741.4956
2026-04-20 | 9 | 10072.2448
2026-04-20 | 10 | 10186.9487
2026-04-20 | 11 | 10191.2866
2026-04-20 | 12 | 10129.2579
2026-04-20 | 13 | 10093.5508
2026-04-20 | 14 | 10097.6712
2026-04-20 | 15 | 10083.2113
2026-04-20 | 16 | 10075.7711
2026-04-20 | 17 | 10096.9528
2026-04-20 | 18 | 10290.665
2026-04-20 | 19 | 10264.7357
2026-04-20 | 20 | 10229.8208
2026-04-20 | 21 | 10234.9128
2026-04-20 | 22 | 10263.2468
2026-04-20 | 23 | 9942.7947
2026-04-20 | 24 | 9597.8386
2026-04-21 | 1 | 9328.7018
2026-04-21 | 2 | 9200.9209
2026-04-21 | 3 | 9125.3119
2026-04-21 | 4 | 9091.3931
2026-04-21 | 5 | 9073.3426
2026-04-21 | 6 | 9221.4326
2026-04-21 | 7 | 9449.0624
2026-04-21 | 8 | 9759.3105
2026-04-21 | 9 | 10098.9691
2026-04-21 | 10 | 10223.0424
2026-04-21 | 11 | 10192.4089
2026-04-21 | 12 | 10143.741
2026-04-21 | 13 | 10110.5774
2026-04-21 | 14 | 10064.6566
2026-04-21 | 15 | 10041.5453
2026-04-21 | 16 | 10085.6298
2026-04-21 | 17 | 10101.1017
2026-04-21 | 18 | 10160.8731
2026-04-21 | 19 | 10179.3792
2026-04-21 | 20 | 10183.9
2026-04-21 | 21 | 10247.8392
2026-04-21 | 22 | 10260.442
2026-04-21 | 23 | 9980.8357
2026-04-21 | 24 | 9625.0666
2026-04-22 | 1 | 9386.7604
2026-04-22 | 2 | 9230.1163
2026-04-22 | 3 | 9148.2118
2026-04-22 | 4 | 9155.4143
2026-04-22 | 5 | 9180.5883
2026-04-22 | 6 | 9234.3281
2026-04-22 | 7 | 9506.3895
2026-04-22 | 8 | 9846.9029
2026-04-22 | 9 | 10191.4034
2026-04-22 | 10 | 10308.7554
2026-04-22 | 11 | 10299.0127
2026-04-22 | 12 | 10210.9805
2026-04-22 | 13 | 10197.1923
2026-04-22 | 14 | 10149.6384
2026-04-22 | 15 | 10138.9184
2026-04-22 | 16 | 10114.9552
2026-04-22 | 17 | 10134.5034
2026-04-22 | 18 | 10206.442
2026-04-22 | 19 | 10232.9506
2026-04-22 | 20 | 10174.2508
2026-04-22 | 21 | 10278.2338
2026-04-22 | 22 | 10326.4149
2026-04-22 | 23 | 10030.34
2026-04-22 | 24 | 9686.2511
2026-04-23 | 1 | 9438.6059
2026-04-23 | 2 | 9318.4695
2026-04-23 | 3 | 9214.8919
2026-04-23 | 4 | 9205.9126
2026-04-23 | 5 | 9253.8413
2026-04-23 | 6 | 9334.9347
2026-04-23 | 7 | 9561.736
2026-04-23 | 8 | 9902.052
2026-04-23 | 9 | 10225.9033
2026-04-23 | 10 | 10287.2547
2026-04-23 | 11 | 10279.7506
2026-04-23 | 12 | 10208.2546
2026-04-23 | 13 | 10182.5076
2026-04-23 | 14 | 10132.0696
2026-04-23 | 15 | 10097.5777
2026-04-23 | 16 | 10069.3903
2026-04-23 | 17 | 10054.8909
2026-04-23 | 18 | 10120.316
2026-04-23 | 19 | 10118.0259
2026-04-23 | 20 | 10125.5242
2026-04-23 | 21 | 10199.5169
2026-04-23 | 22 | 10257.6701
2026-04-23 | 23 | 10048.6249
2026-04-23 | 24 | 9785.1475
2026-04-24 | 1 | 9553.5953
2026-04-24 | 2 | 9366.2469
2026-04-24 | 3 | 9257.7408
2026-04-24 | 4 | 9215.5097
2026-04-24 | 5 | 9289.9165
2026-04-24 | 6 | 9419.4989
2026-04-24 | 7 | 9670.904
2026-04-24 | 8 | 9984.8929
2026-04-24 | 9 | 10317.6232
2026-04-24 | 10 | 10385.8566
2026-04-24 | 11 | 10336.2109
2026-04-24 | 12 | 10223.947
2026-04-24 | 13 | 10154.319
2026-04-24 | 14 | 10128.8714
2026-04-24 | 15 | 10109.8651
2026-04-24 | 16 | 10114.4938
2026-04-24 | 17 | 10252.8451
2026-04-24 | 18 | 10130.892
2026-04-24 | 19 | 10164.5001
2026-04-24 | 20 | 10128.521
2026-04-24 | 21 | 10143.2824
2026-04-24 | 22 | 10267.402
2026-04-24 | 23 | 10049.4222
2026-04-24 | 24 | 9741.9729
2026-04-25 | 1 | 9511.5592
2026-04-25 | 2 | 9379.9591
2026-04-25 | 3 | 9329.8934
2026-04-25 | 4 | 9229.4499
2026-04-25 | 5 | 9221.3673
2026-04-25 | 6 | 9192.0418
2026-04-25 | 7 | 9259.0701
2026-04-25 | 8 | 9305.4455
2026-04-25 | 9 | 9543.6579
2026-04-25 | 10 | 9722.3125
2026-04-25 | 11 | 9735.045
2026-04-25 | 12 | 9693.1892
2026-04-25 | 13 | 9615.5565
2026-04-25 | 14 | 9543.1636
2026-04-25 | 15 | 9567.7378
2026-04-25 | 16 | 9687.3922
2026-04-25 | 17 | 9593.911
2026-04-25 | 18 | 9760.422
2026-04-25 | 19 | 9837.5741
2026-04-25 | 20 | 9767.6076
2026-04-25 | 21 | 9763.7907
2026-04-25 | 22 | 9981.862
2026-04-25 | 23 | 9811.4
2026-04-25 | 24 | 9518.6279
2026-04-26 | 1 | 9313.4662
2026-04-26 | 2 | 9133.3611
2026-04-26 | 3 | 9095.6076
2026-04-26 | 4 | 9010.2575
2026-04-26 | 5 | 9008.6022
2026-04-26 | 6 | 8993.9871
2026-04-26 | 7 | 9073.7155
2026-04-26 | 8 | 9056.811
2026-04-26 | 9 | 9244.2489
2026-04-26 | 10 | 9354.5761
2026-04-26 | 11 | 9396.548
2026-04-26 | 12 | 9395.8108
2026-04-26 | 13 | 9391.1002
2026-04-26 | 14 | 9575.6556
2026-04-26 | 15 | 9510.1685
2026-04-26 | 16 | 9387.2428
2026-04-26 | 17 | 9508.6625
2026-04-26 | 18 | 9760.4908
2026-04-26 | 19 | 9726.7435
2026-04-26 | 20 | 9748.1847
2026-04-26 | 21 | 9767.6561
2026-04-26 | 22 | 9886.0962
2026-04-26 | 23 | 9663.3973
2026-04-26 | 24 | 9412.4716
2026-04-27 | 1 | 9153.2766
2026-04-27 | 2 | 9083.4973
2026-04-27 | 3 | 9020.5807
2026-04-27 | 4 | 9010.3426
2026-04-27 | 5 | 9057.8773
2026-04-27 | 6 | 9178.2139
2026-04-27 | 7 | 9500.2361
2026-04-27 | 8 | 9804.0403
2026-04-27 | 9 | 10079.4245
2026-04-27 | 10 | 10145.5395
2026-04-27 | 11 | 10195.3583
2026-04-27 | 12 | 10152.4684
2026-04-27 | 13 | 10139.3184
2026-04-27 | 14 | 10101.6909
2026-04-27 | 15 | 10042.6005
2026-04-27 | 16 | 10025.2723
2026-04-27 | 17 | 10021.4785
2026-04-27 | 18 | 10108.9345
2026-04-27 | 19 | 10021.5829
2026-04-27 | 20 | 9980.2648
2026-04-27 | 21 | 10034.065
2026-04-27 | 22 | 10074.9806
2026-04-27 | 23 | 9787.9845
2026-04-27 | 24 | 9498.2272
2026-04-28 | 1 | 9251.06
2026-04-28 | 2 | 9054.6776
2026-04-28 | 3 | 8975.7869
2026-04-28 | 4 | 8960.1313
2026-04-28 | 5 | 9009.4172
2026-04-28 | 6 | 9147.7425
2026-04-28 | 7 | 9495.1218
2026-04-28 | 8 | 9780.8477
2026-04-28 | 9 | 10031.5489
2026-04-28 | 10 | 10144.6479
2026-04-28 | 11 | 10162.2385
2026-04-28 | 12 | 10066.0555
2026-04-28 | 13 | 9946.4431
2026-04-28 | 14 | 9929.2006
2026-04-28 | 15 | 9887.3436
2026-04-28 | 16 | 9854.1936
2026-04-28 | 17 | 9873.4742
2026-04-28 | 18 | 9922.32
2026-04-28 | 19 | 9911.7222
2026-04-28 | 20 | 9924.7291
2026-04-28 | 21 | 9995.8147
2026-04-28 | 22 | 10051.8137
2026-04-28 | 23 | 9778.0947
2026-04-28 | 24 | 9445.8408
2026-04-29 | 1 | 9203.7548
2026-04-29 | 2 | 9023.9094
2026-04-29 | 3 | 8963.2928
2026-04-29 | 4 | 8956.088
2026-04-29 | 5 | 8974.1362
2026-04-29 | 6 | 9087.1943
2026-04-29 | 7 | 9412.7847
2026-04-29 | 8 | 9698.2732
2026-04-29 | 9 | 9978.6878
2026-04-29 | 10 | 10031.4872
2026-04-29 | 11 | 10005.0968
2026-04-29 | 12 | 9952.5451
2026-04-29 | 13 | 9886.9671
2026-04-29 | 14 | 9881.6507
2026-04-29 | 15 | 10013.1998
2026-04-29 | 16 | 10007.4108
2026-04-29 | 17 | 9921.4973
2026-04-29 | 18 | 9974.3219
2026-04-29 | 19 | 9935.4183
2026-04-29 | 20 | 9940.5042
2026-04-29 | 21 | 9949.6506
2026-04-29 | 22 | 10094.0573
2026-04-29 | 23 | 9784.0477
2026-04-29 | 24 | 9473.3323
2026-04-30 | 1 | 9223.8451
2026-04-30 | 2 | 9060.1015
2026-04-30 | 3 | 8973.4556
2026-04-30 | 4 | 8923.0678
2026-04-30 | 5 | 8998.525
2026-04-30 | 6 | 9132.4549
2026-04-30 | 7 | 9451.3302
2026-04-30 | 8 | 9757.8155
2026-04-30 | 9 | 9965.2962
2026-04-30 | 10 | 10037.9308
2026-04-30 | 11 | 10016.606
2026-04-30 | 12 | 9980.3525
2026-04-30 | 13 | 9923.1485
2026-04-30 | 14 | 9892.1153
2026-04-30 | 15 | 9862.5029
2026-04-30 | 16 | 9842.9375
2026-04-30 | 17 | 9849.3476
2026-04-30 | 18 | 9893.4099
2026-04-30 | 19 | 9855.3497
2026-04-30 | 20 | 9869.0465
2026-04-30 | 21 | 9862.9027
2026-04-30 | 22 | 9986.3343
2026-04-30 | 23 | 9785.8758
2026-04-30 | 24 | 9471.4994
2026-05-01 | 1 | 9228.1129
2026-05-01 | 2 | 8952.0571
2026-05-01 | 3 | 8877.4561
2026-05-01 | 4 | 8876.6998
2026-05-01 | 5 | 8921.3608
2026-05-01 | 6 | 8984.4803
2026-05-01 | 7 | 9265.0196
2026-05-01 | 8 | 9652.3845
2026-05-01 | 9 | 9881.6504
2026-05-01 | 10 | 9908.8375
2026-05-01 | 11 | 9841.2493
2026-05-01 | 12 | 9792.9859
2026-05-01 | 13 | 9756.7087
2026-05-01 | 14 | 9766.0952
2026-05-01 | 15 | 9730.1908
2026-05-01 | 16 | 9713.2558
2026-05-01 | 17 | 9862.4507
2026-05-01 | 18 | 9737.7614
2026-05-01 | 19 | 9639.721
2026-05-01 | 20 | 9640.3927
2026-05-01 | 21 | 9591.2748
2026-05-01 | 22 | 9706.6632
2026-05-01 | 23 | 9486.7786
2026-05-01 | 24 | 9203.561
2026-05-02 | 1 | 8975.2207
2026-05-02 | 2 | 8831.0333
2026-05-02 | 3 | 8757.2604
2026-05-02 | 4 | 8753.3173
2026-05-02 | 5 | 8734.4276
2026-05-02 | 6 | 8683.669
2026-05-02 | 7 | 8845.4361
2026-05-02 | 8 | 8909.6812
2026-05-02 | 9 | 9085.9341
2026-05-02 | 10 | 9278.5609
2026-05-02 | 11 | 9405.6083
2026-05-02 | 12 | 9445.861
2026-05-02 | 13 | 9380.4054
2026-05-02 | 14 | 9412.0898
2026-05-02 | 15 | 9330.8587
2026-05-02 | 16 | 9375.9456
2026-05-02 | 17 | 9427.4232
2026-05-02 | 18 | 9462.5379
2026-05-02 | 19 | 9411.86
2026-05-02 | 20 | 9361.8936
2026-05-02 | 21 | 9322.8304
2026-05-02 | 22 | 9482.4712
2026-05-02 | 23 | 9359.6107
2026-05-02 | 24 | 9124.9918
2026-05-03 | 1 | 8941.9664
2026-05-03 | 2 | 8797.0119
2026-05-03 | 3 | 8720.8001
2026-05-03 | 4 | 8643.159
2026-05-03 | 5 | 8635.9561
2026-05-03 | 6 | 8653.3134
2026-05-03 | 7 | 8743.592
2026-05-03 | 8 | 8819.57
2026-05-03 | 9 | 8937.9067
2026-05-03 | 10 | 9094.8414
2026-05-03 | 11 | 9196.976
2026-05-03 | 12 | 9199.6032
2026-05-03 | 13 | 9208.6846
2026-05-03 | 14 | 9300.6954
2026-05-03 | 15 | 9256.565
2026-05-03 | 16 | 9264.089
2026-05-03 | 17 | 9336.0282
2026-05-03 | 18 | 9381.0476
2026-05-03 | 19 | 9558.5557
2026-05-03 | 20 | 9487.7655
2026-05-03 | 21 | 9488.3686
2026-05-03 | 22 | 9565.6598
2026-05-03 | 23 | 9405.3368
2026-05-03 | 24 | 9154.6148
2026-05-04 | 1 | 8932.3557
2026-05-04 | 2 | 8885.3129
2026-05-04 | 3 | 8836.6126
2026-05-04 | 4 | 8838.0027
2026-05-04 | 5 | 8853.3078
2026-05-04 | 6 | 8929.4791
2026-05-04 | 7 | 9279.6615
2026-05-04 | 8 | 9647.2967
2026-05-04 | 9 | 9849.0848
2026-05-04 | 10 | 9978.2445
2026-05-04 | 11 | 9939.5137
2026-05-04 | 12 | 9941.9885
2026-05-04 | 13 | 9885.5672
2026-05-04 | 14 | 9844.8527
2026-05-04 | 15 | 9799.489
2026-05-04 | 16 | 9852.6349
2026-05-04 | 17 | 9933.8952
2026-05-04 | 18 | 9976.0047
2026-05-04 | 19 | 9927.1951
2026-05-04 | 20 | 9832.8864
2026-05-04 | 21 | 9836.5557
2026-05-04 | 22 | 9877.3534
2026-05-04 | 23 | 9636.9901
2026-05-04 | 24 | 9296.0023
2026-05-05 | 1 | 9042.9251
2026-05-05 | 2 | 8871.7527
2026-05-05 | 3 | 8812.1917
2026-05-05 | 4 | 8838.9276
2026-05-05 | 5 | 8864.6958
2026-05-05 | 6 | 8995.3119
2026-05-05 | 7 | 9322.0419
2026-05-05 | 8 | 9695.3947
2026-05-05 | 9 | 9985.8609
2026-05-05 | 10 | 10072.8277
2026-05-05 | 11 | 10071.0137
2026-05-05 | 12 | 10039.188
2026-05-05 | 13 | 9959.0049
2026-05-05 | 14 | 9954.2781
2026-05-05 | 15 | 9927.6737
2026-05-05 | 16 | 9804.5271
2026-05-05 | 17 | 9862.2002
2026-05-05 | 18 | 9905.9201
2026-05-05 | 19 | 9880.1178
2026-05-05 | 20 | 9791.3351
2026-05-05 | 21 | 9758.2356
2026-05-05 | 22 | 9854.6646
2026-05-05 | 23 | 9687.7884
2026-05-05 | 24 | 9379.9373
2026-05-06 | 1 | 9130.3686
2026-05-06 | 2 | 8965.6342
2026-05-06 | 3 | 8950.9104
2026-05-06 | 4 | 8917.0498
2026-05-06 | 5 | 8967.861
2026-05-06 | 6 | 9089.4369
2026-05-06 | 7 | 9339.6054
2026-05-06 | 8 | 9633.3341
2026-05-06 | 9 | 9869.9494
2026-05-06 | 10 | 9911.7616
2026-05-06 | 11 | 9907.434
2026-05-06 | 12 | 9868.6993
2026-05-06 | 13 | 9848.9665
2026-05-06 | 14 | 9829.0218
2026-05-06 | 15 | 9770.103
2026-05-06 | 16 | 9786.9516
2026-05-06 | 17 | 9869.4328
2026-05-06 | 18 | 9921.7319
2026-05-06 | 19 | 9856.4153
2026-05-06 | 20 | 9797.9818
2026-05-06 | 21 | 9804.3963
2026-05-06 | 22 | 9876.5085
2026-05-06 | 23 | 9718.9465
2026-05-06 | 24 | 9411.8955
2026-05-07 | 1 | 9147.5449
2026-05-07 | 2 | 8914.9733
2026-05-07 | 3 | 8864.0303
2026-05-07 | 4 | 8830.8042
2026-05-07 | 5 | 8930.4126
2026-05-07 | 6 | 8916.2322
2026-05-07 | 7 | 9243.8056
2026-05-07 | 8 | 9601.4788
2026-05-07 | 9 | 9777.6823
2026-05-07 | 10 | 9796.1199
2026-05-07 | 11 | 9840.8049
2026-05-07 | 12 | 9803.6432
2026-05-07 | 13 | 9798.9685
2026-05-07 | 14 | 9812.9651
2026-05-07 | 15 | 9814.9047
2026-05-07 | 16 | 9827.021
2026-05-07 | 17 | 9740.2914
2026-05-07 | 18 | 9760.9664
2026-05-07 | 19 | 9633.8638
2026-05-07 | 20 | 9644.8051
2026-05-07 | 21 | 9592.8922
2026-05-07 | 22 | 9626.5588
2026-05-07 | 23 | 9438.1516
2026-05-07 | 24 | 9157.9926
2026-05-08 | 1 | 8942.366
2026-05-08 | 2 | 8784.9996
2026-05-08 | 3 | 8732.7636
2026-05-08 | 4 | 8723.8239
2026-05-08 | 5 | 8760.1834
2026-05-08 | 6 | 8808.443
2026-05-08 | 7 | 9066.227
2026-05-08 | 8 | 9505.8002
2026-05-08 | 9 | 9752.6428
2026-05-08 | 10 | 9842.0166
2026-05-08 | 11 | 9893.6974
2026-05-08 | 12 | 9914.2414
2026-05-08 | 13 | 9918.6659
2026-05-08 | 14 | 9899.0691
2026-05-08 | 15 | 9884.7742
2026-05-08 | 16 | 9876.0748
2026-05-08 | 17 | 9981.6088
2026-05-08 | 18 | 9990.1529
2026-05-08 | 19 | 9891.6234
2026-05-08 | 20 | 9899.8079
2026-05-08 | 21 | 9872.5667
2026-05-08 | 22 | 9919.4453
2026-05-08 | 23 | 9768.9276
2026-05-08 | 24 | 9503.8366
2026-05-09 | 1 | 9323.4297
2026-05-09 | 2 | 9121.5762
2026-05-09 | 3 | 9026.9734
2026-05-09 | 4 | 9025.4391
2026-05-09 | 5 | 9033.3824
2026-05-09 | 6 | 8948.879
2026-05-09 | 7 | 9053.8024
2026-05-09 | 8 | 9298.1564
2026-05-09 | 9 | 9543.6519
2026-05-09 | 10 | 9766.1545
2026-05-09 | 11 | 9823.5154
2026-05-09 | 12 | 9817.0489
2026-05-09 | 13 | 9781.8897
2026-05-09 | 14 | 9733.9895
2026-05-09 | 15 | 9679.1217
2026-05-09 | 16 | 9662.325
2026-05-09 | 17 | 9693.7189
2026-05-09 | 18 | 9832.9313
2026-05-09 | 19 | 9897.4641
2026-05-09 | 20 | 9878.6195
2026-05-09 | 21 | 9852.076
2026-05-09 | 22 | 9930.9963
2026-05-09 | 23 | 9869.8331
2026-05-09 | 24 | 9635.0255
2026-05-10 | 1 | 9445.1357
2026-05-10 | 2 | 9298.8971
2026-05-10 | 3 | 9166.6014
2026-05-10 | 4 | 9109.4743
2026-05-10 | 5 | 9095.6098
2026-05-10 | 6 | 8958.2115
2026-05-10 | 7 | 8969.2416
2026-05-10 | 8 | 9160.5009
2026-05-10 | 9 | 9410.5703
2026-05-10 | 10 | 9612.4395
2026-05-10 | 11 | 9665.0523
2026-05-10 | 12 | 9714.4424
2026-05-10 | 13 | 9704.9347
2026-05-10 | 14 | 9711.0918
2026-05-10 | 15 | 9671.8264
2026-05-10 | 16 | 9644.6175
2026-05-10 | 17 | 9797.7821
2026-05-10 | 18 | 9896.8311
2026-05-10 | 19 | 9943.7254
2026-05-10 | 20 | 9941.9092
2026-05-10 | 21 | 9946.2888
2026-05-10 | 22 | 9992.0956
2026-05-10 | 23 | 9866.374
2026-05-10 | 24 | 9565.8021
2026-05-11 | 1 | 9329.7321
2026-05-11 | 2 | 9225.5438
2026-05-11 | 3 | 9170.7206
2026-05-11 | 4 | 9131.8434
2026-05-11 | 5 | 9152.2177
2026-05-11 | 6 | 9131.7535
2026-05-11 | 7 | 9368.69
2026-05-11 | 8 | 9839.9451
2026-05-11 | 9 | 10191.8356
2026-05-11 | 10 | 10312.2279
2026-05-11 | 11 | 10311.2548
2026-05-11 | 12 | 10279.6818
2026-05-11 | 13 | 10219.8189
2026-05-11 | 14 | 10235.679
2026-05-11 | 15 | 10229.8438
2026-05-11 | 16 | 10170.2717
2026-05-11 | 17 | 10215.0204
2026-05-11 | 18 | 10391.1695
2026-05-11 | 19 | 10330.5851
2026-05-11 | 20 | 10350.2912
2026-05-11 | 21 | 10238.9629
2026-05-11 | 22 | 10279.4375
2026-05-11 | 23 | 10070.867
2026-05-11 | 24 | 9685.4853
2026-05-12 | 1 | 9443.8021
2026-05-12 | 2 | 9245.5018
2026-05-12 | 3 | 9140.2451
2026-05-12 | 4 | 9125.7124
2026-05-12 | 5 | 9140.2339
2026-05-12 | 6 | 9127.4747
2026-05-12 | 7 | 9366.4872
2026-05-12 | 8 | 9799.8105
2026-05-12 | 9 | 10147.209
2026-05-12 | 10 | 10256.869
2026-05-12 | 11 | 10267.4916
2026-05-12 | 12 | 10226.9775
2026-05-12 | 13 | 10145.998
2026-05-12 | 14 | 10180.6792
2026-05-12 | 15 | 10152.7618
2026-05-12 | 16 | 10155.5476
2026-05-12 | 17 | 10236.8035
2026-05-12 | 18 | 10334.9007
2026-05-12 | 19 | 10318.9019
2026-05-12 | 20 | 10243.3553
2026-05-12 | 21 | 10172.4646
2026-05-12 | 22 | 10169.8349
2026-05-12 | 23 | 9961.9367
2026-05-12 | 24 | 9615.6484
2026-05-13 | 1 | 9368.1133
2026-05-13 | 2 | 9157.8664
2026-05-13 | 3 | 9086.3921
2026-05-13 | 4 | 9038.6406
2026-05-13 | 5 | 9059.0204
2026-05-13 | 6 | 9055.9857
2026-05-13 | 7 | 9244.614
2026-05-13 | 8 | 9682.3347
2026-05-13 | 9 | 10036.997
2026-05-13 | 10 | 10162.6747
2026-05-13 | 11 | 10233.9515
2026-05-13 | 12 | 10149.129
2026-05-13 | 13 | 10113.1481
2026-05-13 | 14 | 10045.818
2026-05-13 | 15 | 10038.5655
2026-05-13 | 16 | 9959.5077
2026-05-13 | 17 | 9988.3357
2026-05-13 | 18 | 10031.2751
2026-05-13 | 19 | 10038.747
2026-05-13 | 20 | 9986.1098
2026-05-13 | 21 | 9943.9473
2026-05-13 | 22 | 9947.1527
2026-05-13 | 23 | 9798.8864
2026-05-13 | 24 | 9438.4874
2026-05-14 | 1 | 9186.9388
2026-05-14 | 2 | 9050.4879
2026-05-14 | 3 | 8973.7678
2026-05-14 | 4 | 8987.5044
2026-05-14 | 5 | 9021.2862
2026-05-14 | 6 | 9001.8118
2026-05-14 | 7 | 9192.6048
2026-05-14 | 8 | 9610.3474
2026-05-14 | 9 | 9967.0005
2026-05-14 | 10 | 10094.1571
2026-05-14 | 11 | 10107.4116
2026-05-14 | 12 | 10113.7688
2026-05-14 | 13 | 10062.6174
2026-05-14 | 14 | 10010.5321
2026-05-14 | 15 | 10015.8035
2026-05-14 | 16 | 9995.1095
2026-05-14 | 17 | 10105.3462
2026-05-14 | 18 | 10113.3067
2026-05-14 | 19 | 10083.5367
2026-05-14 | 20 | 9978.3378
2026-05-14 | 21 | 9901.4895
2026-05-14 | 22 | 9911.6436
2026-05-14 | 23 | 9773.2345
2026-05-14 | 24 | 9482.4334
2026-05-15 | 1 | 9272.3324
2026-05-15 | 2 | 9134.423
2026-05-15 | 3 | 9047.5604
2026-05-15 | 4 | 9044.5622
2026-05-15 | 5 | 9057.3184
2026-05-15 | 6 | 9076.3306
2026-05-15 | 7 | 9304.1828
2026-05-15 | 8 | 9709.1155
2026-05-15 | 9 | 10011.8984
2026-05-15 | 10 | 10085.8289
2026-05-15 | 11 | 10034.2271
2026-05-15 | 12 | 9977.5078
2026-05-15 | 13 | 9967.7427
2026-05-15 | 14 | 9858.8964
2026-05-15 | 15 | 9892.6987
2026-05-15 | 16 | 9948.2002
2026-05-15 | 17 | 9970.9248
2026-05-15 | 18 | 10000.3408
2026-05-15 | 19 | 9918.1333
2026-05-15 | 20 | 9805.5165
2026-05-15 | 21 | 9748.2732
2026-05-15 | 22 | 9801.2525
2026-05-15 | 23 | 9741.6448
2026-05-15 | 24 | 9498.1995
2026-05-16 | 1 | 9280.3762
2026-05-16 | 2 | 9077.8196
2026-05-16 | 3 | 9030.6156
2026-05-16 | 4 | 8974.2724
2026-05-16 | 5 | 9009.2857
2026-05-16 | 6 | 8990.3102
2026-05-16 | 7 | 9009.3006
2026-05-16 | 8 | 9086.2698
2026-05-16 | 9 | 9256.1877
2026-05-16 | 10 | 9329.9398
2026-05-16 | 11 | 9417.6643
2026-05-16 | 12 | 9414.838
2026-05-16 | 13 | 9330.1956
2026-05-16 | 14 | 9461.9904
2026-05-16 | 15 | 9434.4478
2026-05-16 | 16 | 9364.2997
2026-05-16 | 17 | 9379.9713
2026-05-16 | 18 | 9449.6162
2026-05-16 | 19 | 9428.2135
2026-05-16 | 20 | 9375.094
2026-05-16 | 21 | 9353.3519
2026-05-16 | 22 | 9423.5924
2026-05-16 | 23 | 9393.4232
2026-05-16 | 24 | 9179.4604
2026-05-17 | 1 | 8984.7791
2026-05-17 | 2 | 8836.3438
2026-05-17 | 3 | 8738.0671
2026-05-17 | 4 | 8740.357
2026-05-17 | 5 | 8752.4324
2026-05-17 | 6 | 8719.557
2026-05-17 | 7 | 8738.581
2026-05-17 | 8 | 8808.8214
2026-05-17 | 9 | 8902.1984
2026-05-17 | 10 | 9022.541
2026-05-17 | 11 | 9109.9766
2026-05-17 | 12 | 9217.9326
2026-05-17 | 13 | 9248.6571
2026-05-17 | 14 | 9263.2939
2026-05-17 | 15 | 9264.7439
2026-05-17 | 16 | 9306.4644
2026-05-17 | 17 | 9384.9173
2026-05-17 | 18 | 9428.4577
2026-05-17 | 19 | 9433.0164
2026-05-17 | 20 | 9420.8445
2026-05-17 | 21 | 9404.4205
2026-05-17 | 22 | 9408.0918
2026-05-17 | 23 | 9326.8863
2026-05-17 | 24 | 9037.9875
2026-05-18 | 1 | 8821.2207
2026-05-18 | 2 | 8734.7545
2026-05-18 | 3 | 8637.3204
2026-05-18 | 4 | 8599.4874
2026-05-18 | 5 | 8634.7608
2026-05-18 | 6 | 8730.4424
2026-05-18 | 7 | 9056.4043
2026-05-18 | 8 | 9474.0521
2026-05-18 | 9 | 9681.6994
2026-05-18 | 10 | 9781.0785
2026-05-18 | 11 | 9823.3577
2026-05-18 | 12 | 9835.5693
2026-05-18 | 13 | 9786.5309
2026-05-18 | 14 | 9818.2277
2026-05-18 | 15 | 9807.9828
2026-05-18 | 16 | 9812.4146
2026-05-18 | 17 | 9959.8237
2026-05-18 | 18 | 9908.3503
2026-05-18 | 19 | 9767.9099
2026-05-18 | 20 | 9728.4145
2026-05-18 | 21 | 9702.0485
2026-05-18 | 22 | 9665.2935
2026-05-18 | 23 | 9459.2788
2026-05-18 | 24 | 9129.4907
2026-05-19 | 1 | 8923.6932
2026-05-19 | 2 | 8755.0798
2026-05-19 | 3 | 8609.5789
2026-05-19 | 4 | 8583.5358
2026-05-19 | 5 | 8641.7887
2026-05-19 | 6 | 8735.334
2026-05-19 | 7 | 8950.7698
2026-05-19 | 8 | 9356.2493
2026-05-19 | 9 | 9638.1119
2026-05-19 | 10 | 9766.1351
2026-05-19 | 11 | 9821.1567
2026-05-19 | 12 | 9835.31
2026-05-19 | 13 | 9814.7377
2026-05-19 | 14 | 9791.0304
2026-05-19 | 15 | 9823.8766
2026-05-19 | 16 | 9843.9693
2026-05-19 | 17 | 9932.2141
2026-05-19 | 18 | 9925.7877
2026-05-19 | 19 | 9806.9401
2026-05-19 | 20 | 9739.4009
2026-05-19 | 21 | 9657.195
2026-05-19 | 22 | 9605.9371
2026-05-19 | 23 | 9458.8945
2026-05-19 | 24 | 9090.6048
2026-05-20 | 1 | 8868.8711
2026-05-20 | 2 | 8727.9055
2026-05-20 | 3 | 8659.1822
2026-05-20 | 4 | 8599.0086
2026-05-20 | 5 | 8612.8568
2026-05-20 | 6 | 8723.7604
2026-05-20 | 7 | 9013.4296
2026-05-20 | 8 | 9444.4331
2026-05-20 | 9 | 9697.329
2026-05-20 | 10 | 9806.756
2026-05-20 | 11 | 9842.2039
2026-05-20 | 12 | 9851.6504
2026-05-20 | 13 | 9813.2974
2026-05-20 | 14 | 9872.0652
2026-05-20 | 15 | 9972.5966
2026-05-20 | 16 | 10067.4706
2026-05-20 | 17 | 10063.4611
2026-05-20 | 18 | 10018.0155
2026-05-20 | 19 | 9921.4247
2026-05-20 | 20 | 9820.4919
2026-05-20 | 21 | 9756.5712
2026-05-20 | 22 | 9691.0976
2026-05-20 | 23 | 9526.6139
2026-05-20 | 24 | 9187.2632
2026-05-21 | 1 | 8896.4732
2026-05-21 | 2 | 8753.1133
2026-05-21 | 3 | 8669.7544
2026-05-21 | 4 | 8647.5864
2026-05-21 | 5 | 8644.145
2026-05-21 | 6 | 8684.7759
2026-05-21 | 7 | 8993.7871
2026-05-21 | 8 | 9425.9859
2026-05-21 | 9 | 9679.1111
2026-05-21 | 10 | 9801.3449
2026-05-21 | 11 | 9867.4466
2026-05-21 | 12 | 9914.6147
2026-05-21 | 13 | 9910.5286
2026-05-21 | 14 | 9888.4354
2026-05-21 | 15 | 9813.5506
2026-05-21 | 16 | 9772.8148
2026-05-21 | 17 | 9758.8453
2026-05-21 | 18 | 9766.9229
2026-05-21 | 19 | 9678.8531
2026-05-21 | 20 | 9639.5875
2026-05-21 | 21 | 9606.5596
2026-05-21 | 22 | 9603.781
2026-05-21 | 23 | 9531.6958
2026-05-21 | 24 | 9242.6585
2026-05-22 | 1 | 9028.8961
2026-05-22 | 2 | 8886.2186
2026-05-22 | 3 | 8787.1175
2026-05-22 | 4 | 8778.6143
2026-05-22 | 5 | 8756.4031
2026-05-22 | 6 | 8838.5583
2026-05-22 | 7 | 9113.2911
2026-05-22 | 8 | 9520.288
2026-05-22 | 9 | 9770.3158
2026-05-22 | 10 | 9870.3124
2026-05-22 | 11 | 9858.7778
2026-05-22 | 12 | 9806.667
2026-05-22 | 13 | 9775.491
2026-05-22 | 14 | 9730.9046
2026-05-22 | 15 | 9692.3539
2026-05-22 | 16 | 9728.1953
2026-05-22 | 17 | 9702.6976
2026-05-22 | 18 | 9761.174
2026-05-22 | 19 | 9753.8269
2026-05-22 | 20 | 9714.8652
2026-05-22 | 21 | 9716.7441
2026-05-22 | 22 | 9715.1393
2026-05-22 | 23 | 9619.0408
2026-05-22 | 24 | 9325.7419
2026-05-23 | 1 | 9130.5468
2026-05-23 | 2 | 8938.4855
2026-05-23 | 3 | 8933.8795
2026-05-23 | 4 | 8846.4272
2026-05-23 | 5 | 8853.4604
2026-05-23 | 6 | 8887.095
2026-05-23 | 7 | 8941.7065
2026-05-23 | 8 | 9082.0743
2026-05-23 | 9 | 9224.0256
2026-05-23 | 10 | 9391.5806
2026-05-23 | 11 | 9511.7003
2026-05-23 | 12 | 9535.3517
2026-05-23 | 13 | 9536.4437
2026-05-23 | 14 | 9501.2288
2026-05-23 | 15 | 9412.016
2026-05-23 | 16 | 9421.3165
2026-05-23 | 17 | 9481.4409
2026-05-23 | 18 | 9571.243
2026-05-23 | 19 | 9654.3773
2026-05-23 | 20 | 9661.043
2026-05-23 | 21 | 9674.6268
2026-05-23 | 22 | 9733.8037
2026-05-23 | 23 | 9728.4237
2026-05-23 | 24 | 9537.8204
2026-05-24 | 1 | 9313.0708
2026-05-24 | 2 | 9123.4375
2026-05-24 | 3 | 9027.6814
2026-05-24 | 4 | 9003.3655
2026-05-24 | 5 | 9004.5607
2026-05-24 | 6 | 8906.722
2026-05-24 | 7 | 8881.9859
2026-05-24 | 8 | 8995.9429
2026-05-24 | 9 | 9189.5242
2026-05-24 | 10 | 9382.1083
2026-05-24 | 11 | 9446.7215
2026-05-24 | 12 | 9418.5699
2026-05-24 | 13 | 9402.7974
2026-05-24 | 14 | 9368.8849
2026-05-24 | 15 | 9292.9308
2026-05-24 | 16 | 9306.7725
2026-05-24 | 17 | 9398.4496
2026-05-24 | 18 | 9503.7246
2026-05-24 | 19 | 9550.9482
2026-05-24 | 20 | 9559.3328
2026-05-24 | 21 | 9560.2052
2026-05-24 | 22 | 9530.2208
2026-05-24 | 23 | 9557.2975
2026-05-24 | 24 | 9357.4577
2026-05-25 | 1 | 9251.1587
2026-05-25 | 2 | 9265.9095
2026-05-25 | 3 | 9256.9001
2026-05-25 | 4 | 9189.9189
2026-05-25 | 5 | 9158.5316
2026-05-25 | 6 | 9103.211
2026-05-25 | 7 | 9099.0681
2026-05-25 | 8 | 9132.2119
2026-05-25 | 9 | 9236.5457
2026-05-25 | 10 | 9307.6439
2026-05-25 | 11 | 9393.6194
2026-05-25 | 12 | 9441.0598
2026-05-25 | 13 | 9459.9674
2026-05-25 | 14 | 9401.0271
2026-05-25 | 15 | 9337.1214
2026-05-25 | 16 | 9218.7351
2026-05-25 | 17 | 9291.31
2026-05-25 | 18 | 9358.0561
2026-05-25 | 19 | 9428.9156
2026-05-25 | 20 | 9377.9626
2026-05-25 | 21 | 9372.7919
2026-05-25 | 22 | 9377.634
2026-05-25 | 23 | 9407.59
2026-05-25 | 24 | 9235.2488
2026-05-26 | 1 | 9054.8832
2026-05-26 | 2 | 8963.8351
2026-05-26 | 3 | 8884.2406
2026-05-26 | 4 | 8863.3515
2026-05-26 | 5 | 8860.331
2026-05-26 | 6 | 8969.0616
2026-05-26 | 7 | 9175.8358
2026-05-26 | 8 | 9505.5828
2026-05-26 | 9 | 9726.588
2026-05-26 | 10 | 9816.219
2026-05-26 | 11 | 9821.5541
2026-05-26 | 12 | 9783.885
2026-05-26 | 13 | 9740.1407
2026-05-26 | 14 | 9728.093
2026-05-26 | 15 | 9719.5292
2026-05-26 | 16 | 9700.4752
2026-05-26 | 17 | 9723.4733
2026-05-26 | 18 | 9742.1775
2026-05-26 | 19 | 9677.1027
2026-05-26 | 20 | 9645.0394
2026-05-26 | 21 | 9621.6192
2026-05-26 | 22 | 9572.3914
2026-05-26 | 23 | 9527.5489
2026-05-26 | 24 | 9224.8759
2026-05-27 | 1 | 8977.5
2026-05-27 | 2 | 8777.8897
2026-05-27 | 3 | 8699.6335
2026-05-27 | 4 | 8696.3064
2026-05-27 | 5 | 8695.0698
2026-05-27 | 6 | 8783.1058
2026-05-27 | 7 | 9026.9624
2026-05-27 | 8 | 9420.4248
2026-05-27 | 9 | 9675.4653
2026-05-27 | 10 | 9775.7171
2026-05-27 | 11 | 9813.1629
2026-05-27 | 12 | 9855.3196
2026-05-27 | 13 | 9889.6573
2026-05-27 | 14 | 9917.3356
2026-05-27 | 15 | 9879.5802
2026-05-27 | 16 | 9880.4444
2026-05-27 | 17 | 9902.8568
2026-05-27 | 18 | 9864.0792
2026-05-27 | 19 | 9775.8846
2026-05-27 | 20 | 9721.1951
2026-05-27 | 21 | 9677.4079
2026-05-27 | 22 | 9597.3172
2026-05-27 | 23 | 9495.4997
2026-05-27 | 24 | 9176.4971
2026-05-28 | 1 | 8954.5691
2026-05-28 | 2 | 8800.3037
2026-05-28 | 3 | 8694.3535
2026-05-28 | 4 | 8652.1721
2026-05-28 | 5 | 8677.7477
2026-05-28 | 6 | 8768.8597
2026-05-28 | 7 | 9037.6994
2026-05-28 | 8 | 9399.785
2026-05-28 | 9 | 9687.1961
2026-05-28 | 10 | 9859.0805
2026-05-28 | 11 | 9893.994
2026-05-28 | 12 | 9885.2125
2026-05-28 | 13 | 9848.8586
2026-05-28 | 14 | 9843.0908
2026-05-28 | 15 | 9880.0106
2026-05-28 | 16 | 9871.6973
2026-05-28 | 17 | 9893.298
2026-05-28 | 18 | 9871.7618
2026-05-28 | 19 | 9757.5192
2026-05-28 | 20 | 9716.4375
2026-05-28 | 21 | 9684.1739
2026-05-28 | 22 | 9610.386
2026-05-28 | 23 | 9521.4277
2026-05-28 | 24 | 9221.0402
2026-05-29 | 1 | 8966.3689
2026-05-29 | 2 | 8803.6085
2026-05-29 | 3 | 8676.6409
2026-05-29 | 4 | 8641.3172
2026-05-29 | 5 | 8675.8796
2026-05-29 | 6 | 8769.7645
2026-05-29 | 7 | 9027.8557
2026-05-29 | 8 | 9412.9307
2026-05-29 | 9 | 9711.7561
2026-05-29 | 10 | 9860.2585
2026-05-29 | 11 | 9921.7705
2026-05-29 | 12 | 9962.0343
2026-05-29 | 13 | 9919.2177
2026-05-29 | 14 | 9933.0611
2026-05-29 | 15 | 9922.9674
2026-05-29 | 16 | 9935.2087
2026-05-29 | 17 | 9941.2613
2026-05-29 | 18 | 9943.7588
2026-05-29 | 19 | 9846.8086
2026-05-29 | 20 | 9825.1865
2026-05-29 | 21 | 9783.8801
2026-05-29 | 22 | 9667.2948
2026-05-29 | 23 | 9529.48
2026-05-29 | 24 | 9216.6996
2026-05-30 | 1 | 8952.1451
2026-05-30 | 2 | 8782.8491
2026-05-30 | 3 | 8690.8415
2026-05-30 | 4 | 8640.1348
2026-05-30 | 5 | 8600.5961
2026-05-30 | 6 | 8608.6841
2026-05-30 | 7 | 8654.1895
2026-05-30 | 8 | 8874.426
2026-05-30 | 9 | 9112.0893
2026-05-30 | 10 | 9401.3214
2026-05-30 | 11 | 9616.5324
2026-05-30 | 12 | 9750.9456
2026-05-30 | 13 | 9841.6871
2026-05-30 | 14 | 9889.1738
2026-05-30 | 15 | 9932.4285
2026-05-30 | 16 | 10012.2839
2026-05-30 | 17 | 10062.509
2026-05-30 | 18 | 10107.6807
2026-05-30 | 19 | 10046.02
2026-05-30 | 20 | 9957.5581
2026-05-30 | 21 | 9875.5858
2026-05-30 | 22 | 9739.5268
2026-05-30 | 23 | 9656.5913
2026-05-30 | 24 | 9367.0725
2026-05-31 | 1 | 9129.4393
2026-05-31 | 2 | 8962.2187
2026-05-31 | 3 | 8817.1421
2026-05-31 | 4 | 8741.2046
2026-05-31 | 5 | 8713.1566
2026-05-31 | 6 | 8687.068
2026-05-31 | 7 | 8701.9316
2026-05-31 | 8 | 8919.4056
2026-05-31 | 9 | 9194.2953
2026-05-31 | 10 | 9483.2375
2026-05-31 | 11 | 9762.4494
2026-05-31 | 12 | 9917.5589
2026-05-31 | 13 | 9991.4773
2026-05-31 | 14 | 9941.5646
2026-05-31 | 15 | 10029.6884
2026-05-31 | 16 | 10185.9225
2026-05-31 | 17 | 10073.4449
2026-05-31 | 18 | 10092.0187
2026-05-31 | 19 | 9979.3665
2026-05-31 | 20 | 9817.4913
2026-05-31 | 21 | 9744.4899
2026-05-31 | 22 | 9609.2923
2026-05-31 | 23 | 9529.5743
2026-05-31 | 24 | 9238.2852
2026-06-01 | 1 | 9001.5868
2026-06-01 | 2 | 9002.4898
2026-06-01 | 3 | 8898.1172
2026-06-01 | 4 | 8886.4016
2026-06-01 | 5 | 8896.0022
2026-06-01 | 6 | 8990.1944
2026-06-01 | 7 | 9237.0034
2026-06-01 | 8 | 9694.3266
2026-06-01 | 9 | 9964.9243
2026-06-01 | 10 | 10084.0236
2026-06-01 | 11 | 10098.8512
2026-06-01 | 12 | 10124.919
2026-06-01 | 13 | 10105.5199
2026-06-01 | 14 | 10101.1471
2026-06-01 | 15 | 10084.3728
2026-06-01 | 16 | 10184.6626
2026-06-01 | 17 | 10180.988
2026-06-01 | 18 | 10286.6989
2026-06-01 | 19 | 10049.1624
2026-06-01 | 20 | 9966.4695
2026-06-01 | 21 | 9933.5618
2026-06-01 | 22 | 9789.3706
2026-06-01 | 23 | 9641.4333
2026-06-01 | 24 | 9286.278
2026-06-02 | 1 | 9008.1624
2026-06-02 | 2 | 8819.2859
2026-06-02 | 3 | 8761.1093
2026-06-02 | 4 | 8753.5551
2026-06-02 | 5 | 8719.2723
2026-06-02 | 6 | 8814.0085
2026-06-02 | 7 | 9056.7664
2026-06-02 | 8 | 9473.8284
2026-06-02 | 9 | 9800.9618
2026-06-02 | 10 | 10017.6945
2026-06-02 | 11 | 10124.0363
2026-06-02 | 12 | 10160.7176
2026-06-02 | 13 | 10175.8449
2026-06-02 | 14 | 10161.0533
2026-06-02 | 15 | 10235.8511
2026-06-02 | 16 | 10231.8812
2026-06-02 | 17 | 10284.7562
2026-06-02 | 18 | 10293.8598
2026-06-02 | 19 | 10160.5792
2026-06-02 | 20 | 10116.1901
2026-06-02 | 21 | 10057.4856
2026-06-02 | 22 | 9882.4115
2026-06-02 | 23 | 9722.74
2026-06-02 | 24 | 9324.8253
2026-06-03 | 1 | 9054.1892
2026-06-03 | 2 | 8860.0668
2026-06-03 | 3 | 8768.8546
2026-06-03 | 4 | 8767.0418
2026-06-03 | 5 | 8739.4307
2026-06-03 | 6 | 8831.2965
2026-06-03 | 7 | 9061.2892
2026-06-03 | 8 | 9516.4378
2026-06-03 | 9 | 9825.668
2026-06-03 | 10 | 10016.2278
2026-06-03 | 11 | 10135.4091
2026-06-03 | 12 | 10187.5543
2026-06-03 | 13 | 10203.7177
2026-06-03 | 14 | 10244.9889
2026-06-03 | 15 | 10261.4642
2026-06-03 | 16 | 10319.7687
2026-06-03 | 17 | 10370.8403
2026-06-03 | 18 | 10407.5401
2026-06-03 | 19 | 10249.0972
2026-06-03 | 20 | 10204.2165
2026-06-03 | 21 | 10145.7532
2026-06-03 | 22 | 9984.9882
2026-06-03 | 23 | 9838.9258
2026-06-03 | 24 | 9397.9052
2026-06-04 | 1 | 9130.359
2026-06-04 | 2 | 9000.0778
2026-06-04 | 3 | 8932.6249
2026-06-04 | 4 | 8880.6571
2026-06-04 | 5 | 8901.7657
2026-06-04 | 6 | 9011.5495
2026-06-04 | 7 | 9221.4955
2026-06-04 | 8 | 9669.3031
2026-06-04 | 9 | 9963.688
2026-06-04 | 10 | 10139.9262
2026-06-04 | 11 | 10200.9151
2026-06-04 | 12 | 10234.9901
2026-06-04 | 13 | 10249.4705
2026-06-04 | 14 | 10327.0331
2026-06-04 | 15 | 10254.4749
2026-06-04 | 16 | 10321.0869
2026-06-04 | 17 | 10331.2118
2026-06-04 | 18 | 10225.8775
2026-06-04 | 19 | 10079.4224
2026-06-04 | 20 | 10030.9337
2026-06-04 | 21 | 9928.4715
2026-06-04 | 22 | 9781.1373
2026-06-04 | 23 | 9658.9151
2026-06-04 | 24 | 9350.4268
2026-06-05 | 1 | 9092.0287
2026-06-05 | 2 | 8930.3707
2026-06-05 | 3 | 8871.9471
2026-06-05 | 4 | 8832.9316
2026-06-05 | 5 | 8813.5271
2026-06-05 | 6 | 8904.276
2026-06-05 | 7 | 9112.9256
2026-06-05 | 8 | 9530.1849
2026-06-05 | 9 | 9809.9612
2026-06-05 | 10 | 9966.6212
2026-06-05 | 11 | 10038.9461
2026-06-05 | 12 | 10123.5264
2026-06-05 | 13 | 10077.0477
2026-06-05 | 14 | 10098.7876
2026-06-05 | 15 | 10109.3724
2026-06-05 | 16 | 10122.2753
2026-06-05 | 17 | 10140.4349
2026-06-05 | 18 | 10151.1078
2026-06-05 | 19 | 10055.6489
2026-06-05 | 20 | 10019.7508
2026-06-05 | 21 | 9979.8593
2026-06-05 | 22 | 9852.069
2026-06-05 | 23 | 9775.8883
2026-06-05 | 24 | 9430.2451
2026-06-06 | 1 | 9146.6214
2026-06-06 | 2 | 8940.6133
2026-06-06 | 3 | 8824.6686
2026-06-06 | 4 | 8762.3084
2026-06-06 | 5 | 8748.2106
2026-06-06 | 6 | 8751.1897
2026-06-06 | 7 | 8779.2297
2026-06-06 | 8 | 8994.21
2026-06-06 | 9 | 9259.4878
2026-06-06 | 10 | 9537.9238
2026-06-06 | 11 | 9708.8346
2026-06-06 | 12 | 9820.8984
2026-06-06 | 13 | 9851.0892
2026-06-06 | 14 | 9837.3046
2026-06-06 | 15 | 9813.3369
2026-06-06 | 16 | 9799.6877
2026-06-06 | 17 | 9829.7118
2026-06-06 | 18 | 9872.6959
2026-06-06 | 19 | 9820.857
2026-06-06 | 20 | 9775.3774
2026-06-06 | 21 | 9725.1664
2026-06-06 | 22 | 9628.8292
2026-06-06 | 23 | 9611.9623
2026-06-06 | 24 | 9344.8663
2026-06-07 | 1 | 9103.2632
2026-06-07 | 2 | 8935.0864
2026-06-07 | 3 | 8829.0735
2026-06-07 | 4 | 8775.1086
2026-06-07 | 5 | 8778.2773
2026-06-07 | 6 | 8744.8621
2026-06-07 | 7 | 8753.5258
2026-06-07 | 8 | 8909.0282
2026-06-07 | 9 | 9113.0071
2026-06-07 | 10 | 9359.8629
2026-06-07 | 11 | 9498.6536
2026-06-07 | 12 | 9655.2435
2026-06-07 | 13 | 9792.4324
2026-06-07 | 14 | 9792.0412
2026-06-07 | 15 | 9789.9871
2026-06-07 | 16 | 9783.8798
2026-06-07 | 17 | 9895.098
2026-06-07 | 18 | 10001.3746
2026-06-07 | 19 | 9923.4481
2026-06-07 | 20 | 9863.8549
2026-06-07 | 21 | 9821.4142
2026-06-07 | 22 | 9709.7128
2026-06-07 | 23 | 9635.9789
2026-06-07 | 24 | 9328.7577
2026-06-08 | 1 | 9080.0419
2026-06-08 | 2 | 8978.9386
2026-06-08 | 3 | 8866.535
2026-06-08 | 4 | 8827.465
2026-06-08 | 5 | 8828.82
2026-06-08 | 6 | 8924.5431
2026-06-08 | 7 | 9165.6009
2026-06-08 | 8 | 9610.9127
2026-06-08 | 9 | 9894.8023
2026-06-08 | 10 | 10041.8637
2026-06-08 | 11 | 10100.4827
2026-06-08 | 12 | 10151.1295
2026-06-08 | 13 | 10119.5238
2026-06-08 | 14 | 10127.8852
2026-06-08 | 15 | 10121.9917
2026-06-08 | 16 | 10187.4907
2026-06-08 | 17 | 10197.1749
2026-06-08 | 18 | 10169.8392
2026-06-08 | 19 | 10041.3887
2026-06-08 | 20 | 9947.8569
2026-06-08 | 21 | 9864.9872
2026-06-08 | 22 | 9716.0148
2026-06-08 | 23 | 9620.483
2026-06-08 | 24 | 9305.1481
2026-06-09 | 1 | 9037.8488
2026-06-09 | 2 | 8840.9705
2026-06-09 | 3 | 8741.0458
2026-06-09 | 4 | 8723.9633
2026-06-09 | 5 | 8725.6326
2026-06-09 | 6 | 8812.6811
2026-06-09 | 7 | 9011.1683
2026-06-09 | 8 | 9460.3094
2026-06-09 | 9 | 9756.928
2026-06-09 | 10 | 9896.7473
2026-06-09 | 11 | 9987.3961
2026-06-09 | 12 | 10037.4471
2026-06-09 | 13 | 10026.5557
2026-06-09 | 14 | 10022.7339
2026-06-09 | 15 | 10020.4574
2026-06-09 | 16 | 10046.5778
2026-06-09 | 17 | 10038.6885
2026-06-09 | 18 | 10097.9441
2026-06-09 | 19 | 9986.8545
2026-06-09 | 20 | 9898.7288
2026-06-09 | 21 | 9822.5644
2026-06-09 | 22 | 9715.3063
2026-06-09 | 23 | 9641.4885
2026-06-09 | 24 | 9301.4392
2026-06-10 | 1 | 9024.2273
2026-06-10 | 2 | 8824.5729
2026-06-10 | 3 | 8738.0297
2026-06-10 | 4 | 8703.7905
2026-06-10 | 5 | 8738.1314
2026-06-10 | 6 | 8833.5831
2026-06-10 | 7 | 9030.2264
2026-06-10 | 8 | 9508.8718
2026-06-10 | 9 | 9846.0596
2026-06-10 | 10 | 9980.3773
2026-06-10 | 11 | 10027.1566
2026-06-10 | 12 | 10025.4032
2026-06-10 | 13 | 10010.9316
2026-06-10 | 14 | 10030.5999
2026-06-10 | 15 | 10217.8893
2026-06-10 | 16 | 10143.768
2026-06-10 | 17 | 10178.8679
2026-06-10 | 18 | 10188.555
2026-06-10 | 19 | 10086.1482
2026-06-10 | 20 | 10057.3037
2026-06-10 | 21 | 9991.7318
2026-06-10 | 22 | 9859.4043
2026-06-10 | 23 | 9712.1542
2026-06-10 | 24 | 9402.9692
2026-06-11 | 1 | 9113.263
2026-06-11 | 2 | 8980.124
2026-06-11 | 3 | 8854.8876
2026-06-11 | 4 | 8813.9393
2026-06-11 | 5 | 8816.8885
2026-06-11 | 6 | 8915.6388
2026-06-11 | 7 | 9132.9859
2026-06-11 | 8 | 9614.5718
2026-06-11 | 9 | 9916.9161
2026-06-11 | 10 | 10051.1314
2026-06-11 | 11 | 10046.1745
2026-06-11 | 12 | 10065.8389
2026-06-11 | 13 | 10047.2974
2026-06-11 | 14 | 10048.026
2026-06-11 | 15 | 10036.6066
2026-06-11 | 16 | 10078.5242
2026-06-11 | 17 | 10119.5946
2026-06-11 | 18 | 10091.792
2026-06-11 | 19 | 9928.6112
2026-06-11 | 20 | 9867.7066
2026-06-11 | 21 | 9806.8816
2026-06-11 | 22 | 9679.1141
2026-06-11 | 23 | 9608.5912
2026-06-11 | 24 | 9324.8808
2026-06-12 | 1 | 9066.5116
2026-06-12 | 2 | 8900.6654
2026-06-12 | 3 | 8790.9057
2026-06-12 | 4 | 8738.7663
2026-06-12 | 5 | 8782.6645
2026-06-12 | 6 | 8894.1386
2026-06-12 | 7 | 9116.7248
2026-06-12 | 8 | 9520.4693
2026-06-12 | 9 | 9818.3412
2026-06-12 | 10 | 9946.8945
2026-06-12 | 11 | 9966.6847
2026-06-12 | 12 | 9961.5902
2026-06-12 | 13 | 10012.1913
2026-06-12 | 14 | 10019.5074
2026-06-12 | 15 | 9944.2673
2026-06-12 | 16 | 9947.219
2026-06-12 | 17 | 9889.7647
2026-06-12 | 18 | 9908.2293
2026-06-12 | 19 | 9812.6899
2026-06-12 | 20 | 9765.0765
2026-06-12 | 21 | 9733.6035
2026-06-12 | 22 | 9640.1483
2026-06-12 | 23 | 9577.0081
2026-06-12 | 24 | 9296.6567
2026-06-13 | 1 | 9050.0344
2026-06-13 | 2 | 8867.9182
2026-06-13 | 3 | 8778.6089
2026-06-13 | 4 | 8736.8413
2026-06-13 | 5 | 8706.726
2026-06-13 | 6 | 8700.5357
2026-06-13 | 7 | 8700.2518
2026-06-13 | 8 | 8876.2017
2026-06-13 | 9 | 9108.4401
2026-06-13 | 10 | 9385.4695
2026-06-13 | 11 | 9514.4833
2026-06-13 | 12 | 9561.0364
2026-06-13 | 13 | 9618.9743
2026-06-13 | 14 | 9572.49
2026-06-13 | 15 | 9589.5701
2026-06-13 | 16 | 9639.8014
2026-06-13 | 17 | 9727.674
2026-06-13 | 18 | 9819.4898
2026-06-13 | 19 | 9775.2632
2026-06-13 | 20 | 9756.3711
2026-06-13 | 21 | 9717.7221
2026-06-13 | 22 | 9592.6685
2026-06-13 | 23 | 9542.4281
2026-06-13 | 24 | 9315.676
2026-06-14 | 1 | 9072.2745
2026-06-14 | 2 | 8884.6747
2026-06-14 | 3 | 8761.0846
2026-06-14 | 4 | 8690.8493
2026-06-14 | 5 | 8673.3376
2026-06-14 | 6 | 8671.7265
2026-06-14 | 7 | 8672.1251
2026-06-14 | 8 | 8833.746
2026-06-14 | 9 | 9057.4168
2026-06-14 | 10 | 9282.8298
2026-06-14 | 11 | 9409.3293
2026-06-14 | 12 | 9514.3378
2026-06-14 | 13 | 9563.139
2026-06-14 | 14 | 9589.7405
2026-06-14 | 15 | 9577.2038
2026-06-14 | 16 | 9607.4624
2026-06-14 | 17 | 9664.3972
2026-06-14 | 18 | 9760.8254
2026-06-14 | 19 | 9722.6834
2026-06-14 | 20 | 9723.4117
2026-06-14 | 21 | 9674.0909
2026-06-14 | 22 | 9563.9641
2026-06-14 | 23 | 9499.2922
2026-06-14 | 24 | 9220.3757
2026-06-15 | 1 | 8973.5738
2026-06-15 | 2 | 8878.8734
2026-06-15 | 3 | 8785.181
2026-06-15 | 4 | 8739.2535
2026-06-15 | 5 | 8746.7214
2026-06-15 | 6 | 8864.276
2026-06-15 | 7 | 9119.0022
2026-06-15 | 8 | 9536.2779
2026-06-15 | 9 | 9834.4218
2026-06-15 | 10 | 9954.9624
2026-06-15 | 11 | 9961.197
2026-06-15 | 12 | 9974.1376
2026-06-15 | 13 | 9985.9115
2026-06-15 | 14 | 9990.0056
2026-06-15 | 15 | 9967.9472
2026-06-15 | 16 | 9974.8412
2026-06-15 | 17 | 10018.7272
2026-06-15 | 18 | 10047.5041
2026-06-15 | 19 | 9951.7446
2026-06-15 | 20 | 9910.5808
2026-06-15 | 21 | 9879.2566
2026-06-15 | 22 | 9744.6774
2026-06-15 | 23 | 9623.5537
2026-06-15 | 24 | 9295.0347
2026-06-16 | 1 | 9022.0947
2026-06-16 | 2 | 8837.6056
2026-06-16 | 3 | 8786.7605
2026-06-16 | 4 | 8756.0055
2026-06-16 | 5 | 8761.2792
2026-06-16 | 6 | 8855.3622
2026-06-16 | 7 | 9084.2428
2026-06-16 | 8 | 9525.017
2026-06-16 | 9 | 9836.1161
2026-06-16 | 10 | 9978.8092
2026-06-16 | 11 | 10045.4225
2026-06-16 | 12 | 10071.6899
2026-06-16 | 13 | 10026.5594
2026-06-16 | 14 | 10031.6383
2026-06-16 | 15 | 10021.6911
2026-06-16 | 16 | 10011.9556
2026-06-16 | 17 | 10066.2177
2026-06-16 | 18 | 10072.7107
2026-06-16 | 19 | 9981.2729
2026-06-16 | 20 | 9927.3441
2026-06-16 | 21 | 9850.7483
2026-06-16 | 22 | 9756.1388
2026-06-16 | 23 | 9654.0313
2026-06-16 | 24 | 9327.8986
2026-06-17 | 1 | 9055.6807
2026-06-17 | 2 | 8870.9442
2026-06-17 | 3 | 8819.5121
2026-06-17 | 4 | 8786.3142
2026-06-17 | 5 | 8761.903
2026-06-17 | 6 | 8860.5139
2026-06-17 | 7 | 9085.903
2026-06-17 | 8 | 9499.0581
2026-06-17 | 9 | 9812.4081
2026-06-17 | 10 | 9941.8107
2026-06-17 | 11 | 9997.2271
2026-06-17 | 12 | 10022.7955
2026-06-17 | 13 | 10015.2161
2026-06-17 | 14 | 10023.8801
2026-06-17 | 15 | 10038.183
2026-06-17 | 16 | 10042.9395
2026-06-17 | 17 | 10088.7591
2026-06-17 | 18 | 10229.7967
2026-06-17 | 19 | 10080.454
2026-06-17 | 20 | 9978.4151
2026-06-17 | 21 | 9887.4604
2026-06-17 | 22 | 9768.1689
2026-06-17 | 23 | 9664.4543
2026-06-17 | 24 | 9336.2644
2026-06-18 | 1 | 9069.3498
2026-06-18 | 2 | 8944.9256
2026-06-18 | 3 | 8848.775
2026-06-18 | 4 | 8814.9823
2026-06-18 | 5 | 8818.5527
2026-06-18 | 6 | 8894.5963
2026-06-18 | 7 | 9098.1411
2026-06-18 | 8 | 9505.0867
2026-06-18 | 9 | 9816.2604
2026-06-18 | 10 | 9980.6818
2026-06-18 | 11 | 10099.2984
2026-06-18 | 12 | 10157.1125
2026-06-18 | 13 | 10186.997
2026-06-18 | 14 | 10209.3133
2026-06-18 | 15 | 10216.3402
2026-06-18 | 16 | 10176.5075
2026-06-18 | 17 | 10157.0456
2026-06-18 | 18 | 10092.078
2026-06-18 | 19 | 9963.6416
2026-06-18 | 20 | 9894.0135
2026-06-18 | 21 | 9869.5224
2026-06-18 | 22 | 9738.7984
2026-06-18 | 23 | 9641.1815
2026-06-18 | 24 | 9358.2153
2026-06-19 | 1 | 9109.9963
2026-06-19 | 2 | 8931.0027
2026-06-19 | 3 | 8854.2052
2026-06-19 | 4 | 8828.6715
2026-06-19 | 5 | 8801.2705
2026-06-19 | 6 | 8900.2681
2026-06-19 | 7 | 9120.8676
2026-06-19 | 8 | 9562.7706
2026-06-19 | 9 | 9878.2695
2026-06-19 | 10 | 10080.7216
2026-06-19 | 11 | 10220.8283
2026-06-19 | 12 | 10298.3493
2026-06-19 | 13 | 10296.8359
2026-06-19 | 14 | 10309.4281
2026-06-19 | 15 | 10219.3187
2026-06-19 | 16 | 10259.5768
2026-06-19 | 17 | 10269.8032
2026-06-19 | 18 | 10334.0026
2026-06-19 | 19 | 10110.1789
2026-06-19 | 20 | 10029.1238
2026-06-19 | 21 | 9960.1179
2026-06-19 | 22 | 9820.0689
2026-06-19 | 23 | 9720.3172
2026-06-19 | 24 | 9449.0346
2026-06-20 | 1 | 9163.0244
2026-06-20 | 2 | 8979.8841
2026-06-20 | 3 | 8855.6562
2026-06-20 | 4 | 8789.491
2026-06-20 | 5 | 8770.7687
2026-06-20 | 6 | 8785.6797
2026-06-20 | 7 | 8819.0396
2026-06-20 | 8 | 9039.3574
2026-06-20 | 9 | 9242.049
2026-06-20 | 10 | 9492.2711
2026-06-20 | 11 | 9648.2905
2026-06-20 | 12 | 9737.701
2026-06-20 | 13 | 9797.9007
2026-06-20 | 14 | 9818.4859
2026-06-20 | 15 | 9876.6276
2026-06-20 | 16 | 9906.2416
2026-06-20 | 17 | 9888.947
2026-06-20 | 18 | 9949.9509
2026-06-20 | 19 | 9847.8445
2026-06-20 | 20 | 9789.0587
2026-06-20 | 21 | 9723.6016
2026-06-20 | 22 | 9580.145
2026-06-20 | 23 | 9557.8846
2026-06-20 | 24 | 9309.8017
2026-06-21 | 1 | 9055.8255
2026-06-21 | 2 | 8907.727
2026-06-21 | 3 | 8803.8702
2026-06-21 | 4 | 8751.217
2026-06-21 | 5 | 8725.3784
2026-06-21 | 6 | 8720.5001
2026-06-21 | 7 | 8712.5627
2026-06-21 | 8 | 8868.3677
2026-06-21 | 9 | 9087.3426
2026-06-21 | 10 | 9320.521
2026-06-21 | 11 | 9548.8095
2026-06-21 | 12 | 9689.5585
2026-06-21 | 13 | 9709.1688
2026-06-21 | 14 | 9755.6906
2026-06-21 | 15 | 9809.999
2026-06-21 | 16 | 9749.9597
2026-06-21 | 17 | 9825.0343
2026-06-21 | 18 | 9921.8835
2026-06-21 | 19 | 9909.953
2026-06-21 | 20 | 9835.0238
2026-06-21 | 21 | 9776.0299
2026-06-21 | 22 | 9656.5823
2026-06-21 | 23 | 9540.2279
2026-06-21 | 24 | 9261.904
2026-06-22 | 1 | 9019.4587
2026-06-22 | 2 | 8920.9345
2026-06-22 | 3 | 8831.0436
2026-06-22 | 4 | 8791.3922
2026-06-22 | 5 | 8773.6844
2026-06-22 | 6 | 8881.8991
2026-06-22 | 7 | 9115.3876
2026-06-22 | 8 | 9574.6113
2026-06-22 | 9 | 9889.8143
2026-06-22 | 10 | 10086.6697
2026-06-22 | 11 | 10197.9509
2026-06-22 | 12 | 10252.3589
2026-06-22 | 13 | 10294.4338
2026-06-22 | 14 | 10313.1615
2026-06-22 | 15 | 10334.2419
2026-06-22 | 16 | 10361.5432
2026-06-22 | 17 | 10401.7001
2026-06-22 | 18 | 10398.2325
2026-06-22 | 19 | 10236.3956
2026-06-22 | 20 | 10194.0608
2026-06-22 | 21 | 10135.6644
2026-06-22 | 22 | 9956.2299
2026-06-22 | 23 | 9734.832
2026-06-22 | 24 | 9392.282
2026-06-23 | 1 | 9127.7088
2026-06-23 | 2 | 8945.6834
2026-06-23 | 3 | 8850.8696
2026-06-23 | 4 | 8807.564
2026-06-23 | 5 | 8791.9704
2026-06-23 | 6 | 8904.2132
2026-06-23 | 7 | 9133.9539
2026-06-23 | 8 | 9590.0843
2026-06-23 | 9 | 9921.8021
2026-06-23 | 10 | 10127.5592
2026-06-23 | 11 | 10259.2842
2026-06-23 | 12 | 10297.9066
2026-06-23 | 13 | 10339.8702
2026-06-23 | 14 | 10383.2727
2026-06-23 | 15 | 10419.1146
2026-06-23 | 16 | 10498.3532
2026-06-23 | 17 | 10533.7297
2026-06-23 | 18 | 10532.3587
2026-06-23 | 19 | 10471.8083
2026-06-23 | 20 | 10364.21
2026-06-23 | 21 | 10315.365
2026-06-23 | 22 | 10142.5739
2026-06-23 | 23 | 9984.8042
2026-06-23 | 24 | 9596.9956
2026-06-24 | 1 | 9314.5362
2026-06-24 | 2 | 9097.293
2026-06-24 | 3 | 9017.7538
2026-06-24 | 4 | 8981.4778
2026-06-24 | 5 | 8964.5633
2026-06-24 | 6 | 9067.3543
2026-06-24 | 7 | 9295.3742
2026-06-24 | 8 | 9771.6274
2026-06-24 | 9 | 10122.0413
2026-06-24 | 10 | 10343.8548
2026-06-24 | 11 | 10512.2149
2026-06-24 | 12 | 10639.68
2026-06-24 | 13 | 10740.6422
2026-06-24 | 14 | 10878.5605
2026-06-24 | 15 | 11020.6319
2026-06-24 | 16 | 11083.2175
2026-06-24 | 17 | 11186.2538
2026-06-24 | 18 | 11088.8341
2026-06-24 | 19 | 10744.9387
2026-06-24 | 20 | 10656.7121
2026-06-24 | 21 | 10586.5953
2026-06-24 | 22 | 10388.5758
2026-06-24 | 23 | 10261.0796
2026-06-24 | 24 | 9848.6074
2026-06-25 | 1 | 9531.7128
2026-06-25 | 2 | 9279.5343
2026-06-25 | 3 | 9146.4675
2026-06-25 | 4 | 9093.7372
2026-06-25 | 5 | 9129.2789
2026-06-25 | 6 | 9255.9598
2026-06-25 | 7 | 9450.7866
2026-06-25 | 8 | 9851.4097
2026-06-25 | 9 | 10142.2417
2026-06-25 | 10 | 10273.635
2026-06-25 | 11 | 10335.6208
2026-06-25 | 12 | 10363.7491
2026-06-25 | 13 | 10371.9548
2026-06-25 | 14 | 10452.3678
2026-06-25 | 15 | 10383.9769
2026-06-25 | 16 | 10368.3493
2026-06-25 | 17 | 10425.6264
2026-06-25 | 18 | 10343.8847
2026-06-25 | 19 | 10185.4801
2026-06-25 | 20 | 10086.3765
2026-06-25 | 21 | 10014.1382
2026-06-25 | 22 | 9863.1566
2026-06-25 | 23 | 9723.9649
2026-06-25 | 24 | 9450.8588
2026-06-26 | 1 | 9192.6431
2026-06-26 | 2 | 9013.7734
2026-06-26 | 3 | 8903.1125
2026-06-26 | 4 | 8857.7528
2026-06-26 | 5 | 8858.0532
2026-06-26 | 6 | 8946.7984
2026-06-26 | 7 | 9162.7827
2026-06-26 | 8 | 9571.0752
2026-06-26 | 9 | 9884.5192
2026-06-26 | 10 | 10032.9393
2026-06-26 | 11 | 10108.6971
2026-06-26 | 12 | 10118.7606
2026-06-26 | 13 | 10087.9561
2026-06-26 | 14 | 10089.3566
2026-06-26 | 15 | 10084.5748
2026-06-26 | 16 | 10074.8333
2026-06-26 | 17 | 10148.7831
2026-06-26 | 18 | 10089.4616
2026-06-26 | 19 | 9978.8218
2026-06-26 | 20 | 9899.8443
2026-06-26 | 21 | 9861.1396
2026-06-26 | 22 | 9714.3817
2026-06-26 | 23 | 9640.2477
2026-06-26 | 24 | 9364.9875
2026-06-27 | 1 | 9145.7635
2026-06-27 | 2 | 8968.4028
2026-06-27 | 3 | 8866.0557
2026-06-27 | 4 | 8809.9429
2026-06-27 | 5 | 8782.4968
2026-06-27 | 6 | 8781.7911
2026-06-27 | 7 | 8807.7165
2026-06-27 | 8 | 9014.548
2026-06-27 | 9 | 9255.7086
2026-06-27 | 10 | 9486.4974
2026-06-27 | 11 | 9608.0523
2026-06-27 | 12 | 9626.2336
2026-06-27 | 13 | 9621.6919
2026-06-27 | 14 | 9595.6453
2026-06-27 | 15 | 9571.8831
2026-06-27 | 16 | 9566.4708
2026-06-27 | 17 | 9609.3682
2026-06-27 | 18 | 9670.8996
2026-06-27 | 19 | 9655.2923
2026-06-27 | 20 | 9615.1225
2026-06-27 | 21 | 9555.6112
2026-06-27 | 22 | 9459.3009
2026-06-27 | 23 | 9459.2658
2026-06-27 | 24 | 9243.4125
2026-06-28 | 1 | 9027.6216
2026-06-28 | 2 | 8888.8545
2026-06-28 | 3 | 8773.4901
2026-06-28 | 4 | 8713.1769
2026-06-28 | 5 | 8677.7864
2026-06-28 | 6 | 8661.1338
2026-06-28 | 7 | 8652.2449
2026-06-28 | 8 | 8788.6378
2026-06-28 | 9 | 9006.937
2026-06-28 | 10 | 9206.1807
2026-06-28 | 11 | 9320.6307
2026-06-28 | 12 | 9368.5002
2026-06-28 | 13 | 9393.4495
2026-06-28 | 14 | 9379.0584
2026-06-28 | 15 | 9372.4483
2026-06-28 | 16 | 9384.7547
2026-06-28 | 17 | 9463.9691
2026-06-28 | 18 | 9595.5701
2026-06-28 | 19 | 9640.2073
2026-06-28 | 20 | 9612.8064
2026-06-28 | 21 | 9593.3725
2026-06-28 | 22 | 9480.5125
2026-06-28 | 23 | 9443.6151
2026-06-28 | 24 | 9179.499
2026-06-29 | 1 | 8940.7609
2026-06-29 | 2 | 8880.4127
2026-06-29 | 3 | 8802.0279
2026-06-29 | 4 | 8769.9026
2026-06-29 | 5 | 8770.6896
2026-06-29 | 6 | 8885.9431
2026-06-29 | 7 | 9108.8135
2026-06-29 | 8 | 9544.1675
2026-06-29 | 9 | 9831.4081
2026-06-29 | 10 | 9971.1232
2026-06-29 | 11 | 9985.8915
2026-06-29 | 12 | 9951.793
2026-06-29 | 13 | 9902.506
2026-06-29 | 14 | 9883.3914
2026-06-29 | 15 | 9881.4665
2026-06-29 | 16 | 9880.8699
2026-06-29 | 17 | 9916.6823
2026-06-29 | 18 | 9963.4674
2026-06-29 | 19 | 9905.3776
2026-06-29 | 20 | 9873.1742
2026-06-29 | 21 | 9856.147
2026-06-29 | 22 | 9732.8516
2026-06-29 | 23 | 9641.3132
2026-06-29 | 24 | 9334.4457
2026-06-30 | 1 | 9073.7356
2026-06-30 | 2 | 8895.7696
2026-06-30 | 3 | 8815.2202
2026-06-30 | 4 | 8791.9615
2026-06-30 | 5 | 8826.7405
2026-06-30 | 6 | 8907.4843
2026-06-30 | 7 | 9125.5149
2026-06-30 | 8 | 9540.1928
2026-06-30 | 9 | 9842.1543
2026-06-30 | 10 | 9950.3267
2026-06-30 | 11 | 9997.4338
2026-06-30 | 12 | 10003.4346
2026-06-30 | 13 | 9976.5365
2026-06-30 | 14 | 9984.6548
2026-06-30 | 15 | 10017.3748
2026-06-30 | 16 | 10030.6537
2026-06-30 | 17 | 10078.5216
2026-06-30 | 18 | 10114.0795
2026-06-30 | 19 | 10053.7101
2026-06-30 | 20 | 9993.4287
2026-06-30 | 21 | 9968.8192
2026-06-30 | 22 | 9872.141
2026-06-30 | 23 | 9708.7607
2026-06-30 | 24 | 9379.5652
2026-07-01 | 1 | 9134.5493
2026-07-01 | 2 | 8998.4971
2026-07-01 | 3 | 8901.8272
2026-07-01 | 4 | 8859.9292
2026-07-01 | 5 | 8823.9353
2026-07-01 | 6 | 8822.8926
2026-07-01 | 7 | 8810.1552
2026-07-01 | 8 | 8949.5134
2026-07-01 | 9 | 9159.1619
2026-07-01 | 10 | 9372.7583
2026-07-01 | 11 | 9546.8533
2026-07-01 | 12 | 9679.5807
2026-07-01 | 13 | 9858.0355
2026-07-01 | 14 | 9893.0841
2026-07-01 | 15 | 9783.749
2026-07-01 | 16 | 9768.5857
2026-07-01 | 17 | 9828.1114
2026-07-01 | 18 | 9953.0864
2026-07-01 | 19 | 9958.606
2026-07-01 | 20 | 9962.946
2026-07-01 | 21 | 9940.4623
2026-07-01 | 22 | 9795.8497
2026-07-01 | 23 | 9659.2177
2026-07-01 | 24 | 9391.7136
2026-07-02 | 1 | 9149.875
2026-07-02 | 2 | 9100.3779
2026-07-02 | 3 | 8991.9612
2026-07-02 | 4 | 8955.9683
2026-07-02 | 5 | 8962.5521
2026-07-02 | 6 | 9051.5804
2026-07-02 | 7 | 9294.0671
2026-07-02 | 8 | 9720.0092
2026-07-02 | 9 | 10090.386
2026-07-02 | 10 | 10313.7428
2026-07-02 | 11 | 10433.5466
2026-07-02 | 12 | 10568.3405
2026-07-02 | 13 | 10492.2292
2026-07-02 | 14 | 10492.4282
2026-07-02 | 15 | 10511.0283
2026-07-02 | 16 | 10406.0499
2026-07-02 | 17 | 10398.3453
2026-07-02 | 18 | 10421.5419
2026-07-02 | 19 | 10327.2191
2026-07-02 | 20 | 10287.6874
2026-07-02 | 21 | 10220.0433
2026-07-02 | 22 | 10063.4435
2026-07-02 | 23 | 9959.64
2026-07-02 | 24 | 9644.7919
2026-07-03 | 1 | 9332.0937
2026-07-03 | 2 | 9141.2481
2026-07-03 | 3 | 9045.88
2026-07-03 | 4 | 9005.7359
2026-07-03 | 5 | 9009.3048
2026-07-03 | 6 | 9098.9037
2026-07-03 | 7 | 9343.9629
2026-07-03 | 8 | 9799.3653
2026-07-03 | 9 | 10113.5219
2026-07-03 | 10 | 10300.1318
2026-07-03 | 11 | 10384.3944
2026-07-03 | 12 | 10431.7394
2026-07-03 | 13 | 10357.3677
2026-07-03 | 14 | 10345.9812
2026-07-03 | 15 | 10411.5354
2026-07-03 | 16 | 10382.998
2026-07-03 | 17 | 10405.7401
2026-07-03 | 18 | 10403.9073
2026-07-03 | 19 | 10314.5343
2026-07-03 | 20 | 10238.9485
2026-07-03 | 21 | 10151.6014
2026-07-03 | 22 | 10026.4337
2026-07-03 | 23 | 9930.2157
2026-07-03 | 24 | 9621.6598
2026-07-04 | 1 | 9346.7519
2026-07-04 | 2 | 9157.4188
2026-07-04 | 3 | 9040.9267
2026-07-04 | 4 | 8980.7114
2026-07-04 | 5 | 8953.5023
2026-07-04 | 6 | 8947.6987
2026-07-04 | 7 | 8985.3149
2026-07-04 | 8 | 9163.0229
2026-07-04 | 9 | 9421.3401
2026-07-04 | 10 | 9731.0566
2026-07-04 | 11 | 9960.4964
2026-07-04 | 12 | 10100.4004
2026-07-04 | 13 | 10097.4366
2026-07-04 | 14 | 10088.239
2026-07-04 | 15 | 10117.8628
2026-07-04 | 16 | 10104.1385
2026-07-04 | 17 | 10190.1414
2026-07-04 | 18 | 10251.0433
2026-07-04 | 19 | 10171.1568
2026-07-04 | 20 | 10052.741
2026-07-04 | 21 | 9963.5468
2026-07-04 | 22 | 9842.8488
2026-07-04 | 23 | 9769.755
2026-07-04 | 24 | 9529.537
2026-07-05 | 1 | 9276.1055
2026-07-05 | 2 | 9110.0691
2026-07-05 | 3 | 8992.4079
2026-07-05 | 4 | 8934.3378
2026-07-05 | 5 | 8903.351
2026-07-05 | 6 | 8885.3337
2026-07-05 | 7 | 8907.2299
2026-07-05 | 8 | 9078.6997
2026-07-05 | 9 | 9304.1712
2026-07-05 | 10 | 9618.1244
2026-07-05 | 11 | 9836.3973
2026-07-05 | 12 | 10086.6004
2026-07-05 | 13 | 10127.956
2026-07-05 | 14 | 10187.7752
2026-07-05 | 15 | 10318.6233
2026-07-05 | 16 | 10410.1578
2026-07-05 | 17 | 10395.3545
2026-07-05 | 18 | 10474.683
2026-07-05 | 19 | 10387.3736
2026-07-05 | 20 | 10313.6435
2026-07-05 | 21 | 10279.4613
2026-07-05 | 22 | 10085.2978
2026-07-05 | 23 | 9940.7113
2026-07-05 | 24 | 9644.7299
2026-07-06 | 1 | 9377.9199
2026-07-06 | 2 | 9284.5042
2026-07-06 | 3 | 9179.1012
2026-07-06 | 4 | 9179.9399
2026-07-06 | 5 | 9200.2608
2026-07-06 | 6 | 9249.7892
2026-07-06 | 7 | 9477.3377
2026-07-06 | 8 | 9941.1318
2026-07-06 | 9 | 10290.9025
2026-07-06 | 10 | 10500.5292
2026-07-06 | 11 | 10725.4472
2026-07-06 | 12 | 10772.7743
2026-07-06 | 13 | 10764.3298
2026-07-06 | 14 | 10824.2075
2026-07-06 | 15 | 10891.0103
2026-07-06 | 16 | 10923.3157
2026-07-06 | 17 | 10993.3158
2026-07-06 | 18 | 10857.5768
2026-07-06 | 19 | 10627.7605
2026-07-06 | 20 | 10553.9558
2026-07-06 | 21 | 10434.8213
2026-07-06 | 22 | 10237.6418
2026-07-06 | 23 | 10024.6591
2026-07-06 | 24 | 9664.5116
2026-07-07 | 1 | 9396.595
2026-07-07 | 2 | 9200.5326
2026-07-07 | 3 | 9105.5028
2026-07-07 | 4 | 9104.9508
2026-07-07 | 5 | 9098.1882
2026-07-07 | 6 | 9142.055
2026-07-07 | 7 | 9402.7718
2026-07-07 | 8 | 9874.1484
2026-07-07 | 9 | 10198.7871
2026-07-07 | 10 | 10376.6554
2026-07-07 | 11 | 10524.4527
2026-07-07 | 12 | 10555.1787
2026-07-07 | 13 | 10611.43
2026-07-07 | 14 | 10644.4784
2026-07-07 | 15 | 10678.1507
2026-07-07 | 16 | 10693.1545
2026-07-07 | 17 | 10777.2036
2026-07-07 | 18 | 10915.8843
2026-07-07 | 19 | 10672.3755
2026-07-07 | 20 | 10560.1042
2026-07-07 | 21 | 10360.1285
2026-07-07 | 22 | 10168.1333
2026-07-07 | 23 | 10006.3346
2026-07-07 | 24 | 9708.4013
2026-07-08 | 1 | 9396.4139
2026-07-08 | 2 | 9210.2727
2026-07-08 | 3 | 9170.8332
2026-07-08 | 4 | 9128.7199
2026-07-08 | 5 | 9072.3764
2026-07-08 | 6 | 9151.0432
2026-07-08 | 7 | 9417.8326
2026-07-08 | 8 | 9846.2711
2026-07-08 | 9 | 10154.9273
2026-07-08 | 10 | 10306.4008
2026-07-08 | 11 | 10376.1774
2026-07-08 | 12 | 10480.7879
2026-07-08 | 13 | 10435.0206
2026-07-08 | 14 | 10532.0234
2026-07-08 | 15 | 10581.5384
2026-07-08 | 16 | 10598.9552
2026-07-08 | 17 | 10587.21
2026-07-08 | 18 | 10546.6357
2026-07-08 | 19 | 10422.9345
2026-07-08 | 20 | 10309.0399
2026-07-08 | 21 | 10208.7372
2026-07-08 | 22 | 10050.9111
2026-07-08 | 23 | 9957.8007
2026-07-08 | 24 | 9596.2561
2026-07-09 | 1 | 9310.6428
2026-07-09 | 2 | 9156.0602
2026-07-09 | 3 | 9047.0378
2026-07-09 | 4 | 8991.8575
2026-07-09 | 5 | 8988.9244
2026-07-09 | 6 | 9058.3618
2026-07-09 | 7 | 9319.1387
2026-07-09 | 8 | 9771.9604
2026-07-09 | 9 | 10097.8702
2026-07-09 | 10 | 10281.5968
2026-07-09 | 11 | 10353.1587
2026-07-09 | 12 | 10381.4678
2026-07-09 | 13 | 10371.8993
2026-07-09 | 14 | 10397.8475
2026-07-09 | 15 | 10410.9046
2026-07-09 | 16 | 10408.9496
2026-07-09 | 17 | 10402.2202
2026-07-09 | 18 | 10412.209
2026-07-09 | 19 | 10282.4886
2026-07-09 | 20 | 10216.9464
2026-07-09 | 21 | 10162.4071
2026-07-09 | 22 | 10027.9937
2026-07-09 | 23 | 9932.7805
2026-07-09 | 24 | 9656.9102
2026-07-10 | 1 | 9363.8369
2026-07-10 | 2 | 9198.3749
2026-07-10 | 3 | 9083.8354
2026-07-10 | 4 | 9057.5989
2026-07-10 | 5 | 9047.4024
2026-07-10 | 6 | 9111.1841
2026-07-10 | 7 | 9369.0975
2026-07-10 | 8 | 9816.7108
2026-07-10 | 9 | 10170.9839
2026-07-10 | 10 | 10372.8345
2026-07-10 | 11 | 10471.7359
2026-07-10 | 12 | 10503.2292
2026-07-10 | 13 | 10503.5608
2026-07-10 | 14 | 10543.9585
2026-07-10 | 15 | 10572.909
2026-07-10 | 16 | 10539.2607
2026-07-10 | 17 | 10575.9382
2026-07-10 | 18 | 10555.2021
2026-07-10 | 19 | 10422.6811
2026-07-10 | 20 | 10355.4023
2026-07-10 | 21 | 10294.2479
2026-07-10 | 22 | 10139.989
2026-07-10 | 23 | 10049.3578
2026-07-10 | 24 | 9742.5142
2026-07-11 | 1 | 9466.6731
2026-07-11 | 2 | 9265.9566
2026-07-11 | 3 | 9155.9765
2026-07-11 | 4 | 9081.9289
2026-07-11 | 5 | 9030.8541
2026-07-11 | 6 | 9008.8712
2026-07-11 | 7 | 9083.4717
2026-07-11 | 8 | 9316.5728
2026-07-11 | 9 | 9511.8465
2026-07-11 | 10 | 9733.238
2026-07-11 | 11 | 9873.6718
2026-07-11 | 12 | 10046.6103
2026-07-11 | 13 | 10001.1256
2026-07-11 | 14 | 9892.4856
2026-07-11 | 15 | 9854.55
2026-07-11 | 16 | 9855.7328
2026-07-11 | 17 | 9888.3219
2026-07-11 | 18 | 9960.1945
2026-07-11 | 19 | 9952.1869
2026-07-11 | 20 | 9841.7356
2026-07-11 | 21 | 9783.9213
2026-07-11 | 22 | 9685.7601
2026-07-11 | 23 | 9683.5492
2026-07-11 | 24 | 9446.8482
2026-07-12 | 1 | 9223.2754
2026-07-12 | 2 | 9065.0947
2026-07-12 | 3 | 8956.4531
2026-07-12 | 4 | 8906.3465
2026-07-12 | 5 | 8858.8506
2026-07-12 | 6 | 8817.9284
2026-07-12 | 7 | 8844.735
2026-07-12 | 8 | 8992.0227
2026-07-12 | 9 | 9193.512
2026-07-12 | 10 | 9401.825
2026-07-12 | 11 | 9546.3901
2026-07-12 | 12 | 9622.2712
2026-07-12 | 13 | 9726.5559
2026-07-12 | 14 | 9682.2687
2026-07-12 | 15 | 9800.3955
2026-07-12 | 16 | 9812.3747
2026-07-12 | 17 | 9957.14
2026-07-12 | 18 | 9965.3998
2026-07-12 | 19 | 9914.2041
2026-07-12 | 20 | 9875.4645
2026-07-12 | 21 | 9865.4544
2026-07-12 | 22 | 9760.24
2026-07-12 | 23 | 9685.071
2026-07-12 | 24 | 9377.4837
2026-07-13 | 1 | 9134.3649
2026-07-13 | 2 | 9050.2225
2026-07-13 | 3 | 8971.8459
2026-07-13 | 4 | 8946.1907
2026-07-13 | 5 | 8936.5982
2026-07-13 | 6 | 9009.6277
2026-07-13 | 7 | 9279.165
2026-07-13 | 8 | 9709.5463
2026-07-13 | 9 | 10028.5207
2026-07-13 | 10 | 10187.1165
2026-07-13 | 11 | 10254.5891
2026-07-13 | 12 | 10286.8708
2026-07-13 | 13 | 10295.0451
2026-07-13 | 14 | 10342.2254
2026-07-13 | 15 | 10336.4142
2026-07-13 | 16 | 10369.5199
2026-07-13 | 17 | 10469.753
2026-07-13 | 18 | 10507.7583
2026-07-13 | 19 | 10397.2988
2026-07-13 | 20 | 10332.196
2026-07-13 | 21 | 10253.4897
2026-07-13 | 22 | 10130.6153
2026-07-13 | 23 | 9965.039
2026-07-13 | 24 | 9613.3885
2026-07-14 | 1 | 9314.5184
2026-07-14 | 2 | 9121.3429
2026-07-14 | 3 | 9038.3784
2026-07-14 | 4 | 8998.6131
2026-07-14 | 5 | 8991.3055
2026-07-14 | 6 | 9062.691
2026-07-14 | 7 | 9351.7941
2026-07-14 | 8 | 9812.8304
2026-07-14 | 9 | 10126.5572
2026-07-14 | 10 | 10308.7599
2026-07-14 | 11 | 10399.5161
2026-07-14 | 12 | 10509.6637
2026-07-14 | 13 | 10544.6658
2026-07-14 | 14 | 10618.0094
2026-07-14 | 15 | 10513.4127
2026-07-14 | 16 | 10505.3972
2026-07-14 | 17 | 10500.5641
2026-07-14 | 18 | 10478.3607
2026-07-14 | 19 | 10361.5827
2026-07-14 | 20 | 10277.3707
2026-07-14 | 21 | 10219.9386
2026-07-14 | 22 | 10098.5366
2026-07-14 | 23 | 9953.0447
2026-07-14 | 24 | 9590.0874
2026-07-15 | 1 | 9321.5241
2026-07-15 | 2 | 9106.4908
2026-07-15 | 3 | 9010.6748
2026-07-15 | 4 | 8964.9885
2026-07-15 | 5 | 8965.1905
2026-07-15 | 6 | 9064.2539
2026-07-15 | 7 | 9358.1706
2026-07-15 | 8 | 9786.6035
2026-07-15 | 9 | 10130.553
2026-07-15 | 10 | 10303.3473
2026-07-15 | 11 | 10367.5225
2026-07-15 | 12 | 10395.2803
2026-07-15 | 13 | 10387.7636
2026-07-15 | 14 | 10421.8042
2026-07-15 | 15 | 10441.7777
2026-07-15 | 16 | 10449.2885
2026-07-15 | 17 | 10464.0548
2026-07-15 | 18 | 10491.4122
2026-07-15 | 19 | 10316.0411
2026-07-15 | 20 | 10246.784
2026-07-15 | 21 | 10197.2358
2026-07-15 | 22 | 10065.9936
2026-07-15 | 23 | 9928.427
2026-07-15 | 24 | 9561.3721
2026-07-16 | 1 | 9304.2324
2026-07-16 | 2 | 9213.3906
2026-07-16 | 3 | 9127.3723
2026-07-16 | 4 | 9051.1433
2026-07-16 | 5 | 9037.051
2026-07-16 | 6 | 9112.4273
2026-07-16 | 7 | 9363.9059
2026-07-16 | 8 | 9816.2544
2026-07-16 | 9 | 10186.2335
2026-07-16 | 10 | 10400.028
2026-07-16 | 11 | 10483.8364
2026-07-16 | 12 | 10485.1837
2026-07-16 | 13 | 10497.4928
2026-07-16 | 14 | 10521.4672
2026-07-16 | 15 | 10535.6811
2026-07-16 | 16 | 10542.6669
2026-07-16 | 17 | 10581.0865
2026-07-16 | 18 | 10576.2594
2026-07-16 | 19 | 10462.0661
2026-07-16 | 20 | 10385.2147
2026-07-16 | 21 | 10361.6187
2026-07-16 | 22 | 10259.4045
2026-07-16 | 23 | 10025.6046
2026-07-16 | 24 | 9720.0731
2026-07-17 | 1 | 9414.965
2026-07-17 | 2 | 9227.1002
2026-07-17 | 3 | 9123.6114
2026-07-17 | 4 | 9055.1444
2026-07-17 | 5 | 9040.2437
2026-07-17 | 6 | 9093.9606
2026-07-17 | 7 | 9398.2703
2026-07-17 | 8 | 9862.8094
2026-07-17 | 9 | 10212.0745
2026-07-17 | 10 | 10441.1865
2026-07-17 | 11 | 10607.9989
2026-07-17 | 12 | 10726.082
2026-07-17 | 13 | 10770.9943
2026-07-17 | 14 | 10865.3745
2026-07-17 | 15 | 10913.5026
2026-07-17 | 16 | 10958.0689
2026-07-17 | 17 | 11014.7807
2026-07-17 | 18 | 10995.371
2026-07-17 | 19 | 10869.8061
2026-07-17 | 20 | 10815.1618
2026-07-17 | 21 | 10655.0553
2026-07-17 | 22 | 10461.3131
2026-07-17 | 23 | 10255.7093
2026-07-17 | 24 | 9898.5962
2026-07-18 | 1 | 9598.4097
2026-07-18 | 2 | 9480.3722
2026-07-18 | 3 | 9299.6678
2026-07-18 | 4 | 9227.2773
2026-07-18 | 5 | 9213.0829
2026-07-18 | 6 | 9146.8534
2026-07-18 | 7 | 9194.1432
2026-07-18 | 8 | 9451.4087
2026-07-18 | 9 | 9760.7257
2026-07-18 | 10 | 10145.0567
2026-07-18 | 11 | 10442.733
2026-07-18 | 12 | 10667.6005
2026-07-18 | 13 | 10712.7627
2026-07-18 | 14 | 10829.2264
2026-07-18 | 15 | 10757.8829
2026-07-18 | 16 | 10698.5087
2026-07-18 | 17 | 10748.9316
2026-07-18 | 18 | 10745.9566
2026-07-18 | 19 | 10647.0449
2026-07-18 | 20 | 10575.3583
2026-07-18 | 21 | 10408.4282
2026-07-18 | 22 | 10254.7335
2026-07-18 | 23 | 10100.1937
2026-07-18 | 24 | 9868.9906
2026-07-19 | 1 | 9587.406
2026-07-19 | 2 | 9393.8212
2026-07-19 | 3 | 9258.249
2026-07-19 | 4 | 9119.7692
2026-07-19 | 5 | 9170.3386
2026-07-19 | 6 | 9096.9145
2026-07-19 | 7 | 9103.3503
2026-07-19 | 8 | 9283.1
2026-07-19 | 9 | 9485.1205
2026-07-19 | 10 | 9746.9086
2026-07-19 | 11 | 9940.9271
2026-07-19 | 12 | 10094.9713
2026-07-19 | 13 | 10191.756
2026-07-19 | 14 | 10234.9971
2026-07-19 | 15 | 10137.4659
2026-07-19 | 16 | 10123.1746
2026-07-19 | 17 | 10215.947
2026-07-19 | 18 | 10306.5173
2026-07-19 | 19 | 10158.836
2026-07-19 | 20 | 10136.8472
2026-07-19 | 21 | 10095.2917
2026-07-19 | 22 | 9960.9752
2026-07-19 | 23 | 9854.0327
2026-07-19 | 24 | 9568.4094
2026-07-20 | 1 | 9320.4914
2026-07-20 | 2 | 9196.9913
2026-07-20 | 3 | 9109.218
2026-07-20 | 4 | 9052.6258
2026-07-20 | 5 | 9093.1829
2026-07-20 | 6 | 9155.0289
2026-07-20 | 7 | 9379.5952
2026-07-20 | 8 | 9880.8081
2026-07-20 | 9 | 10227.7541
2026-07-20 | 10 | 10434.7817
2026-07-20 | 11 | 10500.8558
2026-07-20 | 12 | 10564.764
2026-07-20 | 13 | 10621.3302
2026-07-20 | 14 | 10614.4679
2026-07-20 | 15 | 10650.5643
2026-07-20 | 16 | 10681.0334
2026-07-20 | 17 | 10742.5041
2026-07-20 | 18 | 10749.5203
2026-07-20 | 19 | 10563.2016
2026-07-20 | 20 | 10534.8029
2026-07-20 | 21 | 10486.5428
2026-07-20 | 22 | 10314.9367
2026-07-20 | 23 | 10114.9896
2026-07-20 | 24 | 9736.6269
2026-07-21 | 1 | 9418.0422
2026-07-21 | 2 | 9190.2734
2026-07-21 | 3 | 9089.4907
2026-07-21 | 4 | 9040.5116
2026-07-21 | 5 | 9095.6367
2026-07-21 | 6 | 9129.563
2026-07-21 | 7 | 9406.5672
2026-07-21 | 8 | 9873.4651
2026-07-21 | 9 | 10181.9234
2026-07-21 | 10 | 10360.5187
2026-07-21 | 11 | 10468.9087
2026-07-21 | 12 | 10541.6635
2026-07-21 | 13 | 10572.9373
2026-07-21 | 14 | 10631.8426
2026-07-21 | 15 | 10643.2208
2026-07-21 | 16 | 10719.2171
2026-07-21 | 17 | 10794.5982
2026-07-21 | 18 | 10790.5801
2026-07-21 | 19 | 10635.3548
2026-07-21 | 20 | 10568.6383
2026-07-21 | 21 | 10473.6428
2026-07-21 | 22 | 10302.1883
2026-07-21 | 23 | 10079.4104
2026-07-21 | 24 | 9724.6145
2026-07-22 | 1 | 9359.8754
2026-07-22 | 2 | 9199.9802
2026-07-22 | 3 | 9144.076
2026-07-22 | 4 | 9080.8478
2026-07-22 | 5 | 9105.3441
2026-07-22 | 6 | 9162.0302
2026-07-22 | 7 | 9451.8071
2026-07-22 | 8 | 9894.0652
2026-07-22 | 9 | 10242.2956
2026-07-22 | 10 | 10444.6355
2026-07-22 | 11 | 10567.5087
2026-07-22 | 12 | 10750.179
2026-07-22 | 13 | 10817.0725
2026-07-22 | 14 | 10943.5083
2026-07-22 | 15 | 11043.231
2026-07-22 | 16 | 11110.1772
2026-07-22 | 17 | 11200.4195
2026-07-22 | 18 | 11142.0731
2026-07-22 | 19 | 10995.6664
2026-07-22 | 20 | 10873.9933
2026-07-22 | 21 | 10716.7308
2026-07-22 | 22 | 10609.11
2026-07-22 | 23 | 10364.5471
2026-07-22 | 24 | 9967.8795
2026-07-23 | 1 | 9635.9446
2026-07-23 | 2 | 9516.5036
2026-07-23 | 3 | 9351.3347
2026-07-23 | 4 | 9290.5716
2026-07-23 | 5 | 9299.7985
2026-07-23 | 6 | 9339.5095
2026-07-23 | 7 | 9588.9617
2026-07-23 | 8 | 10073.8909
2026-07-23 | 9 | 10450.1269
2026-07-23 | 10 | 10695.4669
2026-07-23 | 11 | 10729.0701
2026-07-23 | 12 | 10776.6991
2026-07-23 | 13 | 10815.298
2026-07-23 | 14 | 10854.1538
2026-07-23 | 15 | 10839.0316
2026-07-23 | 16 | 10853.9441
2026-07-23 | 17 | 10784.8236
2026-07-23 | 18 | 10757.0925
2026-07-23 | 19 | 10635.7191
2026-07-23 | 20 | 10515.8149
2026-07-23 | 21 | 10443.8006
2026-07-23 | 22 | 10311.5357
2026-07-23 | 23 | 10068.6786
2026-07-23 | 24 | 9749.6453
2026-07-24 | 1 | 9478.1608
2026-07-24 | 2 | 9291.6644
2026-07-24 | 3 | 9174.0071
2026-07-24 | 4 | 9129.934
2026-07-24 | 5 | 9116.0198
2026-07-24 | 6 | 9193.2609
2026-07-24 | 7 | 9439.8226
2026-07-24 | 8 | 9873.8698
2026-07-24 | 9 | 10193.0019
2026-07-24 | 10 | 10431.4536
2026-07-24 | 11 | 10585.3758
2026-07-24 | 12 | 10661.7965
2026-07-24 | 13 | 10780.682
2026-07-24 | 14 | 10736.9276
2026-07-24 | 15 | 10695.9335
2026-07-24 | 16 | 10745.2326
2026-07-24 | 17 | 10754.4591
2026-07-24 | 18 | 10752.2123
2026-07-24 | 19 | 10588.1908
2026-07-24 | 20 | 10529.231
2026-07-24 | 21 | 10401.838
2026-07-24 | 22 | 10294.1295
2026-07-24 | 23 | 10061.7747
2026-07-24 | 24 | 9729.3765
2026-07-25 | 1 | 9420.7861
2026-07-25 | 2 | 9241.4438
2026-07-25 | 3 | 9120.6405
2026-07-25 | 4 | 9039.5721
2026-07-25 | 5 | 9047.9072
2026-07-25 | 6 | 8975.2022
2026-07-25 | 7 | 9063.0731
2026-07-25 | 8 | 9318.5571
2026-07-25 | 9 | 9545.1745
2026-07-25 | 10 | 9844.7594
2026-07-25 | 11 | 10061.2288
2026-07-25 | 12 | 10178.2306
2026-07-25 | 13 | 10245.332
2026-07-25 | 14 | 10270.4743
2026-07-25 | 15 | 10271.7434
2026-07-25 | 16 | 10312.8606
2026-07-25 | 17 | 10345.3357
2026-07-25 | 18 | 10462.5654
2026-07-25 | 19 | 10258.6917
2026-07-25 | 20 | 10187.6477
2026-07-25 | 21 | 10140.3233
2026-07-25 | 22 | 10079.2118
2026-07-25 | 23 | 9965.6425
2026-07-25 | 24 | 9686.3607
2026-07-26 | 1 | 9458.209
2026-07-26 | 2 | 9270.1887
2026-07-26 | 3 | 9142.411
2026-07-26 | 4 | 9075.4712
2026-07-26 | 5 | 9090.8272
2026-07-26 | 6 | 8944.2121
2026-07-26 | 7 | 9023.2259
2026-07-26 | 8 | 9199.5884
2026-07-26 | 9 | 9457.4871
2026-07-26 | 10 | 9738.3047
2026-07-26 | 11 | 9933.1705
2026-07-26 | 12 | 10074.7651
2026-07-26 | 13 | 10216.7827
2026-07-26 | 14 | 10369.2746
2026-07-26 | 15 | 10394.1975
2026-07-26 | 16 | 10447.0263
2026-07-26 | 17 | 10593.4797
2026-07-26 | 18 | 10521.8606
2026-07-26 | 19 | 10411.9523
2026-07-26 | 20 | 10391.9305
2026-07-26 | 21 | 10339.761
2026-07-26 | 22 | 10198.2717
2026-07-26 | 23 | 10016.7041
2026-07-26 | 24 | 9674.9353
2026-07-27 | 1 | 9403.1064
2026-07-27 | 2 | 9277.1452
2026-07-27 | 3 | 9175.8098
2026-07-27 | 4 | 9132.5877
2026-07-27 | 5 | 9158.8767
2026-07-27 | 6 | 9153.0339
2026-07-27 | 7 | 9458.9988
2026-07-27 | 8 | 9937.264
2026-07-27 | 9 | 10268.413
2026-07-27 | 10 | 10472.5229
2026-07-27 | 11 | 10617.2325
2026-07-27 | 12 | 10724.9209
2026-07-27 | 13 | 10782.7933
2026-07-27 | 14 | 10799.4504
2026-07-27 | 15 | 10822.4657
2026-07-27 | 16 | 10902.0674
2026-07-27 | 17 | 10981.0182
2026-07-27 | 18 | 10905.5948
2026-07-27 | 19 | 10787.4131
2026-07-27 | 20 | 10712.2797
2026-07-27 | 21 | 10632.998
2026-07-27 | 22 | 10534.2495
2026-07-27 | 23 | 10325.432
2026-07-27 | 24 | 9865.0483
2026-07-28 | 1 | 9580.5435
2026-07-28 | 2 | 9360.8954
2026-07-28 | 3 | 9244.8978
2026-07-28 | 4 | 9209.2455
2026-07-28 | 5 | 9239.976
2026-07-28 | 6 | 9231.2118
2026-07-28 | 7 | 9536.5392
2026-07-28 | 8 | 10002.0129
2026-07-28 | 9 | 10353.5552
2026-07-28 | 10 | 10619.7089
2026-07-28 | 11 | 10858.5067
2026-07-28 | 12 | 11018.8878
2026-07-28 | 13 | 11093.3303
2026-07-28 | 14 | 11190.9886
2026-07-28 | 15 | 11266.0717
2026-07-28 | 16 | 11312.2936
2026-07-28 | 17 | 11290.9483
2026-07-28 | 18 | 11208.5763
2026-07-28 | 19 | 11046.2266
2026-07-28 | 20 | 11018.0355
2026-07-28 | 21 | 10955.1504
2026-07-28 | 22 | 10749.4089
2026-07-28 | 23 | 10491.1798
2026-07-28 | 24 | 10111.623
2026-07-29 | 1 | 9793.4511
2026-07-29 | 2 | 9487.8251
2026-07-29 | 3 | 9340.8511
2026-07-29 | 4 | 9284.6048
2026-07-29 | 5 | 9323.4499
2026-07-29 | 6 | 9302.3755
2026-07-29 | 7 | 9590.1438
2026-07-29 | 8 | 10073.915
2026-07-29 | 9 | 10440.4785
2026-07-29 | 10 | 10650.207
2026-07-29 | 11 | 10805.7453
2026-07-29 | 12 | 10960.0512
2026-07-29 | 13 | 11058.5305
2026-07-29 | 14 | 11171.1645
2026-07-29 | 15 | 11243.6932
2026-07-29 | 16 | 11295.6447
2026-07-29 | 17 | 11354.4545
2026-07-29 | 18 | 11352.4716
2026-07-29 | 19 | 11199.2433
2026-07-29 | 20 | 11065.4307
2026-07-29 | 21 | 10906.7534
2026-07-29 | 22 | 10748.6048
2026-07-29 | 23 | 10434.346
2026-07-29 | 24 | 10041.4564
2026-07-30 | 1 | 9779.4778
2026-07-30 | 2 | 9562.9472
2026-07-30 | 3 | 9395.5226
2026-07-30 | 4 | 9359.7257
2026-07-30 | 5 | 9378.3529
2026-07-30 | 6 | 9460.1344
2026-07-30 | 7 | 9735.9649
2026-07-30 | 8 | 10096.2803
2026-07-30 | 9 | 10398.8176
2026-07-30 | 10 | 10583.1188
2026-07-30 | 11 | 10672.5522
2026-07-30 | 12 | 10833.9185
2026-07-30 | 13 | 10726.668
2026-07-30 | 14 | 10748.5388
2026-07-30 | 15 | 10767.6019
2026-07-30 | 16 | 10802.4373
2026-07-30 | 17 | 10723.7659
2026-07-30 | 18 | 10734.6021
2026-07-30 | 19 | 10578.148
2026-07-30 | 20 | 10467.7411
2026-07-30 | 21 | 10342.4392
2026-07-30 | 22 | 10294.2269
2026-07-30 | 23 | 10111.4656
2026-07-30 | 24 | 9776.5183
2026-07-31 | 1 | 9499.2995
2026-07-31 | 2 | 9307.2292
2026-07-31 | 3 | 9194.3359
2026-07-31 | 4 | 9140.3172
2026-07-31 | 5 | 9168.3734
2026-07-31 | 6 | 9245.7968
2026-07-31 | 7 | 9565.9769
2026-07-31 | 8 | 9913.4584
2026-07-31 | 9 | 10207.1189
2026-07-31 | 10 | 10353.8544
2026-07-31 | 11 | 10409.0373
2026-07-31 | 12 | 10417.8901
2026-07-31 | 13 | 10397.1397
2026-07-31 | 14 | 10414.5481
2026-07-31 | 15 | 10445.001
2026-07-31 | 16 | 10487.3762
2026-07-31 | 17 | 10531.0742
2026-07-31 | 18 | 10488.5463
2026-07-31 | 19 | 10386.8613
2026-07-31 | 20 | 10366.7111
2026-07-31 | 21 | 10288.0548
2026-07-31 | 22 | 10233.3707
2026-07-31 | 23 | 10017.7579
2026-07-31 | 24 | 9689.0059
2026-08-01 | 1 | 9425.645
2026-08-01 | 2 | 9217.2708
2026-08-01 | 3 | 9087.4041
2026-08-01 | 4 | 9028.1183
2026-08-01 | 5 | 9073.8704
2026-08-01 | 6 | 9045.5451
2026-08-01 | 7 | 9142.2033
2026-08-01 | 8 | 9229.8983
2026-08-01 | 9 | 9529.4407
2026-08-01 | 10 | 9872.9712
2026-08-01 | 11 | 10097.73
2026-08-01 | 12 | 10224.5416
2026-08-01 | 13 | 10294.9104
2026-08-01 | 14 | 10341.6015
2026-08-01 | 15 | 10407.2396
2026-08-01 | 16 | 10456.3377
2026-08-01 | 17 | 10579.3636
2026-08-01 | 18 | 10495.69
2026-08-01 | 19 | 10421.2997
2026-08-01 | 20 | 10324.9161
2026-08-01 | 21 | 10224.6447
2026-08-01 | 22 | 10196.2438
2026-08-01 | 23 | 9994.7244
2026-08-01 | 24 | 9696.5409
2026-08-02 | 1 | 9477.9792
2026-08-02 | 2 | 9253.1971
2026-08-02 | 3 | 9105.4445
2026-08-02 | 4 | 9035.3019
2026-08-02 | 5 | 9045.4925
2026-08-02 | 6 | 9006.3671
2026-08-02 | 7 | 9095.8369
2026-08-02 | 8 | 9234.4197
2026-08-02 | 9 | 9495.1445
2026-08-02 | 10 | 9835.3831
2026-08-02 | 11 | 10144.3904
2026-08-02 | 12 | 10474.5726
2026-08-02 | 13 | 10615.7462
2026-08-02 | 14 | 10653.5768
2026-08-02 | 15 | 10635.0791
2026-08-02 | 16 | 10672.5304
2026-08-02 | 17 | 10806.9551
2026-08-02 | 18 | 10886.3766
2026-08-02 | 19 | 10765.6543
2026-08-02 | 20 | 10662.4913
2026-08-02 | 21 | 10533.8722
2026-08-02 | 22 | 10452.1669
2026-08-02 | 23 | 10153.9349
2026-08-02 | 24 | 9788.0368
2026-08-03 | 1 | 9492.4625
2026-08-03 | 2 | 9395.9901
2026-08-03 | 3 | 9285.8159
2026-08-03 | 4 | 9211.2137
2026-08-03 | 5 | 9219.8057
2026-08-03 | 6 | 9196.8297
2026-08-03 | 7 | 9311.8748
2026-08-03 | 8 | 9445.6142
2026-08-03 | 9 | 9726.2275
2026-08-03 | 10 | 10110.555
2026-08-03 | 11 | 10344.0885
2026-08-03 | 12 | 10482.1504
2026-08-03 | 13 | 10497.9719
2026-08-03 | 14 | 10521.0069
2026-08-03 | 15 | 10510.7957
2026-08-03 | 16 | 10556.8479
2026-08-03 | 17 | 10563.6423
2026-08-03 | 18 | 10628.6965
2026-08-03 | 19 | 10550.5795
2026-08-03 | 20 | 10461.6954
2026-08-03 | 21 | 10306.5935
2026-08-03 | 22 | 10288.4236
2026-08-03 | 23 | 10058.8073
2026-08-03 | 24 | 9754.8476
2026-08-04 | 1 | 9526.8569
2026-08-04 | 2 | 9374.1501
2026-08-04 | 3 | 9242.8496
2026-08-04 | 4 | 9180.5631
2026-08-04 | 5 | 9194.6503
2026-08-04 | 6 | 9253.5176
2026-08-04 | 7 | 9607.9111
2026-08-04 | 8 | 10012.2795
2026-08-04 | 9 | 10295.7728
2026-08-04 | 10 | 10536.6764
2026-08-04 | 11 | 10716.2798
2026-08-04 | 12 | 10815.2358
2026-08-04 | 13 | 10820.1683
2026-08-04 | 14 | 10883.507
2026-08-04 | 15 | 10906.3523
2026-08-04 | 16 | 10942.5709
2026-08-04 | 17 | 11010.2054
2026-08-04 | 18 | 11048.1514
2026-08-04 | 19 | 10883.3316
2026-08-04 | 20 | 10787.6987
2026-08-04 | 21 | 10678.1985
2026-08-04 | 22 | 10567.1756
2026-08-04 | 23 | 10235.8712
2026-08-04 | 24 | 9823.4795
2026-08-05 | 1 | 9514.2345
2026-08-05 | 2 | 9308.9191
2026-08-05 | 3 | 9173.6431
2026-08-05 | 4 | 9156.36
2026-08-05 | 5 | 9174.2046
2026-08-05 | 6 | 9241.5747
2026-08-05 | 7 | 9557.9557
2026-08-05 | 8 | 9969.4995
2026-08-05 | 9 | 10317.4053
2026-08-05 | 10 | 10544.4356
2026-08-05 | 11 | 10709.4711
2026-08-05 | 12 | 10841.5767
2026-08-05 | 13 | 10973.994
2026-08-05 | 14 | 11061.8271
2026-08-05 | 15 | 11148.1212
2026-08-05 | 16 | 11373.3948
2026-08-05 | 17 | 11438.2108
2026-08-05 | 18 | 11198.157
2026-08-05 | 19 | 10967.5128
2026-08-05 | 20 | 10888.6229
2026-08-05 | 21 | 10787.0638
2026-08-05 | 22 | 10741.0577
2026-08-05 | 23 | 10408.5366
2026-08-05 | 24 | 10089.8091
2026-08-06 | 1 | 9722.5287
2026-08-06 | 2 | 9499.1082
2026-08-06 | 3 | 9370.7126
2026-08-06 | 4 | 9287.3159
2026-08-06 | 5 | 9333.2317
2026-08-06 | 6 | 9406.6399
2026-08-06 | 7 | 9694.7529
2026-08-06 | 8 | 10094.5988
2026-08-06 | 9 | 10413.2928
2026-08-06 | 10 | 10645.0135
2026-08-06 | 11 | 10835.3318
2026-08-06 | 12 | 10923.6433
2026-08-06 | 13 | 10977.8928
2026-08-06 | 14 | 11108.4239
2026-08-06 | 15 | 11127.584
2026-08-06 | 16 | 11369.1744
2026-08-06 | 17 | 11350.0489
2026-08-06 | 18 | 11230.8086
2026-08-06 | 19 | 11078.8482
2026-08-06 | 20 | 10895.6604
2026-08-06 | 21 | 10793.8808
2026-08-06 | 22 | 10688.0499
2026-08-06 | 23 | 10348.1956
2026-08-06 | 24 | 10004.0679
2026-08-07 | 1 | 9736.428
2026-08-07 | 2 | 9499.6165
2026-08-07 | 3 | 9339.5646
2026-08-07 | 4 | 9263.2212
2026-08-07 | 5 | 9288.9102
2026-08-07 | 6 | 9454.0191
2026-08-07 | 7 | 9770.4389
2026-08-07 | 8 | 10069.3641
2026-08-07 | 9 | 10426.2694
2026-08-07 | 10 | 10707.0497
2026-08-07 | 11 | 10903.102
2026-08-07 | 12 | 11100.8163
2026-08-07 | 13 | 11234.7842
2026-08-07 | 14 | 11336.427
2026-08-07 | 15 | 11409.986
2026-08-07 | 16 | 11501.9035
2026-08-07 | 17 | 11492.1661
2026-08-07 | 18 | 11510.0926
2026-08-07 | 19 | 11296.0482
2026-08-07 | 20 | 11192.6698
2026-08-07 | 21 | 11009.259
2026-08-07 | 22 | 10861.0028
2026-08-07 | 23 | 10601.595
2026-08-07 | 24 | 10230.8498
2026-08-08 | 1 | 9917.3412
2026-08-08 | 2 | 9612.3765
2026-08-08 | 3 | 9432.8469
2026-08-08 | 4 | 9379.3951
2026-08-08 | 5 | 9352.9345
2026-08-08 | 6 | 9362.1295
2026-08-08 | 7 | 9478.4974
2026-08-08 | 8 | 9569.767
2026-08-08 | 9 | 9827.9937
2026-08-08 | 10 | 10198.4701
2026-08-08 | 11 | 10413.6243
2026-08-08 | 12 | 10545.7471
2026-08-08 | 13 | 10616.834
2026-08-08 | 14 | 10587.5146
2026-08-08 | 15 | 10578.1822
2026-08-08 | 16 | 10575.5513
2026-08-08 | 17 | 10747.5693
2026-08-08 | 18 | 10636.042
2026-08-08 | 19 | 10595.9475
2026-08-08 | 20 | 10433.0902
2026-08-08 | 21 | 10319.0393
2026-08-08 | 22 | 10327.8563
2026-08-08 | 23 | 10066.3685
2026-08-08 | 24 | 9811.1496
2026-08-09 | 1 | 9557.2287
2026-08-09 | 2 | 9363.8616
2026-08-09 | 3 | 9231.3856
2026-08-09 | 4 | 9129.0289
2026-08-09 | 5 | 9138.76
2026-08-09 | 6 | 9165.7662
2026-08-09 | 7 | 9283.3088
2026-08-09 | 8 | 9293.0922
2026-08-09 | 9 | 9513.4199
2026-08-09 | 10 | 9804.516
2026-08-09 | 11 | 10088.0717
2026-08-09 | 12 | 10193.3279
2026-08-09 | 13 | 10243.6458
2026-08-09 | 14 | 10417.631
2026-08-09 | 15 | 10210.2049
2026-08-09 | 16 | 10294.0367
2026-08-09 | 17 | 10374.3082
2026-08-09 | 18 | 10468.0589
2026-08-09 | 19 | 10416.4235
2026-08-09 | 20 | 10396.5529
2026-08-09 | 21 | 10292.1667
2026-08-09 | 22 | 10315.0106
2026-08-09 | 23 | 10021.9121
2026-08-09 | 24 | 9721.4788
2026-08-10 | 1 | 9453.0834
2026-08-10 | 2 | 9314.8768
2026-08-10 | 3 | 9209.0338
2026-08-10 | 4 | 9171.5358
2026-08-10 | 5 | 9240.0725
2026-08-10 | 6 | 9393.4093
2026-08-10 | 7 | 9765.903
2026-08-10 | 8 | 10039.3665
2026-08-10 | 9 | 10338.4003
2026-08-10 | 10 | 10476.2284
2026-08-10 | 11 | 10541.0565
2026-08-10 | 12 | 10557.6091
2026-08-10 | 13 | 10551.9677
2026-08-10 | 14 | 10569.9777
2026-08-10 | 15 | 10596.9593
2026-08-10 | 16 | 10660.9468
2026-08-10 | 17 | 10695.1949
2026-08-10 | 18 | 10684.8873
2026-08-10 | 19 | 10542.3005
2026-08-10 | 20 | 10469.7962
2026-08-10 | 21 | 10414.5428
2026-08-10 | 22 | 10410.2648
2026-08-10 | 23 | 10091.2646
2026-08-10 | 24 | 9722.6602
2026-08-11 | 1 | 9470.8287
2026-08-11 | 2 | 9261.7784
2026-08-11 | 3 | 9151.3366
2026-08-11 | 4 | 9102.9837
2026-08-11 | 5 | 9133.0842
2026-08-11 | 6 | 9284.9941
2026-08-11 | 7 | 9610.6406
2026-08-11 | 8 | 9964.8109
2026-08-11 | 9 | 10284.3936
2026-08-11 | 10 | 10437.7683
2026-08-11 | 11 | 10518.9808
2026-08-11 | 12 | 10594.0223
2026-08-11 | 13 | 10631.8557
2026-08-11 | 14 | 10701.0641
2026-08-11 | 15 | 10787.6964
2026-08-11 | 16 | 10795.8037
2026-08-11 | 17 | 10797.9862
2026-08-11 | 18 | 10786.9209
2026-08-11 | 19 | 10639.8788
2026-08-11 | 20 | 10559.5465
2026-08-11 | 21 | 10513.4669
2026-08-11 | 22 | 10553.2086
2026-08-11 | 23 | 10297.53
2026-08-11 | 24 | 9934.102
2026-08-12 | 1 | 9681.9714
2026-08-12 | 2 | 9418.6608
2026-08-12 | 3 | 9288.0628
2026-08-12 | 4 | 9211.6424
2026-08-12 | 5 | 9206.6348
2026-08-12 | 6 | 9364.1059
2026-08-12 | 7 | 9683.4347
2026-08-12 | 8 | 9980.1177
2026-08-12 | 9 | 10311.1512
2026-08-12 | 10 | 10547.3428
2026-08-12 | 11 | 10663.4704
2026-08-12 | 12 | 10730.5173
2026-08-12 | 13 | 10717.3388
2026-08-12 | 14 | 10745.5783
2026-08-12 | 15 | 10808.0831
2026-08-12 | 16 | 10800.5814
2026-08-12 | 17 | 10761.901
2026-08-12 | 18 | 10883.0221
2026-08-12 | 19 | 10711.7264
2026-08-12 | 20 | 10693.6064
2026-08-12 | 21 | 10606.3226
2026-08-12 | 22 | 10666.9133
2026-08-12 | 23 | 10330.1523
2026-08-12 | 24 | 9873.6346
2026-08-13 | 1 | 9605.826
2026-08-13 | 2 | 9447.9984
2026-08-13 | 3 | 9345.7228
2026-08-13 | 4 | 9301.9052
2026-08-13 | 5 | 9318.9849
2026-08-13 | 6 | 9435.1059
2026-08-13 | 7 | 9766.1832
2026-08-13 | 8 | 10049.0587
2026-08-13 | 9 | 10382.7996
2026-08-13 | 10 | 10526.2398
2026-08-13 | 11 | 10636.1436
2026-08-13 | 12 | 10675.7201
2026-08-13 | 13 | 10713.6941
2026-08-13 | 14 | 10784.684
2026-08-13 | 15 | 10760.5255
2026-08-13 | 16 | 10787.167
2026-08-13 | 17 | 10794.7804
2026-08-13 | 18 | 10819.6826
2026-08-13 | 19 | 10564.3947
2026-08-13 | 20 | 10406.9755
2026-08-13 | 21 | 10370.2597
2026-08-13 | 22 | 10429.9926
2026-08-13 | 23 | 10088.2159
2026-08-13 | 24 | 9785.194
2026-08-14 | 1 | 9533.6026
2026-08-14 | 2 | 9341.6337
2026-08-14 | 3 | 9222.9234
2026-08-14 | 4 | 9164.9657
2026-08-14 | 5 | 9193.3852
2026-08-14 | 6 | 9319.2806
2026-08-14 | 7 | 9628.651
2026-08-14 | 8 | 9946.8337
2026-08-14 | 9 | 10298.1383
2026-08-14 | 10 | 10490.3238
2026-08-14 | 11 | 10538.6417
2026-08-14 | 12 | 10581.7224
2026-08-14 | 13 | 10575.912
2026-08-14 | 14 | 10632.0262
2026-08-14 | 15 | 10650.7601
2026-08-14 | 16 | 10704.2383
2026-08-14 | 17 | 10741.6996
2026-08-14 | 18 | 10740.4195
2026-08-14 | 19 | 10592.6086
2026-08-14 | 20 | 10514.5179
2026-08-14 | 21 | 10450.0673
2026-08-14 | 22 | 10469.3692
2026-08-14 | 23 | 10150.2283
2026-08-14 | 24 | 9855.4645
2026-08-15 | 1 | 9573.8652
2026-08-15 | 2 | 9356.7181
2026-08-15 | 3 | 9241.5756
2026-08-15 | 4 | 9182.0087
2026-08-15 | 5 | 9174.8299
2026-08-15 | 6 | 9167.6976
2026-08-15 | 7 | 9267.8624
2026-08-15 | 8 | 9347.7142
2026-08-15 | 9 | 9655.269
2026-08-15 | 10 | 9978.7016
2026-08-15 | 11 | 10254.7166
2026-08-15 | 12 | 10409.319
2026-08-15 | 13 | 10520.041
2026-08-15 | 14 | 10586.3101
2026-08-15 | 15 | 10536.2458
2026-08-15 | 16 | 10519.0382
2026-08-15 | 17 | 10605.6079
2026-08-15 | 18 | 10672.4918
2026-08-15 | 19 | 10543.1198
2026-08-15 | 20 | 10503.092
2026-08-15 | 21 | 10369.356
2026-08-15 | 22 | 10425.5473
2026-08-15 | 23 | 10196.0387
2026-08-15 | 24 | 9943.0376
2026-08-16 | 1 | 9746.5295
2026-08-16 | 2 | 9501.3159
2026-08-16 | 3 | 9354.1442
2026-08-16 | 4 | 9261.7452
2026-08-16 | 5 | 9225.4092
2026-08-16 | 6 | 9233.3571
2026-08-16 | 7 | 9318.2347
2026-08-16 | 8 | 9310.5302
2026-08-16 | 9 | 9532.9319
2026-08-16 | 10 | 9790.3121
2026-08-16 | 11 | 9981.7759
2026-08-16 | 12 | 10134.8705
2026-08-16 | 13 | 10239.9341
2026-08-16 | 14 | 10283.6769
2026-08-16 | 15 | 10311.8922
2026-08-16 | 16 | 10377.7673
2026-08-16 | 17 | 10488.0515
2026-08-16 | 18 | 10570.2665
2026-08-16 | 19 | 10451.0245
2026-08-16 | 20 | 10379.9321
2026-08-16 | 21 | 10281.7617
2026-08-16 | 22 | 10311.4908
2026-08-16 | 23 | 10060.767
2026-08-16 | 24 | 9778.1037
2026-08-17 | 1 | 9544.1488
2026-08-17 | 2 | 9369.747
2026-08-17 | 3 | 9243.6345
2026-08-17 | 4 | 9230.2577
2026-08-17 | 5 | 9252.0057
2026-08-17 | 6 | 9356.2283
2026-08-17 | 7 | 9647.8154
2026-08-17 | 8 | 9972.4033
2026-08-17 | 9 | 10270.8351
2026-08-17 | 10 | 10400.7772
2026-08-17 | 11 | 10486.1276
2026-08-17 | 12 | 10544.5042
2026-08-17 | 13 | 10540.0136
2026-08-17 | 14 | 10591.5684
2026-08-17 | 15 | 10618.2186
2026-08-17 | 16 | 10700.0871
2026-08-17 | 17 | 10808.1588
2026-08-17 | 18 | 10811.4288
2026-08-17 | 19 | 10643.5585
2026-08-17 | 20 | 10579.6728
2026-08-17 | 21 | 10486.5064
2026-08-17 | 22 | 10488.2785
2026-08-17 | 23 | 10137.5386
2026-08-17 | 24 | 9762.7688
2026-08-18 | 1 | 9462.0042
2026-08-18 | 2 | 9259.6102
2026-08-18 | 3 | 9170.6082
2026-08-18 | 4 | 9129.6722
2026-08-18 | 5 | 9216.3443
2026-08-18 | 6 | 9376.5373
2026-08-18 | 7 | 9653.3326
2026-08-18 | 8 | 9954.8215
2026-08-18 | 9 | 10266.9091
2026-08-18 | 10 | 10413.2519
2026-08-18 | 11 | 10561.968
2026-08-18 | 12 | 10571.1306
2026-08-18 | 13 | 10575.5939
2026-08-18 | 14 | 10662.3199
2026-08-18 | 15 | 10724.8538
2026-08-18 | 16 | 10780.3023
2026-08-18 | 17 | 10861.7125
2026-08-18 | 18 | 10894.0935
2026-08-18 | 19 | 10766.3002
2026-08-18 | 20 | 10636.4875
2026-08-18 | 21 | 10539.6049
2026-08-18 | 22 | 10511.1097
2026-08-18 | 23 | 10229.191
2026-08-18 | 24 | 9859.2358
2026-08-19 | 1 | 9488.1858
2026-08-19 | 2 | 9304.4125
2026-08-19 | 3 | 9205.1834
2026-08-19 | 4 | 9152.6686
2026-08-19 | 5 | 9188.6755
2026-08-19 | 6 | 9330.5689
2026-08-19 | 7 | 9614.6362
2026-08-19 | 8 | 9942.78
2026-08-19 | 9 | 10271.4077
2026-08-19 | 10 | 10496.3761
2026-08-19 | 11 | 10669.9769
2026-08-19 | 12 | 10766.4818
2026-08-19 | 13 | 10854.3448
2026-08-19 | 14 | 10914.107
2026-08-19 | 15 | 10926.1272
2026-08-19 | 16 | 11007.3703
2026-08-19 | 17 | 11069.6233
2026-08-19 | 18 | 11091.8549
2026-08-19 | 19 | 10922.5578
2026-08-19 | 20 | 10784.0731
2026-08-19 | 21 | 10685.8099
2026-08-19 | 22 | 10627.7112
2026-08-19 | 23 | 10228.9446
2026-08-19 | 24 | 9966.2384
2026-08-20 | 1 | 9564.4105
2026-08-20 | 2 | 9385.7787
2026-08-20 | 3 | 9275.5001
2026-08-20 | 4 | 9195.7315
2026-08-20 | 5 | 9217.8593
2026-08-20 | 6 | 9375.6167
2026-08-20 | 7 | 9636.6012
2026-08-20 | 8 | 9966.865
2026-08-20 | 9 | 10292.1855
2026-08-20 | 10 | 10536.6808
2026-08-20 | 11 | 10739.6316
2026-08-20 | 12 | 10869.8092
2026-08-20 | 13 | 10930.5277
2026-08-20 | 14 | 11015.868
2026-08-20 | 15 | 11053.082
2026-08-20 | 16 | 11127.5188
2026-08-20 | 17 | 11170.6275
2026-08-20 | 18 | 11116.6331
2026-08-20 | 19 | 10934.8472
2026-08-20 | 20 | 10847.9579
2026-08-20 | 21 | 10695.7709
2026-08-20 | 22 | 10590.8053
2026-08-20 | 23 | 10206.6897
2026-08-20 | 24 | 9874.3686
2026-08-21 | 1 | 9549.0225
2026-08-21 | 2 | 9370.7026
2026-08-21 | 3 | 9254.7295
2026-08-21 | 4 | 9208.4813
2026-08-21 | 5 | 9229.4541
2026-08-21 | 6 | 9389.2717
2026-08-21 | 7 | 9644.8163
2026-08-21 | 8 | 9964.141
2026-08-21 | 9 | 10299.4728
2026-08-21 | 10 | 10561.7497
2026-08-21 | 11 | 10811.9564
2026-08-21 | 12 | 10956.3705
2026-08-21 | 13 | 11126.2349
2026-08-21 | 14 | 11288.8393
2026-08-21 | 15 | 11250.4851
2026-08-21 | 16 | 11309.004
2026-08-21 | 17 | 11344.4758
2026-08-21 | 18 | 11353.4654
2026-08-21 | 19 | 11138.8757
2026-08-21 | 20 | 11070.2837
2026-08-21 | 21 | 10859.3045
2026-08-21 | 22 | 10771.096
2026-08-21 | 23 | 10386.845
2026-08-21 | 24 | 10030.9183
2026-08-22 | 1 | 9744.9402
2026-08-22 | 2 | 9529.2161
2026-08-22 | 3 | 9384.5723
2026-08-22 | 4 | 9327.2085
2026-08-22 | 5 | 9306.8549
2026-08-22 | 6 | 9380.585
2026-08-22 | 7 | 9451.4955
2026-08-22 | 8 | 9566.9401
2026-08-22 | 9 | 9890.986
2026-08-22 | 10 | 10183.2814
2026-08-22 | 11 | 10417.5607
2026-08-22 | 12 | 10498.9803
2026-08-22 | 13 | 10445.3564
2026-08-22 | 14 | 10302.3877
2026-08-22 | 15 | 10477.6096
2026-08-22 | 16 | 10457.1492
2026-08-22 | 17 | 10536.4903
2026-08-22 | 18 | 10574.3876
2026-08-22 | 19 | 10496.1141
2026-08-22 | 20 | 10381.0696
2026-08-22 | 21 | 10364.8065
2026-08-22 | 22 | 10356.2409
2026-08-22 | 23 | 10079.726
2026-08-22 | 24 | 9779.316
2026-08-23 | 1 | 9532.1651
2026-08-23 | 2 | 9376.3116
2026-08-23 | 3 | 9236.1349
2026-08-23 | 4 | 9166.9679
2026-08-23 | 5 | 9145.8901
2026-08-23 | 6 | 9201.2386
2026-08-23 | 7 | 9200.201
2026-08-23 | 8 | 9264.6327
2026-08-23 | 9 | 9507.1889
2026-08-23 | 10 | 9830.7888
2026-08-23 | 11 | 10047.0318
2026-08-23 | 12 | 10185.7144
2026-08-23 | 13 | 10253.6865
2026-08-23 | 14 | 10330.427
2026-08-23 | 15 | 10367.3404
2026-08-23 | 16 | 10477.323
2026-08-23 | 17 | 10556.9565
2026-08-23 | 18 | 10596.4522
2026-08-23 | 19 | 10497.6682
2026-08-23 | 20 | 10468.5915
2026-08-23 | 21 | 10403.2762
2026-08-23 | 22 | 10399.0796
2026-08-23 | 23 | 10111.034
2026-08-23 | 24 | 9760.4922
2026-08-24 | 1 | 9516.6567
2026-08-24 | 2 | 9385.8122
2026-08-24 | 3 | 9273.6268
2026-08-24 | 4 | 9203.2076
2026-08-24 | 5 | 9230.8528
2026-08-24 | 6 | 9424.4262
2026-08-24 | 7 | 9655.6022
2026-08-24 | 8 | 10002.2777
2026-08-24 | 9 | 10331.6246
2026-08-24 | 10 | 10514.4907
2026-08-24 | 11 | 10760.3714
2026-08-24 | 12 | 10864.2384
2026-08-24 | 13 | 10962.7067
2026-08-24 | 14 | 11075.3469
2026-08-24 | 15 | 11117.9065
2026-08-24 | 16 | 11231.8524
2026-08-24 | 17 | 11293.1683
2026-08-24 | 18 | 11256.8343
2026-08-24 | 19 | 11106.811
2026-08-24 | 20 | 10965.3578
2026-08-24 | 21 | 10874.7466
2026-08-24 | 22 | 10676.0943
2026-08-24 | 23 | 10313.4556
2026-08-24 | 24 | 9865.3886
2026-08-25 | 1 | 9569.366
2026-08-25 | 2 | 9335.5673
2026-08-25 | 3 | 9216.2876
2026-08-25 | 4 | 9223.8227
2026-08-25 | 5 | 9233.592
2026-08-25 | 6 | 9397.4769
2026-08-25 | 7 | 9640.4671
2026-08-25 | 8 | 10016.1482
2026-08-25 | 9 | 10314.5488
2026-08-25 | 10 | 10518.9172
2026-08-25 | 11 | 10648.9199
2026-08-25 | 12 | 10670.289
2026-08-25 | 13 | 10738.8123
2026-08-25 | 14 | 10726.0089
2026-08-25 | 15 | 10799.1948
2026-08-25 | 16 | 10816.7946
2026-08-25 | 17 | 10856.0934
2026-08-25 | 18 | 10817.251
2026-08-25 | 19 | 10658.3555
2026-08-25 | 20 | 10496.8845
2026-08-25 | 21 | 10504.0104
2026-08-25 | 22 | 10468.6792
2026-08-25 | 23 | 10133.1214
2026-08-25 | 24 | 9783.583
2026-08-26 | 1 | 9444.7141
2026-08-26 | 2 | 9274.0682
2026-08-26 | 3 | 9186.7119
2026-08-26 | 4 | 9149.5282
2026-08-26 | 5 | 9213.926
2026-08-26 | 6 | 9339.0758
2026-08-26 | 7 | 9576.9989
2026-08-26 | 8 | 9928.6947
2026-08-26 | 9 | 10230.9255
2026-08-26 | 10 | 10359.2795
2026-08-26 | 11 | 10462.1494
2026-08-26 | 12 | 10518.0178
2026-08-26 | 13 | 10535.6117
2026-08-26 | 14 | 10581.1617
2026-08-26 | 15 | 10589.0126
2026-08-26 | 16 | 10731.2309
2026-08-26 | 17 | 10828.0562
2026-08-26 | 18 | 10792.3166
2026-08-26 | 19 | 10614.9029
2026-08-26 | 20 | 10465.2885
2026-08-26 | 21 | 10457.7121
2026-08-26 | 22 | 10372.0771
2026-08-26 | 23 | 10035.3622
2026-08-26 | 24 | 9682.1858
2026-08-27 | 1 | 9385.0869
2026-08-27 | 2 | 9269.3621
2026-08-27 | 3 | 9127.3985
2026-08-27 | 4 | 9063.7157
2026-08-27 | 5 | 9066.8095
2026-08-27 | 6 | 9252.1082
2026-08-27 | 7 | 9471.982
2026-08-27 | 8 | 9813.4542
2026-08-27 | 9 | 10125.893
2026-08-27 | 10 | 10346.0588
2026-08-27 | 11 | 10510.3713
2026-08-27 | 12 | 10669.7622
2026-08-27 | 13 | 10669.9925
2026-08-27 | 14 | 10763.0755
2026-08-27 | 15 | 10829.7577
2026-08-27 | 16 | 10911.193
2026-08-27 | 17 | 10887.9714
2026-08-27 | 18 | 10835.122
2026-08-27 | 19 | 10739.6496
2026-08-27 | 20 | 10615.6032
2026-08-27 | 21 | 10563.5831
2026-08-27 | 22 | 10498.5789
2026-08-27 | 23 | 10118.1532
2026-08-27 | 24 | 9809.7452
2026-08-28 | 1 | 9518.3141
2026-08-28 | 2 | 9305.3364
2026-08-28 | 3 | 9178.4965
2026-08-28 | 4 | 9124.6112
2026-08-28 | 5 | 9163.8093
2026-08-28 | 6 | 9385.756
2026-08-28 | 7 | 9593.1233
2026-08-28 | 8 | 9912.3624
2026-08-28 | 9 | 10209.1247
2026-08-28 | 10 | 10389.2771
2026-08-28 | 11 | 10514.8544
2026-08-28 | 12 | 10585.5845
2026-08-28 | 13 | 10580.903
2026-08-28 | 14 | 10612.7306
2026-08-28 | 15 | 10609.5721
2026-08-28 | 16 | 10664.6382
2026-08-28 | 17 | 10661.0862
2026-08-28 | 18 | 10639.6303
2026-08-28 | 19 | 10473.6874
2026-08-28 | 20 | 10450.496
2026-08-28 | 21 | 10439.4924
2026-08-28 | 22 | 10453.6507
2026-08-28 | 23 | 10163.777
2026-08-28 | 24 | 9794.5531
2026-08-29 | 1 | 9517.5683
2026-08-29 | 2 | 9262.5147
2026-08-29 | 3 | 9153.2349
2026-08-29 | 4 | 9167.7145
2026-08-29 | 5 | 9143.6464
2026-08-29 | 6 | 9236.9534
2026-08-29 | 7 | 9287.0512
2026-08-29 | 8 | 9331.0495
2026-08-29 | 9 | 9578.2427
2026-08-29 | 10 | 9813.9504
2026-08-29 | 11 | 9977.3681
2026-08-29 | 12 | 10039.5271
2026-08-29 | 13 | 10047.1922
2026-08-29 | 14 | 10064.3981
2026-08-29 | 15 | 9997.5522
2026-08-29 | 16 | 10030.7624
2026-08-29 | 17 | 10104.5127
2026-08-29 | 18 | 10157.7564
2026-08-29 | 19 | 10084.1242
2026-08-29 | 20 | 10003.7926
2026-08-29 | 21 | 10022.6609
2026-08-29 | 22 | 9937.2346
2026-08-29 | 23 | 9720.6702
2026-08-29 | 24 | 9477.8042
2026-08-30 | 1 | 9263.0328
2026-08-30 | 2 | 9123.3674
2026-08-30 | 3 | 9003.7305
2026-08-30 | 4 | 8940.4741
2026-08-30 | 5 | 8908.5428
2026-08-30 | 6 | 8974.8796
2026-08-30 | 7 | 8948.3527
2026-08-30 | 8 | 9043.432
2026-08-30 | 9 | 9230.8844
2026-08-30 | 10 | 9476.2538
2026-08-30 | 11 | 9655.3214
2026-08-30 | 12 | 9801.7868
2026-08-30 | 13 | 9868.6829
2026-08-30 | 14 | 9960.2765
2026-08-30 | 15 | 10015.544
2026-08-30 | 16 | 10063.9729
2026-08-30 | 17 | 10154.7165
2026-08-30 | 18 | 10202.6167
2026-08-30 | 19 | 10108.3655
2026-08-30 | 20 | 10080.1573
2026-08-30 | 21 | 10127.0168
2026-08-30 | 22 | 10038.5821
2026-08-30 | 23 | 9749.9467
2026-08-30 | 24 | 9416.9463
2026-08-31 | 1 | 9157.4496
2026-08-31 | 2 | 9068.6165
2026-08-31 | 3 | 8995.3308
2026-08-31 | 4 | 8947.5202
2026-08-31 | 5 | 8980.4647
2026-08-31 | 6 | 9185.648
2026-08-31 | 7 | 9403.0392
2026-08-31 | 8 | 9790.8757
2026-08-31 | 9 | 10090.0943
2026-08-31 | 10 | 10272.6719
2026-08-31 | 11 | 10375.2344
2026-08-31 | 12 | 10414.564
2026-08-31 | 13 | 10396.9135
2026-08-31 | 14 | 10473.8399
2026-08-31 | 15 | 10470.15
2026-08-31 | 16 | 10525.8948
2026-08-31 | 17 | 10624.4934
2026-08-31 | 18 | 10578.7123
2026-08-31 | 19 | 10413.8687
2026-08-31 | 20 | 10335.6615
2026-08-31 | 21 | 10377.7711
2026-08-31 | 22 | 10235.8871
2026-08-31 | 23 | 9898.0842
2026-08-31 | 24 | 9563.7999
2026-09-01 | 1 | 9270.7498
2026-09-01 | 2 | 9048.8044
2026-09-01 | 3 | 8994.6266
2026-09-01 | 4 | 8959.0257
2026-09-01 | 5 | 8989.5455
2026-09-01 | 6 | 9165.2674
2026-09-01 | 7 | 9387.857
2026-09-01 | 8 | 9758.9972
2026-09-01 | 9 | 10018.3301
2026-09-01 | 10 | 10145.1097
2026-09-01 | 11 | 10274.2017
2026-09-01 | 12 | 10277.3257
2026-09-01 | 13 | 10319.3108
2026-09-01 | 14 | 10345.4415
2026-09-01 | 15 | 10396.9764
2026-09-01 | 16 | 10477.3099
2026-09-01 | 17 | 10540.919
2026-09-01 | 18 | 10558.817
2026-09-01 | 19 | 10415.3705
2026-09-01 | 20 | 10378.0971
2026-09-01 | 21 | 10422.9443
2026-09-01 | 22 | 10301.6357
2026-09-01 | 23 | 10026.4487
2026-09-01 | 24 | 9618.168
2026-09-02 | 1 | 9376.1982
2026-09-02 | 2 | 9173.1125
2026-09-02 | 3 | 9063.5964
2026-09-02 | 4 | 9027.6248
2026-09-02 | 5 | 9007.3648
2026-09-02 | 6 | 9169.1296
2026-09-02 | 7 | 9366.3786
2026-09-02 | 8 | 9755.483
2026-09-02 | 9 | 10039.8122
2026-09-02 | 10 | 10204.1128
2026-09-02 | 11 | 10330.3502
2026-09-02 | 12 | 10362.427
2026-09-02 | 13 | 10368.3252
2026-09-02 | 14 | 10374.8832
2026-09-02 | 15 | 10369.5067
2026-09-02 | 16 | 10365.1271
2026-09-02 | 17 | 10380.3395
2026-09-02 | 18 | 10360.5239
2026-09-02 | 19 | 10261.4998
2026-09-02 | 20 | 10187.3732
2026-09-02 | 21 | 10203.5975
2026-09-02 | 22 | 10147.8649
2026-09-02 | 23 | 9871.9694
2026-09-02 | 24 | 9499.1866
2026-09-03 | 1 | 9225.0437
2026-09-03 | 2 | 9126.3719
2026-09-03 | 3 | 9032.689
2026-09-03 | 4 | 8992.8011
2026-09-03 | 5 | 9023.3015
2026-09-03 | 6 | 9140.8849
2026-09-03 | 7 | 9317.4735
2026-09-03 | 8 | 9720.8559
2026-09-03 | 9 | 10020.6767
2026-09-03 | 10 | 10203.2136
2026-09-03 | 11 | 10202.5037
2026-09-03 | 12 | 10216.7431
2026-09-03 | 13 | 10254.9614
2026-09-03 | 14 | 10162.1656
2026-09-03 | 15 | 10138.6055
2026-09-03 | 16 | 10157.8369
2026-09-03 | 17 | 10229.7705
2026-09-03 | 18 | 10209.3425
2026-09-03 | 19 | 10128.021
2026-09-03 | 20 | 10088.0459
2026-09-03 | 21 | 10194.3021
2026-09-03 | 22 | 10100.6067
2026-09-03 | 23 | 9831.0153
2026-09-03 | 24 | 9523.494
2026-09-04 | 1 | 9243.4135
2026-09-04 | 2 | 9050.0051
2026-09-04 | 3 | 8997.5207
2026-09-04 | 4 | 8928.0255
2026-09-04 | 5 | 8995.1721
2026-09-04 | 6 | 9132.8004
2026-09-04 | 7 | 9307.1383
2026-09-04 | 8 | 9749.7122
2026-09-04 | 9 | 9999.1898
2026-09-04 | 10 | 10093.3646
2026-09-04 | 11 | 10151.7922
2026-09-04 | 12 | 10155.1341
2026-09-04 | 13 | 10158.8624
2026-09-04 | 14 | 10184.4808
2026-09-04 | 15 | 10253.9855
2026-09-04 | 16 | 10215.7103
2026-09-04 | 17 | 10271.0199
2026-09-04 | 18 | 10261.9734
2026-09-04 | 19 | 10141.0925
2026-09-04 | 20 | 10123.0805
2026-09-04 | 21 | 10180.0224
2026-09-04 | 22 | 10090.543
2026-09-04 | 23 | 9773.64
2026-09-04 | 24 | 9474.1765
2026-09-05 | 1 | 9211.586
2026-09-05 | 2 | 9063.9675
2026-09-05 | 3 | 8895.2068
2026-09-05 | 4 | 8872.8271
2026-09-05 | 5 | 8884.8183
2026-09-05 | 6 | 8986.628
2026-09-05 | 7 | 8990.8912
2026-09-05 | 8 | 9158.5844
2026-09-05 | 9 | 9318.3136
2026-09-05 | 10 | 9551.6526
2026-09-05 | 11 | 9728.3511
2026-09-05 | 12 | 9792.6303
2026-09-05 | 13 | 9872.681
2026-09-05 | 14 | 9938.2133
2026-09-05 | 15 | 9960.118
2026-09-05 | 16 | 10001.868
2026-09-05 | 17 | 10042.5401
2026-09-05 | 18 | 10099.388
2026-09-05 | 19 | 10050.5492
2026-09-05 | 20 | 9999.6817
2026-09-05 | 21 | 10008.5129
2026-09-05 | 22 | 9868.1211
2026-09-05 | 23 | 9627.9575
2026-09-05 | 24 | 9355.1666
2026-09-06 | 1 | 9122.126
2026-09-06 | 2 | 9033.8766
2026-09-06 | 3 | 8885.2847
2026-09-06 | 4 | 8858.68
2026-09-06 | 5 | 8834.0975
2026-09-06 | 6 | 8917.089
2026-09-06 | 7 | 8876.0505
2026-09-06 | 8 | 9081.2705
2026-09-06 | 9 | 9301.538
2026-09-06 | 10 | 9605.6425
2026-09-06 | 11 | 9825.4869
2026-09-06 | 12 | 10009.1292
2026-09-06 | 13 | 10088.4589
2026-09-06 | 14 | 10102.7971
2026-09-06 | 15 | 10130.2315
2026-09-06 | 16 | 10214.4636
2026-09-06 | 17 | 10231.8139
2026-09-06 | 18 | 10267.0096
2026-09-06 | 19 | 10161.4529
2026-09-06 | 20 | 10014.8868
2026-09-06 | 21 | 10051.0494
2026-09-06 | 22 | 9933.3019
2026-09-06 | 23 | 9692.6617
2026-09-06 | 24 | 9404.6635
2026-09-07 | 1 | 9178.3725
2026-09-07 | 2 | 9086.677
2026-09-07 | 3 | 8983.0902
2026-09-07 | 4 | 8914.2848
2026-09-07 | 5 | 8924.219
2026-09-07 | 6 | 9025.3934
2026-09-07 | 7 | 9028.7409
2026-09-07 | 8 | 9222.3749
2026-09-07 | 9 | 9339.303
2026-09-07 | 10 | 9608.7912
2026-09-07 | 11 | 9815.9416
2026-09-07 | 12 | 9941.9508
2026-09-07 | 13 | 9973.9636
2026-09-07 | 14 | 9983.9746
2026-09-07 | 15 | 9968.0376
2026-09-07 | 16 | 9988.8295
2026-09-07 | 17 | 10013.7204
2026-09-07 | 18 | 10042.3944
2026-09-07 | 19 | 9906.4691
2026-09-07 | 20 | 9811.2516
2026-09-07 | 21 | 9889.6015
2026-09-07 | 22 | 9763.4869
2026-09-07 | 23 | 9565.8702
2026-09-07 | 24 | 9309.1581
2026-09-08 | 1 | 9085.4421
2026-09-08 | 2 | 8979.1132
2026-09-08 | 3 | 8879.6168
2026-09-08 | 4 | 8838.9102
2026-09-08 | 5 | 8872.2508
2026-09-08 | 6 | 9036.0464
2026-09-08 | 7 | 9275.4832
2026-09-08 | 8 | 9743.9915
2026-09-08 | 9 | 9955.9282
2026-09-08 | 10 | 10086.9629
2026-09-08 | 11 | 10192.5653
2026-09-08 | 12 | 10272.987
2026-09-08 | 13 | 10337.5402
2026-09-08 | 14 | 10375.6951
2026-09-08 | 15 | 10359.8332
2026-09-08 | 16 | 10439.3967
2026-09-08 | 17 | 10415.3561
2026-09-08 | 18 | 10450.7494
2026-09-08 | 19 | 10271.7627
2026-09-08 | 20 | 10166.3752
2026-09-08 | 21 | 10195.7798
2026-09-08 | 22 | 10015.6968
2026-09-08 | 23 | 9748.5459
2026-09-08 | 24 | 9416.0191
2026-09-09 | 1 | 9179.9668
2026-09-09 | 2 | 8984.3714
2026-09-09 | 3 | 8865.2728
2026-09-09 | 4 | 8836.0065
2026-09-09 | 5 | 8869.3686
2026-09-09 | 6 | 9043.2458
2026-09-09 | 7 | 9297.746
2026-09-09 | 8 | 9731.8811
2026-09-09 | 9 | 9953.9699
2026-09-09 | 10 | 10124.5817
2026-09-09 | 11 | 10223.9265
2026-09-09 | 12 | 10399.159
2026-09-09 | 13 | 10519.1887
2026-09-09 | 14 | 10653.1635
2026-09-09 | 15 | 10787.9701
2026-09-09 | 16 | 10895.4031
2026-09-09 | 17 | 11023.5063
2026-09-09 | 18 | 10990.7259
2026-09-09 | 19 | 10782.3586
2026-09-09 | 20 | 10624.2817
2026-09-09 | 21 | 10501.4625
2026-09-09 | 22 | 10254.928
2026-09-09 | 23 | 9905.4415
2026-09-09 | 24 | 9568.8758
2026-09-10 | 1 | 9278.9858
2026-09-10 | 2 | 9143.4508
2026-09-10 | 3 | 9010.4058
2026-09-10 | 4 | 8919.4059
2026-09-10 | 5 | 8956.8353
2026-09-10 | 6 | 9162.2892
2026-09-10 | 7 | 9383.2147
2026-09-10 | 8 | 9807.5178
2026-09-10 | 9 | 10065.1517
2026-09-10 | 10 | 10261.7933
2026-09-10 | 11 | 10437.8682
2026-09-10 | 12 | 10449.7728
2026-09-10 | 13 | 10606.3028
2026-09-10 | 14 | 10703.6215
2026-09-10 | 15 | 10554.7175
2026-09-10 | 16 | 10651.5061
2026-09-10 | 17 | 10623.2403
2026-09-10 | 18 | 10697.028
2026-09-10 | 19 | 10474.6455
2026-09-10 | 20 | 10268.6566
2026-09-10 | 21 | 10318.488
2026-09-10 | 22 | 10070.8483
2026-09-10 | 23 | 9796.6161
2026-09-10 | 24 | 9501.8209
2026-09-11 | 1 | 9240.031
2026-09-11 | 2 | 9058.0946
2026-09-11 | 3 | 8950.8395
2026-09-11 | 4 | 8868.4984
2026-09-11 | 5 | 8904.6631
2026-09-11 | 6 | 9076.8108
2026-09-11 | 7 | 9399.2453
2026-09-11 | 8 | 9843.9798
2026-09-11 | 9 | 9952.7287
2026-09-11 | 10 | 10142.3289
2026-09-11 | 11 | 10309.2683
2026-09-11 | 12 | 10467.3907
2026-09-11 | 13 | 10582.054
2026-09-11 | 14 | 10680.412
2026-09-11 | 15 | 10637.753
2026-09-11 | 16 | 10673.8769
2026-09-11 | 17 | 10718.042
2026-09-11 | 18 | 10613.7379
2026-09-11 | 19 | 10377.6504
2026-09-11 | 20 | 10284.0778
2026-09-11 | 21 | 10298.2607
2026-09-11 | 22 | 10116.7986
2026-09-11 | 23 | 9838.4661
2026-09-11 | 24 | 9507.548
2026-09-12 | 1 | 9253.0529
2026-09-12 | 2 | 9107.2525
2026-09-12 | 3 | 8948.7259
2026-09-12 | 4 | 8906.1555
2026-09-12 | 5 | 8895.7504
2026-09-12 | 6 | 8979.8856
2026-09-12 | 7 | 9100.7054
2026-09-12 | 8 | 9304.0814
2026-09-12 | 9 | 9311.0812
2026-09-12 | 10 | 9580.7558
2026-09-12 | 11 | 9808.0567
2026-09-12 | 12 | 9970.3418
2026-09-12 | 13 | 10081.357
2026-09-12 | 14 | 10154.4169
2026-09-12 | 15 | 10185.951
2026-09-12 | 16 | 10242.0701
2026-09-12 | 17 | 10298.9426
2026-09-12 | 18 | 10337.3562
2026-09-12 | 19 | 10242.3652
2026-09-12 | 20 | 10126.1908
2026-09-12 | 21 | 10050.4806
2026-09-12 | 22 | 9880.6265
2026-09-12 | 23 | 9683.9164
2026-09-12 | 24 | 9395.954
2026-09-13 | 1 | 9138.2138
2026-09-13 | 2 | 9026.9499
2026-09-13 | 3 | 8932.0357
2026-09-13 | 4 | 8869.3398
2026-09-13 | 5 | 8868.5319
2026-09-13 | 6 | 8904.1869
2026-09-13 | 7 | 8995.4065
2026-09-13 | 8 | 9174.7998
2026-09-13 | 9 | 9203.4748
2026-09-13 | 10 | 9473.3371
2026-09-13 | 11 | 9705.1116
2026-09-13 | 12 | 9901.8927
2026-09-13 | 13 | 10169.6179
2026-09-13 | 14 | 10296.7924
2026-09-13 | 15 | 10424.709
2026-09-13 | 16 | 10574.2657
2026-09-13 | 17 | 10757.6938
2026-09-13 | 18 | 10670.759
2026-09-13 | 19 | 10438.0191
2026-09-13 | 20 | 10293.8209
2026-09-13 | 21 | 10319.6363
2026-09-13 | 22 | 10202.2664
2026-09-13 | 23 | 9948.4082
2026-09-13 | 24 | 9566.4236
2026-09-14 | 1 | 9320.5708
2026-09-14 | 2 | 9163.3982
2026-09-14 | 3 | 9045.3618
2026-09-14 | 4 | 8992.7604
2026-09-14 | 5 | 9061.4135
2026-09-14 | 6 | 9207.3953
2026-09-14 | 7 | 9528.1784
2026-09-14 | 8 | 9945.233
2026-09-14 | 9 | 10017.1463
2026-09-14 | 10 | 10192.1469
2026-09-14 | 11 | 10251.8103
2026-09-14 | 12 | 10322.3821
2026-09-14 | 13 | 10339.7993
2026-09-14 | 14 | 10314.6501
2026-09-14 | 15 | 10283.276
2026-09-14 | 16 | 10304.702
2026-09-14 | 17 | 10297.5019
2026-09-14 | 18 | 10282.5488
2026-09-14 | 19 | 10127.7896
2026-09-14 | 20 | 10031.7977
2026-09-14 | 21 | 10173.5373
2026-09-14 | 22 | 10021.8474
2026-09-14 | 23 | 9684.1432
2026-09-14 | 24 | 9345.0961
2026-09-15 | 1 | 9080.4602
2026-09-15 | 2 | 8926.5951
2026-09-15 | 3 | 8847.329
2026-09-15 | 4 | 8815.8583
2026-09-15 | 5 | 8846.0174
2026-09-15 | 6 | 9000.8408
2026-09-15 | 7 | 9366.2899
2026-09-15 | 8 | 9778.5371
2026-09-15 | 9 | 9903.2127
2026-09-15 | 10 | 10041.3218
2026-09-15 | 11 | 10117.7663
2026-09-15 | 12 | 10166.5455
2026-09-15 | 13 | 10169.1086
2026-09-15 | 14 | 10158.3309
2026-09-15 | 15 | 10133.3961
2026-09-15 | 16 | 10161.0963
2026-09-15 | 17 | 10196.0159
2026-09-15 | 18 | 10204.4655
2026-09-15 | 19 | 10084.6616
2026-09-15 | 20 | 10025.0284
2026-09-15 | 21 | 10096.956
2026-09-15 | 22 | 9984.9382
2026-09-15 | 23 | 9691.5237
2026-09-15 | 24 | 9346.3313
2026-09-16 | 1 | 9086.0552
2026-09-16 | 2 | 8907.2486
2026-09-16 | 3 | 8827.7774
2026-09-16 | 4 | 8796.4274
2026-09-16 | 5 | 8828.4232
2026-09-16 | 6 | 8982.2906
2026-09-16 | 7 | 9308.6683
2026-09-16 | 8 | 9726.5129
2026-09-16 | 9 | 9884.9369
2026-09-16 | 10 | 10006.4849
2026-09-16 | 11 | 10073.6835
2026-09-16 | 12 | 10171.0031
2026-09-16 | 13 | 10193.5539
2026-09-16 | 14 | 10196.7542
2026-09-16 | 15 | 10218.0354
2026-09-16 | 16 | 10251.9055
2026-09-16 | 17 | 10272.432
2026-09-16 | 18 | 10236.2419
2026-09-16 | 19 | 10103.9892
2026-09-16 | 20 | 10074.3962
2026-09-16 | 21 | 10175.6497
2026-09-16 | 22 | 10018.4901
2026-09-16 | 23 | 9715.9964
2026-09-16 | 24 | 9381.83
2026-09-17 | 1 | 9147.8197
2026-09-17 | 2 | 9015.8813
2026-09-17 | 3 | 8925.2867
2026-09-17 | 4 | 8857.5889
2026-09-17 | 5 | 8921.2906
2026-09-17 | 6 | 9038.9349
2026-09-17 | 7 | 9363.9011
2026-09-17 | 8 | 9765.0777
2026-09-17 | 9 | 9895.7779
2026-09-17 | 10 | 10068.6794
2026-09-17 | 11 | 10107.6679
2026-09-17 | 12 | 10113.1987
2026-09-17 | 13 | 10052.8915
2026-09-17 | 14 | 10116.5855
2026-09-17 | 15 | 10148.7719
2026-09-17 | 16 | 10128.4037
2026-09-17 | 17 | 10191.1704
2026-09-17 | 18 | 10144.1712
2026-09-17 | 19 | 10008.6427
2026-09-17 | 20 | 9996.6713
2026-09-17 | 21 | 10088.2388
2026-09-17 | 22 | 9944.1229
2026-09-17 | 23 | 9669.9177
2026-09-17 | 24 | 9370.976
2026-09-18 | 1 | 9148.8116
2026-09-18 | 2 | 8956.0845
2026-09-18 | 3 | 8864.4803
2026-09-18 | 4 | 8818.4323
2026-09-18 | 5 | 8918.5562
2026-09-18 | 6 | 9039.4802
2026-09-18 | 7 | 9368.9051
2026-09-18 | 8 | 9774.2548
2026-09-18 | 9 | 9901.5681
2026-09-18 | 10 | 10030.6365
2026-09-18 | 11 | 10063.6649
2026-09-18 | 12 | 10010.1888
2026-09-18 | 13 | 10033.3518
2026-09-18 | 14 | 10018.3557
2026-09-18 | 15 | 9958.2425
2026-09-18 | 16 | 9971.035
2026-09-18 | 17 | 9991.7715
2026-09-18 | 18 | 10023.3553
2026-09-18 | 19 | 10016.1356
2026-09-18 | 20 | 10036.9978
2026-09-18 | 21 | 10081.8028
2026-09-18 | 22 | 9943.0489
2026-09-18 | 23 | 9680.4288
2026-09-18 | 24 | 9376.9864
2026-09-19 | 1 | 9116.6668
2026-09-19 | 2 | 8926.0431
2026-09-19 | 3 | 8818.6001
2026-09-19 | 4 | 8756.0611
2026-09-19 | 5 | 8744.3028
2026-09-19 | 6 | 8830.8362
2026-09-19 | 7 | 8974.957
2026-09-19 | 8 | 9151.5361
2026-09-19 | 9 | 9220.4554
2026-09-19 | 10 | 9420.983
2026-09-19 | 11 | 9503.7991
2026-09-19 | 12 | 9547.0043
2026-09-19 | 13 | 9582.3668
2026-09-19 | 14 | 9489.3996
2026-09-19 | 15 | 9498.8392
2026-09-19 | 16 | 9564.0547
2026-09-19 | 17 | 9606.1122
2026-09-19 | 18 | 9696.4348
2026-09-19 | 19 | 9683.7418
2026-09-19 | 20 | 9739.7534
2026-09-19 | 21 | 9779.4431
2026-09-19 | 22 | 9676.677
2026-09-19 | 23 | 9482.6828
2026-09-19 | 24 | 9266.4556
2026-09-20 | 1 | 9005.558
2026-09-20 | 2 | 8860.6736
2026-09-20 | 3 | 8761.222
2026-09-20 | 4 | 8714.254
2026-09-20 | 5 | 8743.8369
2026-09-20 | 6 | 8839.8542
2026-09-20 | 7 | 8940.6012
2026-09-20 | 8 | 8995.9991
2026-09-20 | 9 | 9051.8883
2026-09-20 | 10 | 9283.6916
2026-09-20 | 11 | 9418.7185
2026-09-20 | 12 | 9504.9328
2026-09-20 | 13 | 9537.8703
2026-09-20 | 14 | 9556.0821
2026-09-20 | 15 | 9529.5118
2026-09-20 | 16 | 9590.5963
2026-09-20 | 17 | 9604.9173
2026-09-20 | 18 | 9735.154
2026-09-20 | 19 | 9707.5949
2026-09-20 | 20 | 9794.8598
2026-09-20 | 21 | 9897.7674
2026-09-20 | 22 | 9767.786
2026-09-20 | 23 | 9522.961
2026-09-20 | 24 | 9244.7457
2026-09-21 | 1 | 9002.5888
2026-09-21 | 2 | 8932.3694
2026-09-21 | 3 | 8840.0117
2026-09-21 | 4 | 8812.08
2026-09-21 | 5 | 8837.5516
2026-09-21 | 6 | 9013.4015
2026-09-21 | 7 | 9394.4877
2026-09-21 | 8 | 9813.032
2026-09-21 | 9 | 9968.7856
2026-09-21 | 10 | 10114.3256
2026-09-21 | 11 | 10145.2029
2026-09-21 | 12 | 10122.46
2026-09-21 | 13 | 10042.8442
2026-09-21 | 14 | 10017.0769
2026-09-21 | 15 | 9986.5676
2026-09-21 | 16 | 9982.8705
2026-09-21 | 17 | 10077.2105
2026-09-21 | 18 | 10084.4917
2026-09-21 | 19 | 10079.8608
2026-09-21 | 20 | 10165.8773
2026-09-21 | 21 | 10235.6527
2026-09-21 | 22 | 10075.5586
2026-09-21 | 23 | 9820.5887
2026-09-21 | 24 | 9461.346
2026-09-22 | 1 | 9208.4622
2026-09-22 | 2 | 9040.016
2026-09-22 | 3 | 8978.9274
2026-09-22 | 4 | 8989.2754
2026-09-22 | 5 | 9026.0487
2026-09-22 | 6 | 9178.8956
2026-09-22 | 7 | 9531.1989
2026-09-22 | 8 | 9933.2919
2026-09-22 | 9 | 10112.9984
2026-09-22 | 10 | 10226.6777
2026-09-22 | 11 | 10260.6269
2026-09-22 | 12 | 10312.6838
2026-09-22 | 13 | 10350.5679
2026-09-22 | 14 | 10366.2461
2026-09-22 | 15 | 10379.4999
2026-09-22 | 16 | 10356.5433
2026-09-22 | 17 | 10386.7978
2026-09-22 | 18 | 10306.7793
2026-09-22 | 19 | 10361.2637
2026-09-22 | 20 | 10412.9942
2026-09-22 | 21 | 10442.7287
2026-09-22 | 22 | 10281.9564
2026-09-22 | 23 | 9981.5835
2026-09-22 | 24 | 9634.6179
2026-09-23 | 1 | 9360.257
2026-09-23 | 2 | 9208.4522
2026-09-23 | 3 | 9098.7789
2026-09-23 | 4 | 9075.8564
2026-09-23 | 5 | 9102.5144
2026-09-23 | 6 | 9235.5628
2026-09-23 | 7 | 9569.5966
2026-09-23 | 8 | 9952.4746
2026-09-23 | 9 | 10160.0189
2026-09-23 | 10 | 10279.7688
2026-09-23 | 11 | 10249.195
2026-09-23 | 12 | 10208.1514
2026-09-23 | 13 | 10179.2044
2026-09-23 | 14 | 10175.7078
2026-09-23 | 15 | 10223.8264
2026-09-23 | 16 | 10157.5862
2026-09-23 | 17 | 10209.3068
2026-09-23 | 18 | 10278.2444
2026-09-23 | 19 | 10300.1665
2026-09-23 | 20 | 10369.1528
2026-09-23 | 21 | 10445.1129
2026-09-23 | 22 | 10306.0751
2026-09-23 | 23 | 9961.4699
2026-09-23 | 24 | 9609.1598
2026-09-24 | 1 | 9434.6699
2026-09-24 | 2 | 9276.3072
2026-09-24 | 3 | 9196.8612
2026-09-24 | 4 | 9202.4166
2026-09-24 | 5 | 9202.0973
2026-09-24 | 6 | 9299.7394
2026-09-24 | 7 | 9621.1002
2026-09-24 | 8 | 9927.9425
2026-09-24 | 9 | 10105.3511
2026-09-24 | 10 | 10179.4798
2026-09-24 | 11 | 10194.7348
2026-09-24 | 12 | 10071.422
2026-09-24 | 13 | 9964.6467
2026-09-24 | 14 | 9883.2251
2026-09-24 | 15 | 9862.3232
2026-09-24 | 16 | 9866.136
2026-09-24 | 17 | 9950.5003
2026-09-24 | 18 | 9940.2889
2026-09-24 | 19 | 9879.5488
2026-09-24 | 20 | 10013.5161
2026-09-24 | 21 | 10060.1733
2026-09-24 | 22 | 9932.3076
2026-09-24 | 23 | 9713.9645
2026-09-24 | 24 | 9404.4363
2026-09-25 | 1 | 9177.8251
2026-09-25 | 2 | 8992.8248
2026-09-25 | 3 | 8893.1615
2026-09-25 | 4 | 8873.6571
2026-09-25 | 5 | 8901.8608
2026-09-25 | 6 | 9017.2052
2026-09-25 | 7 | 9395.3978
2026-09-25 | 8 | 9763.9967
2026-09-25 | 9 | 9959.5605
2026-09-25 | 10 | 10011.1054
2026-09-25 | 11 | 10013.3528
2026-09-25 | 12 | 10012.1998
2026-09-25 | 13 | 9989.1048
2026-09-25 | 14 | 10002.9085
2026-09-25 | 15 | 10036.4862
2026-09-25 | 16 | 9991.9043
2026-09-25 | 17 | 10005.8753
2026-09-25 | 18 | 10033.3811
2026-09-25 | 19 | 9947.873
2026-09-25 | 20 | 10091.0249
2026-09-25 | 21 | 10133.6886
2026-09-25 | 22 | 9965.3522
2026-09-25 | 23 | 9732.9851
2026-09-25 | 24 | 9392.2658
2026-09-26 | 1 | 9133.2428
2026-09-26 | 2 | 8977.1023
2026-09-26 | 3 | 8862.0909
2026-09-26 | 4 | 8805.6914
2026-09-26 | 5 | 8821.689
2026-09-26 | 6 | 8882.9835
2026-09-26 | 7 | 9040.522
2026-09-26 | 8 | 9154.5378
2026-09-26 | 9 | 9292.375
2026-09-26 | 10 | 9499.0795
2026-09-26 | 11 | 9625.0713
2026-09-26 | 12 | 9706.5863
2026-09-26 | 13 | 9716.1832
2026-09-26 | 14 | 9652.6598
2026-09-26 | 15 | 9560.9753
2026-09-26 | 16 | 9612.1628
2026-09-26 | 17 | 9699.3158
2026-09-26 | 18 | 9729.5474
2026-09-26 | 19 | 9700.4779
2026-09-26 | 20 | 9813.8484
2026-09-26 | 21 | 9855.3835
2026-09-26 | 22 | 9726.1538
2026-09-26 | 23 | 9555.8648
2026-09-26 | 24 | 9316.4886
2026-09-27 | 1 | 9110.6843
2026-09-27 | 2 | 8946.8474
2026-09-27 | 3 | 8835.589
2026-09-27 | 4 | 8785.4401
2026-09-27 | 5 | 8782.547
2026-09-27 | 6 | 8844.628
2026-09-27 | 7 | 9006.0308
2026-09-27 | 8 | 9111.1374
2026-09-27 | 9 | 9181.9176
2026-09-27 | 10 | 9352.3848
2026-09-27 | 11 | 9420.4306
2026-09-27 | 12 | 9473.7603
2026-09-27 | 13 | 9430.7413
2026-09-27 | 14 | 9430.311
2026-09-27 | 15 | 9418.9152
2026-09-27 | 16 | 9609.6257
2026-09-27 | 17 | 9659.3777
2026-09-27 | 18 | 9754.4917
2026-09-27 | 19 | 9754.4386
2026-09-27 | 20 | 9879.1895
2026-09-27 | 21 | 9977.0006
2026-09-27 | 22 | 9819.1572
2026-09-27 | 23 | 9596.8724
2026-09-27 | 24 | 9320.7984
2026-09-28 | 1 | 9042.0799
2026-09-28 | 2 | 8924.7102
2026-09-28 | 3 | 8860.3623
2026-09-28 | 4 | 8840.7813
2026-09-28 | 5 | 8857.1025
2026-09-28 | 6 | 9008.161
2026-09-28 | 7 | 9350.3
2026-09-28 | 8 | 9698.9457
2026-09-28 | 9 | 9908.5902
2026-09-28 | 10 | 10032.6273
2026-09-28 | 11 | 10037.3962
2026-09-28 | 12 | 9982.9892
2026-09-28 | 13 | 10004.4984
2026-09-28 | 14 | 10043.6602
2026-09-28 | 15 | 10055.5955
2026-09-28 | 16 | 10056.504
2026-09-28 | 17 | 10087.537
2026-09-28 | 18 | 10084.9741
2026-09-28 | 19 | 10011.9766
2026-09-28 | 20 | 10141.5396
2026-09-28 | 21 | 10158.2322
2026-09-28 | 22 | 10018.5564
2026-09-28 | 23 | 9721.0844
2026-09-28 | 24 | 9382.088
2026-09-29 | 1 | 9100.6998
2026-09-29 | 2 | 8899.2369
2026-09-29 | 3 | 8814.8833
2026-09-29 | 4 | 8779.1757
2026-09-29 | 5 | 8858.0899
2026-09-29 | 6 | 9061.2763
2026-09-29 | 7 | 9466.4804
2026-09-29 | 8 | 9833.7855
2026-09-29 | 9 | 10017.5977
2026-09-29 | 10 | 10117.5114
2026-09-29 | 11 | 10116.5889
2026-09-29 | 12 | 10097.0283
2026-09-29 | 13 | 10110.3229
2026-09-29 | 14 | 10099.9145
2026-09-29 | 15 | 10087.3978
2026-09-29 | 16 | 10087.7158
2026-09-29 | 17 | 10105.1528
2026-09-29 | 18 | 10144.8429
2026-09-29 | 19 | 10109.475
2026-09-29 | 20 | 10231.5986
2026-09-29 | 21 | 10211.7072
2026-09-29 | 22 | 10079.4992
2026-09-29 | 23 | 9845.3506
2026-09-29 | 24 | 9508.885
2026-09-30 | 1 | 9268.3489
2026-09-30 | 2 | 9063.531
2026-09-30 | 3 | 9028.9581
2026-09-30 | 4 | 8985.1191
2026-09-30 | 5 | 9032.0889
2026-09-30 | 6 | 9219.0025
2026-09-30 | 7 | 9677.2226
2026-09-30 | 8 | 10028.9019
2026-09-30 | 9 | 10255.0761
2026-09-30 | 10 | 10209.6755
2026-09-30 | 11 | 10092.8036
2026-09-30 | 12 | 10017.1232
2026-09-30 | 13 | 9963.0237
2026-09-30 | 14 | 9926.3753
2026-09-30 | 15 | 9903.3815
2026-09-30 | 16 | 9896.1741
2026-09-30 | 17 | 9946.6413
2026-09-30 | 18 | 9995.1659
2026-09-30 | 19 | 9958.2491
2026-09-30 | 20 | 10151.489
2026-09-30 | 21 | 10166.4364
2026-09-30 | 22 | 10023.1834
2026-09-30 | 23 | 9741.2529
2026-09-30 | 24 | 9380.9395
2026-10-01 | 1 | 9106.1268
2026-10-01 | 2 | 9183.9845
2026-10-01 | 3 | 9095.1488
2026-10-01 | 4 | 9096.7508
2026-10-01 | 5 | 9120.1229
2026-10-01 | 6 | 9254.3084
2026-10-01 | 7 | 9600.6708
2026-10-01 | 8 | 9846.3447
2026-10-01 | 9 | 10096.252
2026-10-01 | 10 | 10227.3381
2026-10-01 | 11 | 10241.1828
2026-10-01 | 12 | 10214.7249
2026-10-01 | 13 | 10171.5051
2026-10-01 | 14 | 10170.8534
2026-10-01 | 15 | 10158.5213
2026-10-01 | 16 | 10149.998
2026-10-01 | 17 | 10159.7089
2026-10-01 | 18 | 10171.5201
2026-10-01 | 19 | 10096.4943
2026-10-01 | 20 | 10255.6192
2026-10-01 | 21 | 10230.5787
2026-10-01 | 22 | 10089.9123
2026-10-01 | 23 | 9816.2886
2026-10-01 | 24 | 9515.2752
2026-10-02 | 1 | 9273.1735
2026-10-02 | 2 | 9144.6711
2026-10-02 | 3 | 9051.6989
2026-10-02 | 4 | 9048.3505
2026-10-02 | 5 | 9082.7532
2026-10-02 | 6 | 9216.9239
2026-10-02 | 7 | 9552.6926
2026-10-02 | 8 | 9901.9318
2026-10-02 | 9 | 10101.1413
2026-10-02 | 10 | 10203.724
2026-10-02 | 11 | 10211.2816
2026-10-02 | 12 | 10233.3953
2026-10-02 | 13 | 10180.0568
2026-10-02 | 14 | 10199.1091
2026-10-02 | 15 | 10185.9566
2026-10-02 | 16 | 10113.4178
2026-10-02 | 17 | 10131.8231
2026-10-02 | 18 | 10149.4405
2026-10-02 | 19 | 10081.6963
2026-10-02 | 20 | 10269.9049
2026-10-02 | 21 | 10282.6312
2026-10-02 | 22 | 10133.4347
2026-10-02 | 23 | 9870.4465
2026-10-02 | 24 | 9581.9655
2026-10-03 | 1 | 9334.9226
2026-10-03 | 2 | 9172.7845
2026-10-03 | 3 | 9078.3931
2026-10-03 | 4 | 9031.9717
2026-10-03 | 5 | 9040.1828
2026-10-03 | 6 | 9097.6092
2026-10-03 | 7 | 9298.7393
2026-10-03 | 8 | 9333.2379
2026-10-03 | 9 | 9500.0943
2026-10-03 | 10 | 9732.9172
2026-10-03 | 11 | 9761.8661
2026-10-03 | 12 | 9781.7817
2026-10-03 | 13 | 9798.2345
2026-10-03 | 14 | 9753.6722
2026-10-03 | 15 | 9724.1245
2026-10-03 | 16 | 9715.6023
2026-10-03 | 17 | 9769.2293
2026-10-03 | 18 | 9856.434
2026-10-03 | 19 | 9877.6361
2026-10-03 | 20 | 10100.0306
2026-10-03 | 21 | 10084.4137
2026-10-03 | 22 | 9985.4124
2026-10-03 | 23 | 9844.2675
2026-10-03 | 24 | 9566.0431
2026-10-04 | 1 | 9376.2216
2026-10-04 | 2 | 9183.3763
2026-10-04 | 3 | 9108.0764
2026-10-04 | 4 | 9099.7947
2026-10-04 | 5 | 9062.9925
2026-10-04 | 6 | 9131.1472
2026-10-04 | 7 | 9280.3586
2026-10-04 | 8 | 9277.5052
2026-10-04 | 9 | 9418.7794
2026-10-04 | 10 | 9561.4011
2026-10-04 | 11 | 9629.1919
2026-10-04 | 12 | 9656.2046
2026-10-04 | 13 | 9664.5189
2026-10-04 | 14 | 9653.9054
2026-10-04 | 15 | 9633.5673
2026-10-04 | 16 | 9657.3588
2026-10-04 | 17 | 9753.4283
2026-10-04 | 18 | 9882.926
2026-10-04 | 19 | 9955.2123
2026-10-04 | 20 | 10193.2664
2026-10-04 | 21 | 10194.4193
2026-10-04 | 22 | 10116.3264
2026-10-04 | 23 | 9843.7065
2026-10-04 | 24 | 9575.0486
2026-10-05 | 1 | 9338.2607
2026-10-05 | 2 | 9224.0946
2026-10-05 | 3 | 9150.4315
2026-10-05 | 4 | 9165.0393
2026-10-05 | 5 | 9231.0749
2026-10-05 | 6 | 9362.7454
2026-10-05 | 7 | 9739.9801
2026-10-05 | 8 | 10063.0108
2026-10-05 | 9 | 10291.2116
2026-10-05 | 10 | 10367.3252
2026-10-05 | 11 | 10325.8988
2026-10-05 | 12 | 10303.0834
2026-10-05 | 13 | 10211.5555
2026-10-05 | 14 | 10188.6015
2026-10-05 | 15 | 10175.9028
2026-10-05 | 16 | 10165.5929
2026-10-05 | 17 | 10218.0536
2026-10-05 | 18 | 10293.2205
2026-10-05 | 19 | 10270.4556
2026-10-05 | 20 | 10513.3612
2026-10-05 | 21 | 10539.3409
2026-10-05 | 22 | 10401.4025
2026-10-05 | 23 | 10158.8562
2026-10-05 | 24 | 9821.9917
2026-10-06 | 1 | 9564.6137
2026-10-06 | 2 | 9391.0136
2026-10-06 | 3 | 9314.9466
2026-10-06 | 4 | 9226.6875
2026-10-06 | 5 | 9270.4533
2026-10-06 | 6 | 9403.8806
2026-10-06 | 7 | 9755.2165
2026-10-06 | 8 | 10075.575
2026-10-06 | 9 | 10349.0844
2026-10-06 | 10 | 10386.9536
2026-10-06 | 11 | 10372.9096
2026-10-06 | 12 | 10375.7242
2026-10-06 | 13 | 10189.504
2026-10-06 | 14 | 10179.7073
2026-10-06 | 15 | 10175.9217
2026-10-06 | 16 | 10168.5369
2026-10-06 | 17 | 10203.5337
2026-10-06 | 18 | 10318.4053
2026-10-06 | 19 | 10241.8996
2026-10-06 | 20 | 10440.0549
2026-10-06 | 21 | 10422.6309
2026-10-06 | 22 | 10308.6467
2026-10-06 | 23 | 10024.739
2026-10-06 | 24 | 9686.7943
2026-10-07 | 1 | 9401.8076
2026-10-07 | 2 | 9214.7534
2026-10-07 | 3 | 9159.3761
2026-10-07 | 4 | 9134.5935
2026-10-07 | 5 | 9161.0816
2026-10-07 | 6 | 9320.1247
2026-10-07 | 7 | 9706.8011
2026-10-07 | 8 | 10036.6264
2026-10-07 | 9 | 10298.3227
2026-10-07 | 10 | 10318.9151
2026-10-07 | 11 | 10260.5145
2026-10-07 | 12 | 10210.7442
2026-10-07 | 13 | 10180.7403
2026-10-07 | 14 | 10162.9661
2026-10-07 | 15 | 10168.7175
2026-10-07 | 16 | 10277.7099
2026-10-07 | 17 | 10208.075
2026-10-07 | 18 | 10239.1652
2026-10-07 | 19 | 10190.5004
2026-10-07 | 20 | 10405.6993
2026-10-07 | 21 | 10375.5637
2026-10-07 | 22 | 10237.8964
2026-10-07 | 23 | 9946.8041
2026-10-07 | 24 | 9599.757
2026-10-08 | 1 | 9344.8961
2026-10-08 | 2 | 9223.3022
2026-10-08 | 3 | 9129.0281
2026-10-08 | 4 | 9083.662
2026-10-08 | 5 | 9109.2267
2026-10-08 | 6 | 9269.6957
2026-10-08 | 7 | 9623.6492
2026-10-08 | 8 | 9902.7184
2026-10-08 | 9 | 10173.4437
2026-10-08 | 10 | 10266.1215
2026-10-08 | 11 | 10252.843
2026-10-08 | 12 | 10224.6062
2026-10-08 | 13 | 10191.7861
2026-10-08 | 14 | 10191.5903
2026-10-08 | 15 | 10185.0959
2026-10-08 | 16 | 10173.7786
2026-10-08 | 17 | 10172.1288
2026-10-08 | 18 | 10177.2937
2026-10-08 | 19 | 10145.4881
2026-10-08 | 20 | 10345.3854
2026-10-08 | 21 | 10292.3966
2026-10-08 | 22 | 10183.4535
2026-10-08 | 23 | 9913.7682
2026-10-08 | 24 | 9623.506
2026-10-09 | 1 | 9375.2133
2026-10-09 | 2 | 9224.0426
2026-10-09 | 3 | 9136.0447
2026-10-09 | 4 | 9094.7634
2026-10-09 | 5 | 9187.4512
2026-10-09 | 6 | 9358.8663
2026-10-09 | 7 | 9689.185
2026-10-09 | 8 | 9984.6246
2026-10-09 | 9 | 10262.5251
2026-10-09 | 10 | 10302.7603
2026-10-09 | 11 | 10296.2199
2026-10-09 | 12 | 10307.708
2026-10-09 | 13 | 10377.231
2026-10-09 | 14 | 10290.5031
2026-10-09 | 15 | 10281.3283
2026-10-09 | 16 | 10244.6313
2026-10-09 | 17 | 10329.9408
2026-10-09 | 18 | 10288.7411
2026-10-09 | 19 | 10242.4197
2026-10-09 | 20 | 10368.2884
2026-10-09 | 21 | 10322.164
2026-10-09 | 22 | 10188.1249
2026-10-09 | 23 | 9925.9775
2026-10-09 | 24 | 9620.4817
2026-10-10 | 1 | 9361.3848
2026-10-10 | 2 | 9175.1784
2026-10-10 | 3 | 9066.0926
2026-10-10 | 4 | 9005.9856
2026-10-10 | 5 | 9006.1224
2026-10-10 | 6 | 9089.2272
2026-10-10 | 7 | 9249.9276
2026-10-10 | 8 | 9312.6642
2026-10-10 | 9 | 9532.9196
2026-10-10 | 10 | 9684.6702
2026-10-10 | 11 | 9782.2368
2026-10-10 | 12 | 9837.533
2026-10-10 | 13 | 9881.9139
2026-10-10 | 14 | 9916.8182
2026-10-10 | 15 | 9797.2045
2026-10-10 | 16 | 9894.403
2026-10-10 | 17 | 9942.0025
2026-10-10 | 18 | 9985.8062
2026-10-10 | 19 | 9974.8918
2026-10-10 | 20 | 10078.7978
2026-10-10 | 21 | 10011.283
2026-10-10 | 22 | 9930.8161
2026-10-10 | 23 | 9707.0762
2026-10-10 | 24 | 9461.9713
2026-10-11 | 1 | 9253.0361
2026-10-11 | 2 | 9091.515
2026-10-11 | 3 | 8974.2747
2026-10-11 | 4 | 8916.3542
2026-10-11 | 5 | 8952.6598
2026-10-11 | 6 | 9014.5387
2026-10-11 | 7 | 9165.9239
2026-10-11 | 8 | 9167.4745
2026-10-11 | 9 | 9317.9327
2026-10-11 | 10 | 9467.5332
2026-10-11 | 11 | 9611.3999
2026-10-11 | 12 | 9601.4651
2026-10-11 | 13 | 9637.6064
2026-10-11 | 14 | 9675.9065
2026-10-11 | 15 | 9721.2923
2026-10-11 | 16 | 9779.6295
2026-10-11 | 17 | 9861.8583
2026-10-11 | 18 | 10026.4252
2026-10-11 | 19 | 9971.5441
2026-10-11 | 20 | 10111.595
2026-10-11 | 21 | 10064.8725
2026-10-11 | 22 | 9946.5237
2026-10-11 | 23 | 9684.3806
2026-10-11 | 24 | 9404.6477
2026-10-12 | 1 | 9162.1501
2026-10-12 | 2 | 9141.2512
2026-10-12 | 3 | 9033.6717
2026-10-12 | 4 | 8976.0627
2026-10-12 | 5 | 8989.7122
2026-10-12 | 6 | 9072.1444
2026-10-12 | 7 | 9220.8798
2026-10-12 | 8 | 9250.3013
2026-10-12 | 9 | 9462.1814
2026-10-12 | 10 | 9666.9172
2026-10-12 | 11 | 9830.9293
2026-10-12 | 12 | 9952.1937
2026-10-12 | 13 | 9992.569
2026-10-12 | 14 | 10019.1177
2026-10-12 | 15 | 9944.2652
2026-10-12 | 16 | 9877.6601
2026-10-12 | 17 | 9934.8449
2026-10-12 | 18 | 9963.2898
2026-10-12 | 19 | 9994.7731
2026-10-12 | 20 | 10074.0072
2026-10-12 | 21 | 10001.2916
2026-10-12 | 22 | 9892.91
2026-10-12 | 23 | 9690.4795
2026-10-12 | 24 | 9433.5775
2026-10-13 | 1 | 9200.3141
2026-10-13 | 2 | 9044.8746
2026-10-13 | 3 | 8956.3163
2026-10-13 | 4 | 8921.3035
2026-10-13 | 5 | 8959.0748
2026-10-13 | 6 | 9124.2406
2026-10-13 | 7 | 9498.6658
2026-10-13 | 8 | 9749.3947
2026-10-13 | 9 | 10024.6949
2026-10-13 | 10 | 10157.1349
2026-10-13 | 11 | 10213.3306
2026-10-13 | 12 | 10200.2347
2026-10-13 | 13 | 10207.2959
2026-10-13 | 14 | 10329.335
2026-10-13 | 15 | 10332.9054
2026-10-13 | 16 | 10303.8131
2026-10-13 | 17 | 10336.5946
2026-10-13 | 18 | 10355.6685
2026-10-13 | 19 | 10327.2809
2026-10-13 | 20 | 10400.9659
2026-10-13 | 21 | 10296.4466
2026-10-13 | 22 | 10152.8622
2026-10-13 | 23 | 9856.108
2026-10-13 | 24 | 9512.7377
2026-10-14 | 1 | 9245.8784
2026-10-14 | 2 | 9100.1266
2026-10-14 | 3 | 9009.5381
2026-10-14 | 4 | 9003.4497
2026-10-14 | 5 | 9041.0028
2026-10-14 | 6 | 9163.1465
2026-10-14 | 7 | 9584.2028
2026-10-14 | 8 | 9886.7649
2026-10-14 | 9 | 10176.1581
2026-10-14 | 10 | 10192.1092
2026-10-14 | 11 | 10180.8083
2026-10-14 | 12 | 10173.4244
2026-10-14 | 13 | 10210.0275
2026-10-14 | 14 | 10297.9147
2026-10-14 | 15 | 10342.7813
2026-10-14 | 16 | 10265.0079
2026-10-14 | 17 | 10376.7351
2026-10-14 | 18 | 10320.9005
2026-10-14 | 19 | 10331.5806
2026-10-14 | 20 | 10421.9927
2026-10-14 | 21 | 10331.1492
2026-10-14 | 22 | 10187.1866
2026-10-14 | 23 | 9897.9132
2026-10-14 | 24 | 9557.1092
2026-10-15 | 1 | 9287.7041
2026-10-15 | 2 | 9158.799
2026-10-15 | 3 | 9084.1732
2026-10-15 | 4 | 9078.0037
2026-10-15 | 5 | 9110.6988
2026-10-15 | 6 | 9240.878
2026-10-15 | 7 | 9590.1656
2026-10-15 | 8 | 10022.9064
2026-10-15 | 9 | 10294.9102
2026-10-15 | 10 | 10279.8185
2026-10-15 | 11 | 10355.0787
2026-10-15 | 12 | 10392.0267
2026-10-15 | 13 | 10338.3741
2026-10-15 | 14 | 10268.1557
2026-10-15 | 15 | 10223.1374
2026-10-15 | 16 | 10218.4943
2026-10-15 | 17 | 10197.5033
2026-10-15 | 18 | 10278.7616
2026-10-15 | 19 | 10328.0782
2026-10-15 | 20 | 10437.0038
2026-10-15 | 21 | 10345.1598
2026-10-15 | 22 | 10212.677
2026-10-15 | 23 | 9989.183
2026-10-15 | 24 | 9685.1955
2026-10-16 | 1 | 9429.8208
2026-10-16 | 2 | 9219.248
2026-10-16 | 3 | 9110.9658
2026-10-16 | 4 | 9062.5267
2026-10-16 | 5 | 9091.4496
2026-10-16 | 6 | 9259.3313
2026-10-16 | 7 | 9604.137
2026-10-16 | 8 | 10042.6906
2026-10-16 | 9 | 10388.8304
2026-10-16 | 10 | 10323.2847
2026-10-16 | 11 | 10350.9731
2026-10-16 | 12 | 10314.463
2026-10-16 | 13 | 10275.9735
2026-10-16 | 14 | 10288.0025
2026-10-16 | 15 | 10266.9268
2026-10-16 | 16 | 10202.8443
2026-10-16 | 17 | 10237.1137
2026-10-16 | 18 | 10334.6252
2026-10-16 | 19 | 10324.0041
2026-10-16 | 20 | 10457.4728
2026-10-16 | 21 | 10410.0638
2026-10-16 | 22 | 10273.1688
2026-10-16 | 23 | 10025.1011
2026-10-16 | 24 | 9717.8885
2026-10-17 | 1 | 9453.95
2026-10-17 | 2 | 9258.596
2026-10-17 | 3 | 9146.9561
2026-10-17 | 4 | 9070.3737
2026-10-17 | 5 | 9088.5861
2026-10-17 | 6 | 9164.4749
2026-10-17 | 7 | 9322.1657
2026-10-17 | 8 | 9622.9184
2026-10-17 | 9 | 9880.7895
2026-10-17 | 10 | 9794.7189
2026-10-17 | 11 | 9843.1094
2026-10-17 | 12 | 9912.4962
2026-10-17 | 13 | 9798.7207
2026-10-17 | 14 | 9780.663
2026-10-17 | 15 | 9725.6488
2026-10-17 | 16 | 9765.5353
2026-10-17 | 17 | 9912.0337
2026-10-17 | 18 | 9950.8181
2026-10-17 | 19 | 10086.7454
2026-10-17 | 20 | 10263.2958
2026-10-17 | 21 | 10200.8485
2026-10-17 | 22 | 10100.1395
2026-10-17 | 23 | 9921.2621
2026-10-17 | 24 | 9688.4173
2026-10-18 | 1 | 9476.9907
2026-10-18 | 2 | 9343.6177
2026-10-18 | 3 | 9224.1832
2026-10-18 | 4 | 9165.0586
2026-10-18 | 5 | 9172.7583
2026-10-18 | 6 | 9199.9687
2026-10-18 | 7 | 9313.3921
2026-10-18 | 8 | 9464.596
2026-10-18 | 9 | 9661.0206
2026-10-18 | 10 | 9642.8952
2026-10-18 | 11 | 9694.5551
2026-10-18 | 12 | 9708.2808
2026-10-18 | 13 | 9790.3696
2026-10-18 | 14 | 9693.8044
2026-10-18 | 15 | 9730.5624
2026-10-18 | 16 | 9680.18
2026-10-18 | 17 | 9798.0032
2026-10-18 | 18 | 9960.2746
2026-10-18 | 19 | 10125.4221
2026-10-18 | 20 | 10324.3709
2026-10-18 | 21 | 10255.7371
2026-10-18 | 22 | 10144.8637
2026-10-18 | 23 | 9922.5265
2026-10-18 | 24 | 9615.4277
2026-10-19 | 1 | 9364.3381
2026-10-19 | 2 | 9269.0051
2026-10-19 | 3 | 9215.0636
2026-10-19 | 4 | 9161.5576
2026-10-19 | 5 | 9192.746
2026-10-19 | 6 | 9358.8298
2026-10-19 | 7 | 9697.2916
2026-10-19 | 8 | 10111.9701
2026-10-19 | 9 | 10422.7673
2026-10-19 | 10 | 10362.0066
2026-10-19 | 11 | 10375.8902
2026-10-19 | 12 | 10383.4398
2026-10-19 | 13 | 10361.9331
2026-10-19 | 14 | 10327.0418
2026-10-19 | 15 | 10347.8906
2026-10-19 | 16 | 10328.1478
2026-10-19 | 17 | 10415.862
2026-10-19 | 18 | 10453.372
2026-10-19 | 19 | 10540.6186
2026-10-19 | 20 | 10625.2265
2026-10-19 | 21 | 10591.8351
2026-10-19 | 22 | 10389.5917
2026-10-19 | 23 | 10120.9213
2026-10-19 | 24 | 9801.909
2026-10-20 | 1 | 9557.8409
2026-10-20 | 2 | 9363.5072
2026-10-20 | 3 | 9321.1431
2026-10-20 | 4 | 9295.8663
2026-10-20 | 5 | 9325.6604
2026-10-20 | 6 | 9440.5723
2026-10-20 | 7 | 9804.9358
2026-10-20 | 8 | 10276.3349
2026-10-20 | 9 | 10547.8862
2026-10-20 | 10 | 10470.535
2026-10-20 | 11 | 10417.6083
2026-10-20 | 12 | 10325.3807
2026-10-20 | 13 | 10303.1691
2026-10-20 | 14 | 10273.4215
2026-10-20 | 15 | 10250.1286
2026-10-20 | 16 | 10246.272
2026-10-20 | 17 | 10277.9794
2026-10-20 | 18 | 10375.9198
2026-10-20 | 19 | 10566.8352
2026-10-20 | 20 | 10632.1602
2026-10-20 | 21 | 10578.3911
2026-10-20 | 22 | 10442.2136
2026-10-20 | 23 | 10181.0613
2026-10-20 | 24 | 9857.4931
2026-10-21 | 1 | 9576.9032
2026-10-21 | 2 | 9376.4433
2026-10-21 | 3 | 9287.8083
2026-10-21 | 4 | 9262.3272
2026-10-21 | 5 | 9286.2182
2026-10-21 | 6 | 9416.2695
2026-10-21 | 7 | 9747.6683
2026-10-21 | 8 | 10158.0938
2026-10-21 | 9 | 10493.5053
2026-10-21 | 10 | 10471.3249
2026-10-21 | 11 | 10443.011
2026-10-21 | 12 | 10397.6989
2026-10-21 | 13 | 10345.7485
2026-10-21 | 14 | 10356.7346
2026-10-21 | 15 | 10327.1087
2026-10-21 | 16 | 10359.793
2026-10-21 | 17 | 10373.4221
2026-10-21 | 18 | 10461.3586
2026-10-21 | 19 | 10663.4789
2026-10-21 | 20 | 10730.9663
2026-10-21 | 21 | 10679.8513
2026-10-21 | 22 | 10541.8114
2026-10-21 | 23 | 10242.8084
2026-10-21 | 24 | 9894.8523
2026-10-22 | 1 | 9620.1072
2026-10-22 | 2 | 9477.9992
2026-10-22 | 3 | 9368.2443
2026-10-22 | 4 | 9379.8948
2026-10-22 | 5 | 9341.6644
2026-10-22 | 6 | 9431.1131
2026-10-22 | 7 | 9729.463
2026-10-22 | 8 | 10170.3891
2026-10-22 | 9 | 10468.3477
2026-10-22 | 10 | 10454.0044
2026-10-22 | 11 | 10488.7496
2026-10-22 | 12 | 10403.0595
2026-10-22 | 13 | 10429.5515
2026-10-22 | 14 | 10394.9063
2026-10-22 | 15 | 10235.1444
2026-10-22 | 16 | 10184.3154
2026-10-22 | 17 | 10189.958
2026-10-22 | 18 | 10209.1748
2026-10-22 | 19 | 10390.7826
2026-10-22 | 20 | 10495.0553
2026-10-22 | 21 | 10435.8045
2026-10-22 | 22 | 10319.7547
2026-10-22 | 23 | 10081.6153
2026-10-22 | 24 | 9789.2002
2026-10-23 | 1 | 9527.8397
2026-10-23 | 2 | 9344.4911
2026-10-23 | 3 | 9192.7971
2026-10-23 | 4 | 9153.1449
2026-10-23 | 5 | 9179.0963
2026-10-23 | 6 | 9305.7562
2026-10-23 | 7 | 9632.9342
2026-10-23 | 8 | 10056.1145
2026-10-23 | 9 | 10362.9405
2026-10-23 | 10 | 10332.2936
2026-10-23 | 11 | 10309.7906
2026-10-23 | 12 | 10259.7629
2026-10-23 | 13 | 10200.676
2026-10-23 | 14 | 10182.3298
2026-10-23 | 15 | 10164.9048
2026-10-23 | 16 | 10152.9246
2026-10-23 | 17 | 10227.6985
2026-10-23 | 18 | 10269.5309
2026-10-23 | 19 | 10407.2275
2026-10-23 | 20 | 10437.6541
2026-10-23 | 21 | 10372.7535
2026-10-23 | 22 | 10236.643
2026-10-23 | 23 | 9994.1312
2026-10-23 | 24 | 9694.9611
2026-10-24 | 1 | 9413.5081
2026-10-24 | 2 | 9250.3079
2026-10-24 | 3 | 9137.6864
2026-10-24 | 4 | 9095.3199
2026-10-24 | 5 | 9128.9664
2026-10-24 | 6 | 9171.576
2026-10-24 | 7 | 9306.1836
2026-10-24 | 8 | 9530.8117
2026-10-24 | 9 | 9722.0311
2026-10-24 | 10 | 9785.2261
2026-10-24 | 11 | 9841.7719
2026-10-24 | 12 | 9910.1223
2026-10-24 | 13 | 9888.0843
2026-10-24 | 14 | 9876.7619
2026-10-24 | 15 | 9835.9041
2026-10-24 | 16 | 9849.0986
2026-10-24 | 17 | 9950.1087
2026-10-24 | 18 | 9938.9642
2026-10-24 | 19 | 10144.721
2026-10-24 | 20 | 10182.7792
2026-10-24 | 21 | 10132.5084
2026-10-24 | 22 | 10045.6417
2026-10-24 | 23 | 9859.06
2026-10-24 | 24 | 9616.8031
2026-10-25 | 1 | 9387.4087
2026-10-25 | 2 | 9207.5884
2026-10-25 | 3 | 9093.2522
2026-10-25 | 4 | 9038.3048
2026-10-25 | 5 | 9046.9429
2026-10-25 | 6 | 9131.6304
2026-10-25 | 7 | 9267.3228
2026-10-25 | 8 | 9462.3999
2026-10-25 | 9 | 9616.2662
2026-10-25 | 10 | 9605.0359
2026-10-25 | 11 | 9689.4584
2026-10-25 | 12 | 9747.863
2026-10-25 | 13 | 9688.2602
2026-10-25 | 14 | 9817.9985
2026-10-25 | 15 | 9755.994
2026-10-25 | 16 | 9715.1809
2026-10-25 | 17 | 9870.5817
2026-10-25 | 18 | 9935.1493
2026-10-25 | 19 | 10192.5807
2026-10-25 | 20 | 10212.2912
2026-10-25 | 21 | 10158.138
2026-10-25 | 22 | 10038.4876
2026-10-25 | 23 | 9802.8802
2026-10-25 | 24 | 9502.2447
2026-10-26 | 1 | 9258.6027
2026-10-26 | 2 | 9176.6982
2026-10-26 | 3 | 9105.797
2026-10-26 | 4 | 9076.8099
2026-10-26 | 5 | 9113.1363
2026-10-26 | 6 | 9315.3063
2026-10-26 | 7 | 9718.266
2026-10-26 | 8 | 10195.616
2026-10-26 | 9 | 10412.0161
2026-10-26 | 10 | 10356.8484
2026-10-26 | 11 | 10418.45
2026-10-26 | 12 | 10350.9723
2026-10-26 | 13 | 10338.7053
2026-10-26 | 14 | 10403.2818
2026-10-26 | 15 | 10450.9725
2026-10-26 | 16 | 10444.1692
2026-10-26 | 17 | 10475.9695
2026-10-26 | 18 | 10494.9509
2026-10-26 | 19 | 10584.3982
2026-10-26 | 20 | 10535.3308
2026-10-26 | 21 | 10496.9146
2026-10-26 | 22 | 10361.0908
2026-10-26 | 23 | 10064.4015
2026-10-26 | 24 | 9713.7876
2026-10-27 | 1 | 9435.3242
2026-10-27 | 2 | 9240.4662
2026-10-27 | 3 | 9158.2445
2026-10-27 | 4 | 9121.445
2026-10-27 | 5 | 9150.2852
2026-10-27 | 6 | 9298.2899
2026-10-27 | 7 | 9661.0664
2026-10-27 | 8 | 10054.6117
2026-10-27 | 9 | 10306.9753
2026-10-27 | 10 | 10352.8191
2026-10-27 | 11 | 10416.3402
2026-10-27 | 12 | 10429.4512
2026-10-27 | 13 | 10441.1218
2026-10-27 | 14 | 10458.5542
2026-10-27 | 15 | 10452.2171
2026-10-27 | 16 | 10446.2686
2026-10-27 | 17 | 10484.0134
2026-10-27 | 18 | 10469.2952
2026-10-27 | 19 | 10479.0761
2026-10-27 | 20 | 10433.755
2026-10-27 | 21 | 10355.5523
2026-10-27 | 22 | 10206.625
2026-10-27 | 23 | 9931.0096
2026-10-27 | 24 | 9583.91
2026-10-28 | 1 | 9353.0401
2026-10-28 | 2 | 9164.4343
2026-10-28 | 3 | 9090.7693
2026-10-28 | 4 | 9061.7366
2026-10-28 | 5 | 9067.2546
2026-10-28 | 6 | 9294.7526
2026-10-28 | 7 | 9597.7012
2026-10-28 | 8 | 10103.8393
2026-10-28 | 9 | 10327.3508
2026-10-28 | 10 | 10311.9514
2026-10-28 | 11 | 10353.6175
2026-10-28 | 12 | 10388.4224
2026-10-28 | 13 | 10377.1132
2026-10-28 | 14 | 10368.3889
2026-10-28 | 15 | 10336.6201
2026-10-28 | 16 | 10353.7523
2026-10-28 | 17 | 10386.5446
2026-10-28 | 18 | 10413.7954
2026-10-28 | 19 | 10539.0722
2026-10-28 | 20 | 10510.6725
2026-10-28 | 21 | 10431.7746
2026-10-28 | 22 | 10292.6859
2026-10-28 | 23 | 9984.5313
2026-10-28 | 24 | 9642.9547
2026-10-29 | 1 | 9362.6697
2026-10-29 | 2 | 9222.8652
2026-10-29 | 3 | 9137.3735
2026-10-29 | 4 | 9113.8014
2026-10-29 | 5 | 9144.128
2026-10-29 | 6 | 9282.9071
2026-10-29 | 7 | 9624.1211
2026-10-29 | 8 | 10060.8892
2026-10-29 | 9 | 10300.1884
2026-10-29 | 10 | 10354.4436
2026-10-29 | 11 | 10381.9338
2026-10-29 | 12 | 10416.9291
2026-10-29 | 13 | 10478.7414
2026-10-29 | 14 | 10482.2997
2026-10-29 | 15 | 10352.4775
2026-10-29 | 16 | 10483.9409
2026-10-29 | 17 | 10476.9326
2026-10-29 | 18 | 10456.3368
2026-10-29 | 19 | 10616.9979
2026-10-29 | 20 | 10588.4466
2026-10-29 | 21 | 10480.6696
2026-10-29 | 22 | 10361.2446
2026-10-29 | 23 | 10052.8419
2026-10-29 | 24 | 9790.448
2026-10-30 | 1 | 9480.6897
2026-10-30 | 2 | 9346.043
2026-10-30 | 3 | 9265.1645
2026-10-30 | 4 | 9199.3492
2026-10-30 | 5 | 9252.4349
2026-10-30 | 6 | 9403.2343
2026-10-30 | 7 | 9711.7484
2026-10-30 | 8 | 10150.3902
2026-10-30 | 9 | 10402.3274
2026-10-30 | 10 | 10444.6752
2026-10-30 | 11 | 10404.332
2026-10-30 | 12 | 10349.9068
2026-10-30 | 13 | 10312.9145
2026-10-30 | 14 | 10306.0009
2026-10-30 | 15 | 10294.2879
2026-10-30 | 16 | 10287.0205
2026-10-30 | 17 | 10420.189
2026-10-30 | 18 | 10404.8545
2026-10-30 | 19 | 10695.231
2026-10-30 | 20 | 10722.4452
2026-10-30 | 21 | 10688.7429
2026-10-30 | 22 | 10527.9013
2026-10-30 | 23 | 10258.4346
2026-10-30 | 24 | 9970.059
2026-10-31 | 1 | 9735.5881
2026-10-31 | 2 | 9575.2557
2026-10-31 | 3 | 9534.0614
2026-10-31 | 4 | 9479.534
2026-10-31 | 5 | 9480.336
2026-10-31 | 6 | 9488.8297
2026-10-31 | 7 | 9615.4984
2026-10-31 | 8 | 9791.4986
2026-10-31 | 9 | 9919.5123
2026-10-31 | 10 | 10027.8167
2026-10-31 | 11 | 10013.4004
2026-10-31 | 12 | 9932.1987
2026-10-31 | 13 | 9870.8936
2026-10-31 | 14 | 9867.1975
2026-10-31 | 15 | 9791.4726
2026-10-31 | 16 | 9771.962
2026-10-31 | 17 | 9847.0956
2026-10-31 | 18 | 9976.2831
2026-10-31 | 19 | 10258.7041
2026-10-31 | 20 | 10252.9076
2026-10-31 | 21 | 10198.7868
2026-10-31 | 22 | 10143.8464
2026-10-31 | 23 | 9973.4651
2026-10-31 | 24 | 9718.885
2026-11-01 | 1 | 9479.4584
2026-11-01 | 2 | 9428.9168
2026-11-01 | 02X | 9407.8419
2026-11-01 | 3 | 9330.8935
2026-11-01 | 4 | 9342.7493
2026-11-01 | 5 | 9369.0017
2026-11-01 | 6 | 9444.1247
2026-11-01 | 7 | 9585.0902
2026-11-01 | 8 | 9704.2492
2026-11-01 | 9 | 9796.5623
2026-11-01 | 10 | 9933.8608
2026-11-01 | 11 | 10039.3302
2026-11-01 | 12 | 10069.7908
2026-11-01 | 13 | 10064.9683
2026-11-01 | 14 | 10051.278
2026-11-01 | 15 | 10003.0455
2026-11-01 | 16 | 10086.6367
2026-11-01 | 17 | 10182.7684
2026-11-01 | 18 | 10368.7471
2026-11-01 | 19 | 10303.6961
2026-11-01 | 20 | 10268.8427
2026-11-01 | 21 | 10162.2077
2026-11-01 | 22 | 9910.3285
2026-11-01 | 23 | 9606.545
2026-11-01 | 24 | 9381.6174
2026-11-02 | 1 | 9274.1146
2026-11-02 | 2 | 9192.7241
2026-11-02 | 3 | 9161.791
2026-11-02 | 4 | 9189.5934
2026-11-02 | 5 | 9310.8506
2026-11-02 | 6 | 9682.9852
2026-11-02 | 7 | 10120.7784
2026-11-02 | 8 | 10316.5967
2026-11-02 | 9 | 10318.6608
2026-11-02 | 10 | 10394.1949
2026-11-02 | 11 | 10396.3624
2026-11-02 | 12 | 10343.4276
2026-11-02 | 13 | 10356.8484
2026-11-02 | 14 | 10439.5287
2026-11-02 | 15 | 10520.3539
2026-11-02 | 16 | 10608.7775
2026-11-02 | 17 | 10667.6363
2026-11-02 | 18 | 10829.3518
2026-11-02 | 19 | 10769.8217
2026-11-02 | 20 | 10687.8529
2026-11-02 | 21 | 10519.7335
2026-11-02 | 22 | 10225.9948
2026-11-02 | 23 | 9893.9471
2026-11-02 | 24 | 9630.3652
2026-11-03 | 1 | 9466.6208
2026-11-03 | 2 | 9390.0922
2026-11-03 | 3 | 9365.6474
2026-11-03 | 4 | 9412.8691
2026-11-03 | 5 | 9578.1265
2026-11-03 | 6 | 9940.1989
2026-11-03 | 7 | 10456.457
2026-11-03 | 8 | 10663.7588
2026-11-03 | 9 | 10708.9533
2026-11-03 | 10 | 10721.6935
2026-11-03 | 11 | 10800.7518
2026-11-03 | 12 | 10715.8315
2026-11-03 | 13 | 10744.2282
2026-11-03 | 14 | 10717.8716
2026-11-03 | 15 | 10780.0815
2026-11-03 | 16 | 10854.2656
2026-11-03 | 17 | 10934.0153
2026-11-03 | 18 | 11112.2527
2026-11-03 | 19 | 11049.136
2026-11-03 | 20 | 10970.0933
2026-11-03 | 21 | 10813.9742
2026-11-03 | 22 | 10564.1325
2026-11-03 | 23 | 10170.9741
2026-11-03 | 24 | 9891.3917
2026-11-04 | 1 | 9691.8884
2026-11-04 | 2 | 9597.9424
2026-11-04 | 3 | 9564.6629
2026-11-04 | 4 | 9588.3325
2026-11-04 | 5 | 9748.2782
2026-11-04 | 6 | 10097.9408
2026-11-04 | 7 | 10585.8025
2026-11-04 | 8 | 10795.1348
2026-11-04 | 9 | 10801.5215
2026-11-04 | 10 | 10821.3323
2026-11-04 | 11 | 10831.6863
2026-11-04 | 12 | 10860.714
2026-11-04 | 13 | 10878.4424
2026-11-04 | 14 | 10890.6377
2026-11-04 | 15 | 10913.2091
2026-11-04 | 16 | 11023.3173
2026-11-04 | 17 | 11204.3847
2026-11-04 | 18 | 11450.9743
2026-11-04 | 19 | 11365.0004
2026-11-04 | 20 | 11263.671
2026-11-04 | 21 | 11095.3617
2026-11-04 | 22 | 10799.2997
2026-11-04 | 23 | 10437.9604
2026-11-04 | 24 | 10149.4377
2026-11-05 | 1 | 10007.1025
2026-11-05 | 2 | 9913.4599
2026-11-05 | 3 | 9868.109
2026-11-05 | 4 | 9875.5571
2026-11-05 | 5 | 9997.9254
2026-11-05 | 6 | 10296.0922
2026-11-05 | 7 | 10760.1357
2026-11-05 | 8 | 10987.1586
2026-11-05 | 9 | 11098.0711
2026-11-05 | 10 | 11151.8136
2026-11-05 | 11 | 11100.6379
2026-11-05 | 12 | 11085.1586
2026-11-05 | 13 | 11047.8281
2026-11-05 | 14 | 11045.9452
2026-11-05 | 15 | 11057.8609
2026-11-05 | 16 | 11148.0588
2026-11-05 | 17 | 11326.7822
2026-11-05 | 18 | 11608.2373
2026-11-05 | 19 | 11527.2296
2026-11-05 | 20 | 11415.4256
2026-11-05 | 21 | 11298.6519
2026-11-05 | 22 | 11005.2453
2026-11-05 | 23 | 10693.8526
2026-11-05 | 24 | 10402.3569
2026-11-06 | 1 | 10216.1741
2026-11-06 | 2 | 10101.6738
2026-11-06 | 3 | 10054.8516
2026-11-06 | 4 | 10063.5599
2026-11-06 | 5 | 10176.1953
2026-11-06 | 6 | 10484.0917
2026-11-06 | 7 | 10939.2916
2026-11-06 | 8 | 11145.6445
2026-11-06 | 9 | 11201.5963
2026-11-06 | 10 | 11216.8807
2026-11-06 | 11 | 11176.448
2026-11-06 | 12 | 11148.3652
2026-11-06 | 13 | 11099.3068
2026-11-06 | 14 | 11064.4591
2026-11-06 | 15 | 11069.5963
2026-11-06 | 16 | 11137.7484
2026-11-06 | 17 | 11304.1759
2026-11-06 | 18 | 11546.2117
2026-11-06 | 19 | 11474.9581
2026-11-06 | 20 | 11398.2362
2026-11-06 | 21 | 11239.0182
2026-11-06 | 22 | 10987.9464
2026-11-06 | 23 | 10680.4431
2026-11-06 | 24 | 10388.2634
2026-11-07 | 1 | 10067.7459
2026-11-07 | 2 | 9934.9705
2026-11-07 | 3 | 9842.0305
2026-11-07 | 4 | 9801.3722
2026-11-07 | 5 | 9781.9604
2026-11-07 | 6 | 9788.4353
2026-11-07 | 7 | 9965.9944
2026-11-07 | 8 | 10179.3699
2026-11-07 | 9 | 10354.1393
2026-11-07 | 10 | 10420.1475
2026-11-07 | 11 | 10406.3516
2026-11-07 | 12 | 10400.2411
2026-11-07 | 13 | 10359.8261
2026-11-07 | 14 | 10304.3145
2026-11-07 | 15 | 10286.2055
2026-11-07 | 16 | 10382.2399
2026-11-07 | 17 | 10588.2473
2026-11-07 | 18 | 10878.1611
2026-11-07 | 19 | 10832.8344
2026-11-07 | 20 | 10760.2806
2026-11-07 | 21 | 10633.9166
2026-11-07 | 22 | 10428.2252
2026-11-07 | 23 | 10164.1221
2026-11-07 | 24 | 9907.1843
2026-11-08 | 1 | 9711.0925
2026-11-08 | 2 | 9590.9418
2026-11-08 | 3 | 9533.8254
2026-11-08 | 4 | 9502.9903
2026-11-08 | 5 | 9529.4236
2026-11-08 | 6 | 9618.2903
2026-11-08 | 7 | 9773.7086
2026-11-08 | 8 | 9899.2282
2026-11-08 | 9 | 10044.2459
2026-11-08 | 10 | 10134.4164
2026-11-08 | 11 | 10159.5881
2026-11-08 | 12 | 10141.2794
2026-11-08 | 13 | 10161.4896
2026-11-08 | 14 | 10211.2494
2026-11-08 | 15 | 10146.6258
2026-11-08 | 16 | 10265.3812
2026-11-08 | 17 | 10531.3262
2026-11-08 | 18 | 10789.2831
2026-11-08 | 19 | 10748.3249
2026-11-08 | 20 | 10687.3183
2026-11-08 | 21 | 10557.0238
2026-11-08 | 22 | 10319.2873
2026-11-08 | 23 | 10011.2933
2026-11-08 | 24 | 9753.5324
2026-11-09 | 1 | 9636.1078
2026-11-09 | 2 | 9559.9636
2026-11-09 | 3 | 9523.0274
2026-11-09 | 4 | 9550.65
2026-11-09 | 5 | 9714.0443
2026-11-09 | 6 | 10053.9652
2026-11-09 | 7 | 10539.5288
2026-11-09 | 8 | 10686.3781
2026-11-09 | 9 | 10756.3959
2026-11-09 | 10 | 10769.4568
2026-11-09 | 11 | 10843.6543
2026-11-09 | 12 | 10798.3772
2026-11-09 | 13 | 10740.0615
2026-11-09 | 14 | 10624.0637
2026-11-09 | 15 | 10617.7375
2026-11-09 | 16 | 10761.4087
2026-11-09 | 17 | 10937.3757
2026-11-09 | 18 | 11123.45
2026-11-09 | 19 | 11064.5286
2026-11-09 | 20 | 10986.8836
2026-11-09 | 21 | 10842.4288
2026-11-09 | 22 | 10540.8526
2026-11-09 | 23 | 10187.6458
2026-11-09 | 24 | 9921.0578
2026-11-10 | 1 | 9723.2064
2026-11-10 | 2 | 9640.5866
2026-11-10 | 3 | 9615.9518
2026-11-10 | 4 | 9631.6714
2026-11-10 | 5 | 9786.5196
2026-11-10 | 6 | 10140.9485
2026-11-10 | 7 | 10637.0423
2026-11-10 | 8 | 10796.4126
2026-11-10 | 9 | 10916.8822
2026-11-10 | 10 | 11006.2939
2026-11-10 | 11 | 11049.5056
2026-11-10 | 12 | 11015.4077
2026-11-10 | 13 | 11023.8608
2026-11-10 | 14 | 11089.1034
2026-11-10 | 15 | 11093.7278
2026-11-10 | 16 | 11131.3943
2026-11-10 | 17 | 11271.8178
2026-11-10 | 18 | 11474.4399
2026-11-10 | 19 | 11391.0667
2026-11-10 | 20 | 11307.0984
2026-11-10 | 21 | 11154.1727
2026-11-10 | 22 | 10863.0144
2026-11-10 | 23 | 10505.3265
2026-11-10 | 24 | 10228.3889
2026-11-11 | 1 | 10029.5251
2026-11-11 | 2 | 9915.0767
2026-11-11 | 3 | 9848.5759
2026-11-11 | 4 | 9833.1738
2026-11-11 | 5 | 9859.4135
2026-11-11 | 6 | 9906.6419
2026-11-11 | 7 | 10054.811
2026-11-11 | 8 | 10137.198
2026-11-11 | 9 | 10357.0131
2026-11-11 | 10 | 10424.7813
2026-11-11 | 11 | 10480.943
2026-11-11 | 12 | 10511.0442
2026-11-11 | 13 | 10546.0802
2026-11-11 | 14 | 10526.5615
2026-11-11 | 15 | 10468.8963
2026-11-11 | 16 | 10577.4882
2026-11-11 | 17 | 10812.8245
2026-11-11 | 18 | 11118.7853
2026-11-11 | 19 | 11099.1463
2026-11-11 | 20 | 11048.2337
2026-11-11 | 21 | 10946.6585
2026-11-11 | 22 | 10722.1097
2026-11-11 | 23 | 10416.4164
2026-11-11 | 24 | 10142.4561
2026-11-12 | 1 | 10077.9932
2026-11-12 | 2 | 9986.9356
2026-11-12 | 3 | 9940.3348
2026-11-12 | 4 | 9944.4583
2026-11-12 | 5 | 10061.982
2026-11-12 | 6 | 10339.6827
2026-11-12 | 7 | 10812.3412
2026-11-12 | 8 | 11017.4149
2026-11-12 | 9 | 11152.299
2026-11-12 | 10 | 11133.5785
2026-11-12 | 11 | 11160.6807
2026-11-12 | 12 | 11026.0787
2026-11-12 | 13 | 10938.4786
2026-11-12 | 14 | 10919.1427
2026-11-12 | 15 | 10893.7677
2026-11-12 | 16 | 10993.3411
2026-11-12 | 17 | 11158.5057
2026-11-12 | 18 | 11337.3342
2026-11-12 | 19 | 11284.0686
2026-11-12 | 20 | 11219.0504
2026-11-12 | 21 | 11058.2797
2026-11-12 | 22 | 10818.5288
2026-11-12 | 23 | 10509.1062
2026-11-12 | 24 | 10223.8702
2026-11-13 | 1 | 10003.6981
2026-11-13 | 2 | 9894.75
2026-11-13 | 3 | 9839.7397
2026-11-13 | 4 | 9830.2001
2026-11-13 | 5 | 9940.9388
2026-11-13 | 6 | 10214.4175
2026-11-13 | 7 | 10675.0479
2026-11-13 | 8 | 10897.8756
2026-11-13 | 9 | 11043.4237
2026-11-13 | 10 | 11061.6414
2026-11-13 | 11 | 10896.411
2026-11-13 | 12 | 10967.2128
2026-11-13 | 13 | 10976.9192
2026-11-13 | 14 | 10932.9184
2026-11-13 | 15 | 10904.8369
2026-11-13 | 16 | 10933.3447
2026-11-13 | 17 | 11063.2439
2026-11-13 | 18 | 11217.5088
2026-11-13 | 19 | 11129.0841
2026-11-13 | 20 | 11054.1913
2026-11-13 | 21 | 10903.7671
2026-11-13 | 22 | 10643.6536
2026-11-13 | 23 | 10315.3255
2026-11-13 | 24 | 10032.7301
2026-11-14 | 1 | 9823.0301
2026-11-14 | 2 | 9700.3194
2026-11-14 | 3 | 9627.1828
2026-11-14 | 4 | 9616.0923
2026-11-14 | 5 | 9665.3639
2026-11-14 | 6 | 9772.8769
2026-11-14 | 7 | 9986.4988
2026-11-14 | 8 | 10125.5051
2026-11-14 | 9 | 10359.0933
2026-11-14 | 10 | 10419.4607
2026-11-14 | 11 | 10423.8737
2026-11-14 | 12 | 10362.9456
2026-11-14 | 13 | 10483.2474
2026-11-14 | 14 | 10301.7211
2026-11-14 | 15 | 10433.4003
2026-11-14 | 16 | 10496.3022
2026-11-14 | 17 | 10698.6433
2026-11-14 | 18 | 10913.4047
2026-11-14 | 19 | 10846.8694
2026-11-14 | 20 | 10763.8076
2026-11-14 | 21 | 10632.9994
2026-11-14 | 22 | 10447.5298
2026-11-14 | 23 | 10195.1787
2026-11-14 | 24 | 9952.8692
2026-11-15 | 1 | 9781.7006
2026-11-15 | 2 | 9674.8914
2026-11-15 | 3 | 9618.7689
2026-11-15 | 4 | 9616.1352
2026-11-15 | 5 | 9658.6988
2026-11-15 | 6 | 9765.2758
2026-11-15 | 7 | 9967.7807
2026-11-15 | 8 | 10120.1928
2026-11-15 | 9 | 10307.0022
2026-11-15 | 10 | 10266.3403
2026-11-15 | 11 | 10312.1265
2026-11-15 | 12 | 10334.3781
2026-11-15 | 13 | 10320.1131
2026-11-15 | 14 | 10323.9666
2026-11-15 | 15 | 10417.3748
2026-11-15 | 16 | 10568.8628
2026-11-15 | 17 | 10793.2893
2026-11-15 | 18 | 11017.6004
2026-11-15 | 19 | 10961.3979
2026-11-15 | 20 | 10883.7489
2026-11-15 | 21 | 10746.4225
2026-11-15 | 22 | 10500.2827
2026-11-15 | 23 | 10210.8137
2026-11-15 | 24 | 9937.4771
2026-11-16 | 1 | 9811.5167
2026-11-16 | 2 | 9709.9683
2026-11-16 | 3 | 9652.9727
2026-11-16 | 4 | 9622.3495
2026-11-16 | 5 | 9733.9834
2026-11-16 | 6 | 10043.9857
2026-11-16 | 7 | 10477.6433
2026-11-16 | 8 | 10766.6784
2026-11-16 | 9 | 10940.4464
2026-11-16 | 10 | 10880.6046
2026-11-16 | 11 | 10769.7843
2026-11-16 | 12 | 10707.7295
2026-11-16 | 13 | 10624.9903
2026-11-16 | 14 | 10602.5677
2026-11-16 | 15 | 10723.1991
2026-11-16 | 16 | 10839.6066
2026-11-16 | 17 | 10973.2353
2026-11-16 | 18 | 11072.6889
2026-11-16 | 19 | 11011.6348
2026-11-16 | 20 | 10937.588
2026-11-16 | 21 | 10752.0424
2026-11-16 | 22 | 10443.6107
2026-11-16 | 23 | 10087.7056
2026-11-16 | 24 | 9802.0774
2026-11-17 | 1 | 9610.1887
2026-11-17 | 2 | 9519.8133
2026-11-17 | 3 | 9480.8517
2026-11-17 | 4 | 9530.8805
2026-11-17 | 5 | 9677.6238
2026-11-17 | 6 | 10025.945
2026-11-17 | 7 | 10504.1186
2026-11-17 | 8 | 10702.8135
2026-11-17 | 9 | 10845.5086
2026-11-17 | 10 | 10820.552
2026-11-17 | 11 | 10848.1729
2026-11-17 | 12 | 10756.7154
2026-11-17 | 13 | 10743.6552
2026-11-17 | 14 | 10691.3828
2026-11-17 | 15 | 10701.7834
2026-11-17 | 16 | 10802.1393
2026-11-17 | 17 | 11061.311
2026-11-17 | 18 | 11176.5084
2026-11-17 | 19 | 11106.9689
2026-11-17 | 20 | 10998.8951
2026-11-17 | 21 | 10847.6828
2026-11-17 | 22 | 10538.1741
2026-11-17 | 23 | 10183.723
2026-11-17 | 24 | 9905.3087
2026-11-18 | 1 | 9695.8452
2026-11-18 | 2 | 9605.2699
2026-11-18 | 3 | 9561.0791
2026-11-18 | 4 | 9588.4266
2026-11-18 | 5 | 9739.5099
2026-11-18 | 6 | 10092.0745
2026-11-18 | 7 | 10572.4154
2026-11-18 | 8 | 10864.2726
2026-11-18 | 9 | 11000.0663
2026-11-18 | 10 | 10924.5467
2026-11-18 | 11 | 10945.731
2026-11-18 | 12 | 10923.6041
2026-11-18 | 13 | 10946.8111
2026-11-18 | 14 | 10957.4559
2026-11-18 | 15 | 10987.9793
2026-11-18 | 16 | 11042.0487
2026-11-18 | 17 | 11217.6053
2026-11-18 | 18 | 11323.8671
2026-11-18 | 19 | 11222.0032
2026-11-18 | 20 | 11140.7801
2026-11-18 | 21 | 10962.2808
2026-11-18 | 22 | 10654.8038
2026-11-18 | 23 | 10292.8965
2026-11-18 | 24 | 10004.8392
2026-11-19 | 1 | 9844.8435
2026-11-19 | 2 | 9746.842
2026-11-19 | 3 | 9702.2824
2026-11-19 | 4 | 9708.6955
2026-11-19 | 5 | 9830.6538
2026-11-19 | 6 | 10131.5763
2026-11-19 | 7 | 10588.3256
2026-11-19 | 8 | 10952.1469
2026-11-19 | 9 | 11095.2651
2026-11-19 | 10 | 10839.5479
2026-11-19 | 11 | 10809.6064
2026-11-19 | 12 | 10796.4679
2026-11-19 | 13 | 10789.4171
2026-11-19 | 14 | 10772.8605
2026-11-19 | 15 | 10782.1372
2026-11-19 | 16 | 10861.4201
2026-11-19 | 17 | 11124.7784
2026-11-19 | 18 | 11230.0426
2026-11-19 | 19 | 11153.0396
2026-11-19 | 20 | 11077.314
2026-11-19 | 21 | 10908.1581
2026-11-19 | 22 | 10610.8799
2026-11-19 | 23 | 10278.0033
2026-11-19 | 24 | 10003.7446
2026-11-20 | 1 | 9819.4476
2026-11-20 | 2 | 9711.5015
2026-11-20 | 3 | 9659.6619
2026-11-20 | 4 | 9673.245
2026-11-20 | 5 | 9819.9112
2026-11-20 | 6 | 10133.2912
2026-11-20 | 7 | 10597.9643
2026-11-20 | 8 | 10954.9477
2026-11-20 | 9 | 11098.7412
2026-11-20 | 10 | 10897.4113
2026-11-20 | 11 | 10918.1708
2026-11-20 | 12 | 10867.3238
2026-11-20 | 13 | 10900.7557
2026-11-20 | 14 | 10876.4928
2026-11-20 | 15 | 10933.0159
2026-11-20 | 16 | 10995.6427
2026-11-20 | 17 | 11288.1759
2026-11-20 | 18 | 11410.3296
2026-11-20 | 19 | 11308.3
2026-11-20 | 20 | 11210.8626
2026-11-20 | 21 | 11061.0545
2026-11-20 | 22 | 10798.5191
2026-11-20 | 23 | 10482.8658
2026-11-20 | 24 | 10212.0278
2026-11-21 | 1 | 10035.5678
2026-11-21 | 2 | 9938.3433
2026-11-21 | 3 | 9863.2751
2026-11-21 | 4 | 9844.1669
2026-11-21 | 5 | 9877.8158
2026-11-21 | 6 | 9956.6576
2026-11-21 | 7 | 10185.7998
2026-11-21 | 8 | 10499.7637
2026-11-21 | 9 | 10711.6023
2026-11-21 | 10 | 10665.1736
2026-11-21 | 11 | 10679.0896
2026-11-21 | 12 | 10775.4971
2026-11-21 | 13 | 10737.059
2026-11-21 | 14 | 10651.452
2026-11-21 | 15 | 10692.985
2026-11-21 | 16 | 10761.2378
2026-11-21 | 17 | 11006.385
2026-11-21 | 18 | 11222.8854
2026-11-21 | 19 | 11181.8497
2026-11-21 | 20 | 11114.8009
2026-11-21 | 21 | 10977.7968
2026-11-21 | 22 | 10808.3
2026-11-21 | 23 | 10539.4868
2026-11-21 | 24 | 10287.0593
2026-11-22 | 1 | 10083.7366
2026-11-22 | 2 | 9979.6259
2026-11-22 | 3 | 9901.0683
2026-11-22 | 4 | 9863.7992
2026-11-22 | 5 | 9820.7783
2026-11-22 | 6 | 9845.524
2026-11-22 | 7 | 10001.7733
2026-11-22 | 8 | 10292.7177
2026-11-22 | 9 | 10518.4354
2026-11-22 | 10 | 10435.5366
2026-11-22 | 11 | 10498.3184
2026-11-22 | 12 | 10507.9027
2026-11-22 | 13 | 10565.1546
2026-11-22 | 14 | 10496.085
2026-11-22 | 15 | 10598.5814
2026-11-22 | 16 | 10666.4899
2026-11-22 | 17 | 11002.4566
2026-11-22 | 18 | 11254.1783
2026-11-22 | 19 | 11202.3805
2026-11-22 | 20 | 11127.5889
2026-11-22 | 21 | 10990.5076
2026-11-22 | 22 | 10756.5788
2026-11-22 | 23 | 10432.2182
2026-11-22 | 24 | 10152.9122
2026-11-23 | 1 | 10019.7204
2026-11-23 | 2 | 9904.7929
2026-11-23 | 3 | 9848.3851
2026-11-23 | 4 | 9858.899
2026-11-23 | 5 | 9956.5299
2026-11-23 | 6 | 10246.8011
2026-11-23 | 7 | 10705.0725
2026-11-23 | 8 | 11075.4314
2026-11-23 | 9 | 11200.4883
2026-11-23 | 10 | 11122.832
2026-11-23 | 11 | 11153.1725
2026-11-23 | 12 | 11140.4813
2026-11-23 | 13 | 11132.6208
2026-11-23 | 14 | 11085.9341
2026-11-23 | 15 | 11116.3903
2026-11-23 | 16 | 11193.7422
2026-11-23 | 17 | 11449.3945
2026-11-23 | 18 | 11612.0032
2026-11-23 | 19 | 11527.9532
2026-11-23 | 20 | 11439.7576
2026-11-23 | 21 | 11289.6177
2026-11-23 | 22 | 10973.2704
2026-11-23 | 23 | 10604.2758
2026-11-23 | 24 | 10310.4534
2026-11-24 | 1 | 10098.4709
2026-11-24 | 2 | 10004.3726
2026-11-24 | 3 | 9960.9327
2026-11-24 | 4 | 9974.1518
2026-11-24 | 5 | 10109.0203
2026-11-24 | 6 | 10419.1101
2026-11-24 | 7 | 10884.2525
2026-11-24 | 8 | 11242.3016
2026-11-24 | 9 | 11405.3609
2026-11-24 | 10 | 11327.3329
2026-11-24 | 11 | 11355.0809
2026-11-24 | 12 | 11290.2384
2026-11-24 | 13 | 11284.4773
2026-11-24 | 14 | 11369.0641
2026-11-24 | 15 | 11294.0135
2026-11-24 | 16 | 11464.3678
2026-11-24 | 17 | 11722.3455
2026-11-24 | 18 | 11932.6738
2026-11-24 | 19 | 11829.6226
2026-11-24 | 20 | 11723.8378
2026-11-24 | 21 | 11575.8341
2026-11-24 | 22 | 11331.0879
2026-11-24 | 23 | 10974.3819
2026-11-24 | 24 | 10618.0524
2026-11-25 | 1 | 10374.6087
2026-11-25 | 2 | 10278.3437
2026-11-25 | 3 | 10232.3285
2026-11-25 | 4 | 10220.9541
2026-11-25 | 5 | 10294.6765
2026-11-25 | 6 | 10492.0066
2026-11-25 | 7 | 10911.5816
2026-11-25 | 8 | 11316.5587
2026-11-25 | 9 | 11465.1429
2026-11-25 | 10 | 11343.8293
2026-11-25 | 11 | 11268.5284
2026-11-25 | 12 | 11282.6313
2026-11-25 | 13 | 11262.5728
2026-11-25 | 14 | 11266.4909
2026-11-25 | 15 | 11284.0529
2026-11-25 | 16 | 11360.5428
2026-11-25 | 17 | 11654.7194
2026-11-25 | 18 | 11867.0973
2026-11-25 | 19 | 11796.7398
2026-11-25 | 20 | 11698.1861
2026-11-25 | 21 | 11554.8192
2026-11-25 | 22 | 11348.853
2026-11-25 | 23 | 10997.719
2026-11-25 | 24 | 10667.282
2026-11-26 | 1 | 10473.1571
2026-11-26 | 2 | 10361.5228
2026-11-26 | 3 | 10280.6156
2026-11-26 | 4 | 10269.5149
2026-11-26 | 5 | 10327.6795
2026-11-26 | 6 | 10484.5642
2026-11-26 | 7 | 10901.3727
2026-11-26 | 8 | 11340.5315
2026-11-26 | 9 | 11508.6277
2026-11-26 | 10 | 11430.8877
2026-11-26 | 11 | 11395.9997
2026-11-26 | 12 | 11366.8573
2026-11-26 | 13 | 11268.046
2026-11-26 | 14 | 11263.4919
2026-11-26 | 15 | 11276.9992
2026-11-26 | 16 | 11246.6537
2026-11-26 | 17 | 11605.2929
2026-11-26 | 18 | 11785.3213
2026-11-26 | 19 | 11701.3266
2026-11-26 | 20 | 11556.491
2026-11-26 | 21 | 11434.8193
2026-11-26 | 22 | 11192.4035
2026-11-26 | 23 | 10865.0801
2026-11-26 | 24 | 10551.2926
2026-11-27 | 1 | 10327.2823
2026-11-27 | 2 | 10199.3486
2026-11-27 | 3 | 10126.1908
2026-11-27 | 4 | 10111.065
2026-11-27 | 5 | 10200.4628
2026-11-27 | 6 | 10410.1109
2026-11-27 | 7 | 10853.5514
2026-11-27 | 8 | 11272.5388
2026-11-27 | 9 | 11390.8789
2026-11-27 | 10 | 11309.6902
2026-11-27 | 11 | 11342.1384
2026-11-27 | 12 | 11193.1196
2026-11-27 | 13 | 11131.5662
2026-11-27 | 14 | 11108.1078
2026-11-27 | 15 | 11204.284
2026-11-27 | 16 | 11126.9712
2026-11-27 | 17 | 11372.4974
2026-11-27 | 18 | 11493.9695
2026-11-27 | 19 | 11412.7075
2026-11-27 | 20 | 11342.862
2026-11-27 | 21 | 11252.613
2026-11-27 | 22 | 10958.4558
2026-11-27 | 23 | 10634.3096
2026-11-27 | 24 | 10365.9341
2026-11-28 | 1 | 10152.2948
2026-11-28 | 2 | 10026.9841
2026-11-28 | 3 | 9962.1971
2026-11-28 | 4 | 9904.1527
2026-11-28 | 5 | 9863.4881
2026-11-28 | 6 | 9939.6885
2026-11-28 | 7 | 10072.0877
2026-11-28 | 8 | 10427.196
2026-11-28 | 9 | 10643.988
2026-11-28 | 10 | 10617.5994
2026-11-28 | 11 | 10637.5579
2026-11-28 | 12 | 10494.5998
2026-11-28 | 13 | 10535.8032
2026-11-28 | 14 | 10528.3453
2026-11-28 | 15 | 10526.6
2026-11-28 | 16 | 10571.7781
2026-11-28 | 17 | 10846.5232
2026-11-28 | 18 | 11003.5727
2026-11-28 | 19 | 10930.5462
2026-11-28 | 20 | 10848.7507
2026-11-28 | 21 | 10722.2331
2026-11-28 | 22 | 10527.7929
2026-11-28 | 23 | 10265.1242
2026-11-28 | 24 | 10013.5798
2026-11-29 | 1 | 9827.7145
2026-11-29 | 2 | 9688.7817
2026-11-29 | 3 | 9622.398
2026-11-29 | 4 | 9599.5727
2026-11-29 | 5 | 9618.1512
2026-11-29 | 6 | 9724.5527
2026-11-29 | 7 | 9871.7624
2026-11-29 | 8 | 10136.8431
2026-11-29 | 9 | 10299.7486
2026-11-29 | 10 | 10251.5223
2026-11-29 | 11 | 10406.3789
2026-11-29 | 12 | 10425.1042
2026-11-29 | 13 | 10422.1567
2026-11-29 | 14 | 10269.0206
2026-11-29 | 15 | 10336.1475
2026-11-29 | 16 | 10453.2194
2026-11-29 | 17 | 10811.733
2026-11-29 | 18 | 10961.2524
2026-11-29 | 19 | 10902.4037
2026-11-29 | 20 | 10833.0332
2026-11-29 | 21 | 10702.1822
2026-11-29 | 22 | 10474.1742
2026-11-29 | 23 | 10161.6372
2026-11-29 | 24 | 9896.0465
2026-11-30 | 1 | 9788.495
2026-11-30 | 2 | 9692.861
2026-11-30 | 3 | 9650.4054
2026-11-30 | 4 | 9696.687
2026-11-30 | 5 | 9865.7901
2026-11-30 | 6 | 10198.4382
2026-11-30 | 7 | 10654.4937
2026-11-30 | 8 | 11011.909
2026-11-30 | 9 | 11138.4762
2026-11-30 | 10 | 11043.9038
2026-11-30 | 11 | 10902.5966
2026-11-30 | 12 | 11008.4982
2026-11-30 | 13 | 10988.5711
2026-11-30 | 14 | 10989.4733
2026-11-30 | 15 | 11061.3186
2026-11-30 | 16 | 11121.7931
2026-11-30 | 17 | 11342.9355
2026-11-30 | 18 | 11406.496
2026-11-30 | 19 | 11373.2329
2026-11-30 | 20 | 11326.5382
2026-11-30 | 21 | 11085.3796
2026-11-30 | 22 | 10792.651
2026-11-30 | 23 | 10413.193
2026-11-30 | 24 | 10114.0114
2026-12-01 | 1 | 10077.193
2026-12-01 | 2 | 9980.96
2026-12-01 | 3 | 9918.3872
2026-12-01 | 4 | 9921.7827
2026-12-01 | 5 | 10038.1074
2026-12-01 | 6 | 10346.788
2026-12-01 | 7 | 10837.4543
2026-12-01 | 8 | 11197.7286
2026-12-01 | 9 | 11266.4104
2026-12-01 | 10 | 11071.3402
2026-12-01 | 11 | 11011.7516
2026-12-01 | 12 | 10992.7423
2026-12-01 | 13 | 11136.9728
2026-12-01 | 14 | 10992.8522
2026-12-01 | 15 | 11020.5247
2026-12-01 | 16 | 11138.1411
2026-12-01 | 17 | 11415.7601
2026-12-01 | 18 | 11504.4718
2026-12-01 | 19 | 11432.943
2026-12-01 | 20 | 11402.9292
2026-12-01 | 21 | 11234.9118
2026-12-01 | 22 | 10956.4983
2026-12-01 | 23 | 10597.14
2026-12-01 | 24 | 10274.0559
2026-12-02 | 1 | 10071.5712
2026-12-02 | 2 | 9949.661
2026-12-02 | 3 | 9900.6677
2026-12-02 | 4 | 9954.4774
2026-12-02 | 5 | 10105.609
2026-12-02 | 6 | 10420.8547
2026-12-02 | 7 | 10944.0852
2026-12-02 | 8 | 11269.5772
2026-12-02 | 9 | 11330.2807
2026-12-02 | 10 | 11254.5816
2026-12-02 | 11 | 11290.0692
2026-12-02 | 12 | 11265.0705
2026-12-02 | 13 | 11195.9077
2026-12-02 | 14 | 11194.584
2026-12-02 | 15 | 11227.4831
2026-12-02 | 16 | 11230.7906
2026-12-02 | 17 | 11435.1161
2026-12-02 | 18 | 11492.4572
2026-12-02 | 19 | 11409.3529
2026-12-02 | 20 | 11353.4378
2026-12-02 | 21 | 11196.3087
2026-12-02 | 22 | 10894.3497
2026-12-02 | 23 | 10532.0856
2026-12-02 | 24 | 10230.9272
2026-12-03 | 1 | 10069.1215
2026-12-03 | 2 | 9952.2761
2026-12-03 | 3 | 9899.1678
2026-12-03 | 4 | 9879.8373
2026-12-03 | 5 | 9983.7372
2026-12-03 | 6 | 10270.3484
2026-12-03 | 7 | 10716.2874
2026-12-03 | 8 | 11079.9575
2026-12-03 | 9 | 11108.7007
2026-12-03 | 10 | 11033.0908
2026-12-03 | 11 | 11035.1624
2026-12-03 | 12 | 10950.3452
2026-12-03 | 13 | 10931.4907
2026-12-03 | 14 | 10869.1133
2026-12-03 | 15 | 10786.1638
2026-12-03 | 16 | 10897.7846
2026-12-03 | 17 | 11212.2787
2026-12-03 | 18 | 11294.2887
2026-12-03 | 19 | 11205.2662
2026-12-03 | 20 | 11121.1269
2026-12-03 | 21 | 10968.575
2026-12-03 | 22 | 10732.9312
2026-12-03 | 23 | 10425.6562
2026-12-03 | 24 | 10131.8608
2026-12-04 | 1 | 9954.6706
2026-12-04 | 2 | 9857.701
2026-12-04 | 3 | 9821.964
2026-12-04 | 4 | 9856.4352
2026-12-04 | 5 | 10022.2111
2026-12-04 | 6 | 10392.3599
2026-12-04 | 7 | 10893.2266
2026-12-04 | 8 | 11208.908
2026-12-04 | 9 | 11279.4582
2026-12-04 | 10 | 11149.4202
2026-12-04 | 11 | 11285.6066
2026-12-04 | 12 | 11278.4894
2026-12-04 | 13 | 11258.0908
2026-12-04 | 14 | 11257.4739
2026-12-04 | 15 | 11282.3751
2026-12-04 | 16 | 11305.2814
2026-12-04 | 17 | 11480.3776
2026-12-04 | 18 | 11559.249
2026-12-04 | 19 | 11459.645
2026-12-04 | 20 | 11364.5847
2026-12-04 | 21 | 11210.0715
2026-12-04 | 22 | 10929.2215
2026-12-04 | 23 | 10595.2615
2026-12-04 | 24 | 10302.5464
2026-12-05 | 1 | 10080.9005
2026-12-05 | 2 | 9949.4456
2026-12-05 | 3 | 9878.3734
2026-12-05 | 4 | 9851.2645
2026-12-05 | 5 | 9872.8691
2026-12-05 | 6 | 9992.4979
2026-12-05 | 7 | 10184.8578
2026-12-05 | 8 | 10465.2734
2026-12-05 | 9 | 10617.9729
2026-12-05 | 10 | 10571.892
2026-12-05 | 11 | 10572.457
2026-12-05 | 12 | 10552.5681
2026-12-05 | 13 | 10517.0528
2026-12-05 | 14 | 10516.3619
2026-12-05 | 15 | 10630.4825
2026-12-05 | 16 | 10742.4668
2026-12-05 | 17 | 10989.7566
2026-12-05 | 18 | 11110.5405
2026-12-05 | 19 | 11032.3559
2026-12-05 | 20 | 10936.6826
2026-12-05 | 21 | 10802.6232
2026-12-05 | 22 | 10611.5432
2026-12-05 | 23 | 10357.2766
2026-12-05 | 24 | 10117.2826
2026-12-06 | 1 | 9959.4946
2026-12-06 | 2 | 9840.0136
2026-12-06 | 3 | 9772.8215
2026-12-06 | 4 | 9763.397
2026-12-06 | 5 | 9806.7886
2026-12-06 | 6 | 9920.2114
2026-12-06 | 7 | 10096.2941
2026-12-06 | 8 | 10351.6353
2026-12-06 | 9 | 10481.4938
2026-12-06 | 10 | 10543.2693
2026-12-06 | 11 | 10684.5262
2026-12-06 | 12 | 10712.5123
2026-12-06 | 13 | 10694.7105
2026-12-06 | 14 | 10770.9826
2026-12-06 | 15 | 10777.7863
2026-12-06 | 16 | 10892.079
2026-12-06 | 17 | 11206.645
2026-12-06 | 18 | 11383.5888
2026-12-06 | 19 | 11315.2844
2026-12-06 | 20 | 11242.1451
2026-12-06 | 21 | 11125.0635
2026-12-06 | 22 | 10908.8474
2026-12-06 | 23 | 10598.5885
2026-12-06 | 24 | 10338.9653
2026-12-07 | 1 | 10224.8408
2026-12-07 | 2 | 10134.2177
2026-12-07 | 3 | 10094.3926
2026-12-07 | 4 | 10107.3794
2026-12-07 | 5 | 10220.2507
2026-12-07 | 6 | 10506.3411
2026-12-07 | 7 | 10951.2891
2026-12-07 | 8 | 11330.2373
2026-12-07 | 9 | 11380.6193
2026-12-07 | 10 | 11325.7591
2026-12-07 | 11 | 11296.7679
2026-12-07 | 12 | 11267.8828
2026-12-07 | 13 | 11165.558
2026-12-07 | 14 | 11190.4627
2026-12-07 | 15 | 11117.473
2026-12-07 | 16 | 11232.6145
2026-12-07 | 17 | 11458.7981
2026-12-07 | 18 | 11488.4163
2026-12-07 | 19 | 11395.3643
2026-12-07 | 20 | 11348.4398
2026-12-07 | 21 | 11200.8119
2026-12-07 | 22 | 10898.1602
2026-12-07 | 23 | 10527.6993
2026-12-07 | 24 | 10226.6884
2026-12-08 | 1 | 10010.7776
2026-12-08 | 2 | 9914.4792
2026-12-08 | 3 | 9895.8268
2026-12-08 | 4 | 9903.9622
2026-12-08 | 5 | 10026.7154
2026-12-08 | 6 | 10315.4016
2026-12-08 | 7 | 10796.1316
2026-12-08 | 8 | 11170.2512
2026-12-08 | 9 | 11185.1262
2026-12-08 | 10 | 11112.7176
2026-12-08 | 11 | 11156.2882
2026-12-08 | 12 | 11028.8159
2026-12-08 | 13 | 11045.6831
2026-12-08 | 14 | 11050.8114
2026-12-08 | 15 | 11100.3882
2026-12-08 | 16 | 11235.6218
2026-12-08 | 17 | 11548.8184
2026-12-08 | 18 | 11635.026
2026-12-08 | 19 | 11544.866
2026-12-08 | 20 | 11440.086
2026-12-08 | 21 | 11308.3083
2026-12-08 | 22 | 10968.7433
2026-12-08 | 23 | 10650.1055
2026-12-08 | 24 | 10333.3726
2026-12-09 | 1 | 10125.031
2026-12-09 | 2 | 10030.1388
2026-12-09 | 3 | 9985.1002
2026-12-09 | 4 | 10036.3139
2026-12-09 | 5 | 10166.5847
2026-12-09 | 6 | 10481.1164
2026-12-09 | 7 | 10888.7453
2026-12-09 | 8 | 11264.3984
2026-12-09 | 9 | 11308.0129
2026-12-09 | 10 | 11239.0532
2026-12-09 | 11 | 11170.2463
2026-12-09 | 12 | 11198.7905
2026-12-09 | 13 | 11227.8999
2026-12-09 | 14 | 11197.9505
2026-12-09 | 15 | 11139.4883
2026-12-09 | 16 | 11266.8297
2026-12-09 | 17 | 11569.7557
2026-12-09 | 18 | 11657.9626
2026-12-09 | 19 | 11574.1761
2026-12-09 | 20 | 11496.3149
2026-12-09 | 21 | 11333.1653
2026-12-09 | 22 | 11040.0358
2026-12-09 | 23 | 10683.6828
2026-12-09 | 24 | 10390.3461
2026-12-10 | 1 | 10233.8655
2026-12-10 | 2 | 10124.8513
2026-12-10 | 3 | 10065.3176
2026-12-10 | 4 | 10077.1881
2026-12-10 | 5 | 10200.3697
2026-12-10 | 6 | 10492.9187
2026-12-10 | 7 | 10952.3148
2026-12-10 | 8 | 11325.0946
2026-12-10 | 9 | 11363.1579
2026-12-10 | 10 | 11345.1927
2026-12-10 | 11 | 11340.9279
2026-12-10 | 12 | 11373.0204
2026-12-10 | 13 | 11338.6432
2026-12-10 | 14 | 11360.434
2026-12-10 | 15 | 11359.3448
2026-12-10 | 16 | 11432.4392
2026-12-10 | 17 | 11663.03
2026-12-10 | 18 | 11790.5052
2026-12-10 | 19 | 11685.7596
2026-12-10 | 20 | 11585.8983
2026-12-10 | 21 | 11429.8031
2026-12-10 | 22 | 11191.8774
2026-12-10 | 23 | 10872.0348
2026-12-10 | 24 | 10572.1458
2026-12-11 | 1 | 10356.8611
2026-12-11 | 2 | 10241.452
2026-12-11 | 3 | 10199.7858
2026-12-11 | 4 | 10195.7563
2026-12-11 | 5 | 10278.4616
2026-12-11 | 6 | 10521.6366
2026-12-11 | 7 | 10965.9358
2026-12-11 | 8 | 11381.9387
2026-12-11 | 9 | 11433.6492
2026-12-11 | 10 | 11316.5582
2026-12-11 | 11 | 11231.5445
2026-12-11 | 12 | 11166.1644
2026-12-11 | 13 | 11140.9049
2026-12-11 | 14 | 11106.9573
2026-12-11 | 15 | 11101.687
2026-12-11 | 16 | 11171.5163
2026-12-11 | 17 | 11467.331
2026-12-11 | 18 | 11491.7681
2026-12-11 | 19 | 11417.6039
2026-12-11 | 20 | 11348.6746
2026-12-11 | 21 | 11196.8708
2026-12-11 | 22 | 10916.6715
2026-12-11 | 23 | 10576.688
2026-12-11 | 24 | 10285.8534
2026-12-12 | 1 | 10062.043
2026-12-12 | 2 | 9927.5939
2026-12-12 | 3 | 9840.5343
2026-12-12 | 4 | 9813.681
2026-12-12 | 5 | 9826.6538
2026-12-12 | 6 | 9935.5218
2026-12-12 | 7 | 10125.1024
2026-12-12 | 8 | 10448.3566
2026-12-12 | 9 | 10579.9683
2026-12-12 | 10 | 10554.6701
2026-12-12 | 11 | 10569.3456
2026-12-12 | 12 | 10574.7931
2026-12-12 | 13 | 10543.0557
2026-12-12 | 14 | 10688.1301
2026-12-12 | 15 | 10754.3524
2026-12-12 | 16 | 10797.1368
2026-12-12 | 17 | 11073.6139
2026-12-12 | 18 | 11210.0685
2026-12-12 | 19 | 11101.0706
2026-12-12 | 20 | 10976.7363
2026-12-12 | 21 | 10842.2435
2026-12-12 | 22 | 10633.0851
2026-12-12 | 23 | 10387.0705
2026-12-12 | 24 | 10152.7211
2026-12-13 | 1 | 9985.4346
2026-12-13 | 2 | 9865.8478
2026-12-13 | 3 | 9812.4026
2026-12-13 | 4 | 9809.7187
2026-12-13 | 5 | 9856.5366
2026-12-13 | 6 | 9957.5914
2026-12-13 | 7 | 10146.5657
2026-12-13 | 8 | 10416.4447
2026-12-13 | 9 | 10511.3511
2026-12-13 | 10 | 10625.1094
2026-12-13 | 11 | 10756.9091
2026-12-13 | 12 | 10831.5257
2026-12-13 | 13 | 10845.356
2026-12-13 | 14 | 10863.4655
2026-12-13 | 15 | 10891.2864
2026-12-13 | 16 | 11010.1757
2026-12-13 | 17 | 11322.1559
2026-12-13 | 18 | 11519.7637
2026-12-13 | 19 | 11453.8658
2026-12-13 | 20 | 11371.0528
2026-12-13 | 21 | 11237.5839
2026-12-13 | 22 | 11023.8548
2026-12-13 | 23 | 10713.7655
2026-12-13 | 24 | 10436.0216
2026-12-14 | 1 | 10317.8074
2026-12-14 | 2 | 10234.9031
2026-12-14 | 3 | 10197.4038
2026-12-14 | 4 | 10220.1701
2026-12-14 | 5 | 10363.7044
2026-12-14 | 6 | 10674.5517
2026-12-14 | 7 | 11126.498
2026-12-14 | 8 | 11506.3143
2026-12-14 | 9 | 11542.0361
2026-12-14 | 10 | 11557.2454
2026-12-14 | 11 | 11594.4785
2026-12-14 | 12 | 11574.4601
2026-12-14 | 13 | 11602.8632
2026-12-14 | 14 | 11546.8888
2026-12-14 | 15 | 11464.9992
2026-12-14 | 16 | 11584.7269
2026-12-14 | 17 | 11901.4224
2026-12-14 | 18 | 12026.3315
2026-12-14 | 19 | 11942.3861
2026-12-14 | 20 | 11823.838
2026-12-14 | 21 | 11670.8446
2026-12-14 | 22 | 11395.6291
2026-12-14 | 23 | 11042.6099
2026-12-14 | 24 | 10734.2466
2026-12-15 | 1 | 10499.0536
2026-12-15 | 2 | 10383.1009
2026-12-15 | 3 | 10317.2721
2026-12-15 | 4 | 10299.5906
2026-12-15 | 5 | 10370.4049
2026-12-15 | 6 | 10575.4126
2026-12-15 | 7 | 11007.8054
2026-12-15 | 8 | 11427.8287
2026-12-15 | 9 | 11451.78
2026-12-15 | 10 | 11442.9291
2026-12-15 | 11 | 11397.5616
2026-12-15 | 12 | 11354.8965
2026-12-15 | 13 | 11187.9846
2026-12-15 | 14 | 11136.264
2026-12-15 | 15 | 11126.1169
2026-12-15 | 16 | 11264.4701
2026-12-15 | 17 | 11504.8101
2026-12-15 | 18 | 11579.1207
2026-12-15 | 19 | 11525.081
2026-12-15 | 20 | 11463.3946
2026-12-15 | 21 | 11305.0235
2026-12-15 | 22 | 11002.1956
2026-12-15 | 23 | 10652.0715
2026-12-15 | 24 | 10349.4767
2026-12-16 | 1 | 10126.0104
2026-12-16 | 2 | 10013.7409
2026-12-16 | 3 | 9959.6157
2026-12-16 | 4 | 9974.6477
2026-12-16 | 5 | 10092.1141
2026-12-16 | 6 | 10373.4088
2026-12-16 | 7 | 10830.4129
2026-12-16 | 8 | 11201.6057
2026-12-16 | 9 | 11210.2522
2026-12-16 | 10 | 11220.5095
2026-12-16 | 11 | 11282.2151
2026-12-16 | 12 | 11274.5892
2026-12-16 | 13 | 11181.5474
2026-12-16 | 14 | 11157.9977
2026-12-16 | 15 | 11121.4817
2026-12-16 | 16 | 11176.4065
2026-12-16 | 17 | 11447.9164
2026-12-16 | 18 | 11507.3687
2026-12-16 | 19 | 11419.2289
2026-12-16 | 20 | 11344.1303
2026-12-16 | 21 | 11192.4838
2026-12-16 | 22 | 10908.5042
2026-12-16 | 23 | 10550.9435
2026-12-16 | 24 | 10269.2243
2026-12-17 | 1 | 10116.0035
2026-12-17 | 2 | 10018.2052
2026-12-17 | 3 | 9965.094
2026-12-17 | 4 | 9977.6763
2026-12-17 | 5 | 10103.0968
2026-12-17 | 6 | 10427.1808
2026-12-17 | 7 | 10902.2701
2026-12-17 | 8 | 11274.5132
2026-12-17 | 9 | 11282.328
2026-12-17 | 10 | 11240.4635
2026-12-17 | 11 | 11336.2288
2026-12-17 | 12 | 11331.7102
2026-12-17 | 13 | 11302.7467
2026-12-17 | 14 | 11244.6277
2026-12-17 | 15 | 11255.4128
2026-12-17 | 16 | 11314.8376
2026-12-17 | 17 | 11568.4763
2026-12-17 | 18 | 11654.7386
2026-12-17 | 19 | 11562.0247
2026-12-17 | 20 | 11470.5098
2026-12-17 | 21 | 11307.2949
2026-12-17 | 22 | 11050.7472
2026-12-17 | 23 | 10728.5073
2026-12-17 | 24 | 10443.9075
2026-12-18 | 1 | 10240.8162
2026-12-18 | 2 | 10135.8564
2026-12-18 | 3 | 10086.2596
2026-12-18 | 4 | 10090.6136
2026-12-18 | 5 | 10208.624
2026-12-18 | 6 | 10488.2882
2026-12-18 | 7 | 10957.3854
2026-12-18 | 8 | 11355.0317
2026-12-18 | 9 | 11390.1163
2026-12-18 | 10 | 11430.4265
2026-12-18 | 11 | 11439.6854
2026-12-18 | 12 | 11463.1979
2026-12-18 | 13 | 11415.2896
2026-12-18 | 14 | 11369.2538
2026-12-18 | 15 | 11282.0795
2026-12-18 | 16 | 11375.2576
2026-12-18 | 17 | 11683.4638
2026-12-18 | 18 | 11806.5076
2026-12-18 | 19 | 11718.19
2026-12-18 | 20 | 11616.6329
2026-12-18 | 21 | 11450.2789
2026-12-18 | 22 | 11183.3693
2026-12-18 | 23 | 10898.7267
2026-12-18 | 24 | 10608.514
2026-12-19 | 1 | 10362.505
2026-12-19 | 2 | 10227.5011
2026-12-19 | 3 | 10153.5856
2026-12-19 | 4 | 10119.9212
2026-12-19 | 5 | 10127.9683
2026-12-19 | 6 | 10176.0005
2026-12-19 | 7 | 10362.8688
2026-12-19 | 8 | 10718.7054
2026-12-19 | 9 | 10894.7283
2026-12-19 | 10 | 10917.5448
2026-12-19 | 11 | 10862.9702
2026-12-19 | 12 | 10837.092
2026-12-19 | 13 | 10855.0052
2026-12-19 | 14 | 10725.2034
2026-12-19 | 15 | 10738.6436
2026-12-19 | 16 | 10852.3757
2026-12-19 | 17 | 11193.8136
2026-12-19 | 18 | 11354.1653
2026-12-19 | 19 | 11270.0933
2026-12-19 | 20 | 11194.8449
2026-12-19 | 21 | 11071.7798
2026-12-19 | 22 | 10878.8944
2026-12-19 | 23 | 10599.1044
2026-12-19 | 24 | 10345.8794
2026-12-20 | 1 | 10155.5222
2026-12-20 | 2 | 10030.9353
2026-12-20 | 3 | 9961.7507
2026-12-20 | 4 | 9950.0828
2026-12-20 | 5 | 9958.7905
2026-12-20 | 6 | 10006.5365
2026-12-20 | 7 | 10184.8929
2026-12-20 | 8 | 10435.7642
2026-12-20 | 9 | 10589.7752
2026-12-20 | 10 | 10585.4888
2026-12-20 | 11 | 10578.0857
2026-12-20 | 12 | 10610.4618
2026-12-20 | 13 | 10617.0249
2026-12-20 | 14 | 10622.4705
2026-12-20 | 15 | 10673.2857
2026-12-20 | 16 | 10830.8647
2026-12-20 | 17 | 11230.1469
2026-12-20 | 18 | 11408.9714
2026-12-20 | 19 | 11349.3309
2026-12-20 | 20 | 11288.6772
2026-12-20 | 21 | 11111.1708
2026-12-20 | 22 | 10889.3999
2026-12-20 | 23 | 10607.7725
2026-12-20 | 24 | 10348.6299
2026-12-21 | 1 | 10242.3187
2026-12-21 | 2 | 10159.4275
2026-12-21 | 3 | 10118.7816
2026-12-21 | 4 | 10131.667
2026-12-21 | 5 | 10254.2327
2026-12-21 | 6 | 10570.0418
2026-12-21 | 7 | 10985.7041
2026-12-21 | 8 | 11368.316
2026-12-21 | 9 | 11429.8729
2026-12-21 | 10 | 11369.6484
2026-12-21 | 11 | 11439.9515
2026-12-21 | 12 | 11266.4162
2026-12-21 | 13 | 11346.9526
2026-12-21 | 14 | 11383.8589
2026-12-21 | 15 | 11391.8646
2026-12-21 | 16 | 11418.2915
2026-12-21 | 17 | 11745.2064
2026-12-21 | 18 | 11886.1785
2026-12-21 | 19 | 11799.3656
2026-12-21 | 20 | 11663.6299
2026-12-21 | 21 | 11497.5014
2026-12-21 | 22 | 11219.6776
2026-12-21 | 23 | 10852.1776
2026-12-21 | 24 | 10544.0586
2026-12-22 | 1 | 10319.0907
2026-12-22 | 2 | 10211.5601
2026-12-22 | 3 | 10147.9238
2026-12-22 | 4 | 10147.1319
2026-12-22 | 5 | 10222.7989
2026-12-22 | 6 | 10460.6644
2026-12-22 | 7 | 10900.5499
2026-12-22 | 8 | 11320.6746
2026-12-22 | 9 | 11405.7582
2026-12-22 | 10 | 11302.8282
2026-12-22 | 11 | 11158.8241
2026-12-22 | 12 | 11117.4977
2026-12-22 | 13 | 11152.1965
2026-12-22 | 14 | 11105.5075
2026-12-22 | 15 | 11073.9045
2026-12-22 | 16 | 11174.3335
2026-12-22 | 17 | 11496.8075
2026-12-22 | 18 | 11567.6095
2026-12-22 | 19 | 11479.7327
2026-12-22 | 20 | 11400.3242
2026-12-22 | 21 | 11240.3307
2026-12-22 | 22 | 10937.7793
2026-12-22 | 23 | 10563.0191
2026-12-22 | 24 | 10267.1294
2026-12-23 | 1 | 10079.3608
2026-12-23 | 2 | 9977.0193
2026-12-23 | 3 | 9933.4308
2026-12-23 | 4 | 9902.4233
2026-12-23 | 5 | 10061.0941
2026-12-23 | 6 | 10372.4585
2026-12-23 | 7 | 10815.3957
2026-12-23 | 8 | 11179.8004
2026-12-23 | 9 | 11190.0742
2026-12-23 | 10 | 11196.6218
2026-12-23 | 11 | 11172.0773
2026-12-23 | 12 | 11144.7753
2026-12-23 | 13 | 11098.9551
2026-12-23 | 14 | 11110.5179
2026-12-23 | 15 | 11120.9456
2026-12-23 | 16 | 11161.2777
2026-12-23 | 17 | 11334.4133
2026-12-23 | 18 | 11369.6419
2026-12-23 | 19 | 11300.8389
2026-12-23 | 20 | 11237.1362
2026-12-23 | 21 | 11102.6562
2026-12-23 | 22 | 10805.6891
2026-12-23 | 23 | 10444.8345
2026-12-23 | 24 | 10128.3726
2026-12-24 | 1 | 9909.8439
2026-12-24 | 2 | 9795.8959
2026-12-24 | 3 | 9736.4883
2026-12-24 | 4 | 9758.919
2026-12-24 | 5 | 9763.6836
2026-12-24 | 6 | 9848.4923
2026-12-24 | 7 | 10041.1877
2026-12-24 | 8 | 10326.7646
2026-12-24 | 9 | 10441.4486
2026-12-24 | 10 | 10523.9769
2026-12-24 | 11 | 10566.3129
2026-12-24 | 12 | 10654.6925
2026-12-24 | 13 | 10548.1754
2026-12-24 | 14 | 10612.6758
2026-12-24 | 15 | 10605.99
2026-12-24 | 16 | 10761.4488
2026-12-24 | 17 | 11160.2508
2026-12-24 | 18 | 11341.7669
2026-12-24 | 19 | 11286.1542
2026-12-24 | 20 | 11189.8797
2026-12-24 | 21 | 11047.5288
2026-12-24 | 22 | 10808.6126
2026-12-24 | 23 | 10490.7557
2026-12-24 | 24 | 10242.5575
2026-12-25 | 1 | 10186.3285
2026-12-25 | 2 | 10071.4234
2026-12-25 | 3 | 10021.3266
2026-12-25 | 4 | 10008.8329
2026-12-25 | 5 | 10048.0147
2026-12-25 | 6 | 10137.2256
2026-12-25 | 7 | 10317.061
2026-12-25 | 8 | 10653.8039
2026-12-25 | 9 | 10795.5341
2026-12-25 | 10 | 10785.4104
2026-12-25 | 11 | 10717.3046
2026-12-25 | 12 | 10769.0211
2026-12-25 | 13 | 10700.4092
2026-12-25 | 14 | 10637.973
2026-12-25 | 15 | 10689.4524
2026-12-25 | 16 | 10747.481
2026-12-25 | 17 | 11012.4081
2026-12-25 | 18 | 11138.6216
2026-12-25 | 19 | 11072.8655
2026-12-25 | 20 | 10996.575
2026-12-25 | 21 | 10882.5648
2026-12-25 | 22 | 10706.7203
2026-12-25 | 23 | 10456.5593
2026-12-25 | 24 | 10190.7246
2026-12-26 | 1 | 9996.1541
2026-12-26 | 2 | 9859.383
2026-12-26 | 3 | 9781.7314
2026-12-26 | 4 | 9750.5898
2026-12-26 | 5 | 9755.2388
2026-12-26 | 6 | 9789.0156
2026-12-26 | 7 | 9942.1522
2026-12-26 | 8 | 10246.1066
2026-12-26 | 9 | 10369.7293
2026-12-26 | 10 | 10357.5987
2026-12-26 | 11 | 10355.7157
2026-12-26 | 12 | 10386.0548
2026-12-26 | 13 | 10484.118
2026-12-26 | 14 | 10474.1236
2026-12-26 | 15 | 10596.0193
2026-12-26 | 16 | 10619.1796
2026-12-26 | 17 | 10984.6485
2026-12-26 | 18 | 11148.5025
2026-12-26 | 19 | 11087.7723
2026-12-26 | 20 | 11010.4693
2026-12-26 | 21 | 10858.6134
2026-12-26 | 22 | 10611.9167
2026-12-26 | 23 | 10298.3928
2026-12-26 | 24 | 10052.2743
2026-12-27 | 1 | 10005.6794
2026-12-27 | 2 | 9901.7354
2026-12-27 | 3 | 9854.8685
2026-12-27 | 4 | 9844.6783
2026-12-27 | 5 | 9894.3527
2026-12-27 | 6 | 10019.5856
2026-12-27 | 7 | 10257.8685
2026-12-27 | 8 | 10543.3658
2026-12-27 | 9 | 10686.9924
2026-12-27 | 10 | 10731.7074
2026-12-27 | 11 | 10709.4705
2026-12-27 | 12 | 10701.0138
2026-12-27 | 13 | 10683.5111
2026-12-27 | 14 | 10659.5256
2026-12-27 | 15 | 10683.8199
2026-12-27 | 16 | 10804.8796
2026-12-27 | 17 | 11168.0893
2026-12-27 | 18 | 11373.5209
2026-12-27 | 19 | 11314.2086
2026-12-27 | 20 | 11199.1772
2026-12-27 | 21 | 11057.6309
2026-12-27 | 22 | 10891.1935
2026-12-27 | 23 | 10643.328
2026-12-27 | 24 | 10394.4203
2026-12-28 | 1 | 10197.32
2026-12-28 | 2 | 10089.99
2026-12-28 | 3 | 10041.7916
2026-12-28 | 4 | 10035.7268
2026-12-28 | 5 | 10100.2143
2026-12-28 | 6 | 10350.9623
2026-12-28 | 7 | 10791.8261
2026-12-28 | 8 | 11202.4057
2026-12-28 | 9 | 11258.1765
2026-12-28 | 10 | 11248.7942
2026-12-28 | 11 | 11192.4966
2026-12-28 | 12 | 11121.1966
2026-12-28 | 13 | 11022.1224
2026-12-28 | 14 | 10999.9582
2026-12-28 | 15 | 11001.0701
2026-12-28 | 16 | 11104.2245
2026-12-28 | 17 | 11419.9262
2026-12-28 | 18 | 11551.2607
2026-12-28 | 19 | 11443.3934
2026-12-28 | 20 | 11367.897
2026-12-28 | 21 | 11195.3243
2026-12-28 | 22 | 10880.791
2026-12-28 | 23 | 10522.1728
2026-12-28 | 24 | 10233.5912
2026-12-29 | 1 | 10063.1865
2026-12-29 | 2 | 9949.6037
2026-12-29 | 3 | 9883.6893
2026-12-29 | 4 | 9863.4744
2026-12-29 | 5 | 9993.7397
2026-12-29 | 6 | 10294.5032
2026-12-29 | 7 | 10751.7321
2026-12-29 | 8 | 11116.1314
2026-12-29 | 9 | 11157.8861
2026-12-29 | 10 | 11090.0228
2026-12-29 | 11 | 11043.4805
2026-12-29 | 12 | 10891.3866
2026-12-29 | 13 | 10867.0117
2026-12-29 | 14 | 10896.0691
2026-12-29 | 15 | 10904.5148
2026-12-29 | 16 | 11024.3961
2026-12-29 | 17 | 11323.4686
2026-12-29 | 18 | 11383.864
2026-12-29 | 19 | 11292.2719
2026-12-29 | 20 | 11200.2369
2026-12-29 | 21 | 11026.4264
2026-12-29 | 22 | 10731.7506
2026-12-29 | 23 | 10361.1036
2026-12-29 | 24 | 10067.5582
2026-12-30 | 1 | 9864.6458
2026-12-30 | 2 | 9779.2269
2026-12-30 | 3 | 9737.1812
2026-12-30 | 4 | 9747.634
2026-12-30 | 5 | 9866.6476
2026-12-30 | 6 | 10193.4622
2026-12-30 | 7 | 10640.8394
2026-12-30 | 8 | 10992.7615
2026-12-30 | 9 | 11017.9942
2026-12-30 | 10 | 10940.4102
2026-12-30 | 11 | 10884.1759
2026-12-30 | 12 | 10816.7521
2026-12-30 | 13 | 10811.3034
2026-12-30 | 14 | 10796.0791
2026-12-30 | 15 | 10804.882
2026-12-30 | 16 | 10918.5986
2026-12-30 | 17 | 11225.5245
2026-12-30 | 18 | 11300.0169
2026-12-30 | 19 | 11231.8013
2026-12-30 | 20 | 11142.5567
2026-12-30 | 21 | 10976.5266
2026-12-30 | 22 | 10651.3539
2026-12-30 | 23 | 10289.3577
2026-12-30 | 24 | 10019.6309
2026-12-31 | 1 | 9799.4264
2026-12-31 | 2 | 9719.4786
2026-12-31 | 3 | 9659.1252
2026-12-31 | 4 | 9646.1983
2026-12-31 | 5 | 9685.6632
2026-12-31 | 6 | 9789.3133
2026-12-31 | 7 | 9982.6734
2026-12-31 | 8 | 10214.7284
2026-12-31 | 9 | 10334.3623
2026-12-31 | 10 | 10449.1009
2026-12-31 | 11 | 10487.5186
2026-12-31 | 12 | 10524.6
2026-12-31 | 13 | 10497.5262
2026-12-31 | 14 | 10463.0405
2026-12-31 | 15 | 10461.7085
2026-12-31 | 16 | 10539.8505
2026-12-31 | 17 | 10809.4214
2026-12-31 | 18 | 10975.71
2026-12-31 | 19 | 10929.5168
2026-12-31 | 20 | 10884.5601
2026-12-31 | 21 | 10721.526
2026-12-31 | 22 | 10487.7763
2026-12-31 | 23 | 10180.8891
2026-12-31 | 24 | 9933.3772
2027-01-01 | 1 | 9876.4836
2027-01-01 | 2 | 9761.4561
2027-01-01 | 3 | 9696.4705
2027-01-01 | 4 | 9683.0348
2027-01-01 | 5 | 9734.8901
2027-01-01 | 6 | 9855.9588
2027-01-01 | 7 | 10087.6609
2027-01-01 | 8 | 10374.6155
2027-01-01 | 9 | 10499.6221
2027-01-01 | 10 | 10577.2468
2027-01-01 | 11 | 10563.2855
2027-01-01 | 12 | 10428.5063
2027-01-01 | 13 | 10387.7107
2027-01-01 | 14 | 10556.4798
2027-01-01 | 15 | 10556.7773
2027-01-01 | 16 | 10601.2008
2027-01-01 | 17 | 10834.4204
2027-01-01 | 18 | 10973.3058
2027-01-01 | 19 | 10906.5676
2027-01-01 | 20 | 10844.6467
2027-01-01 | 21 | 10691.6535
2027-01-01 | 22 | 10490.96
2027-01-01 | 23 | 10258.9694
2027-01-01 | 24 | 10023.0329
2027-01-02 | 1 | 9903.0249
2027-01-02 | 2 | 9790.0068
2027-01-02 | 3 | 9722.6635
2027-01-02 | 4 | 9712.0248
2027-01-02 | 5 | 9761.3418
2027-01-02 | 6 | 9861.0333
2027-01-02 | 7 | 10109.9879
2027-01-02 | 8 | 10390.7058
2027-01-02 | 9 | 10526.0358
2027-01-02 | 10 | 10614.8427
2027-01-02 | 11 | 10690.5648
2027-01-02 | 12 | 10505.1804
2027-01-02 | 13 | 10489.9592
2027-01-02 | 14 | 10701.6367
2027-01-02 | 15 | 10689.1067
2027-01-02 | 16 | 10765.1015
2027-01-02 | 17 | 10995.9699
2027-01-02 | 18 | 11196.156
2027-01-02 | 19 | 11155.5464
2027-01-02 | 20 | 11062.3601
2027-01-02 | 21 | 10913.628
2027-01-02 | 22 | 10706.1878
2027-01-02 | 23 | 10469.4515
2027-01-02 | 24 | 10179.9145
2027-01-03 | 1 | 9995.4777
2027-01-03 | 2 | 9878.2939
2027-01-03 | 3 | 9812.1382
2027-01-03 | 4 | 9787.1122
2027-01-03 | 5 | 9807.9812
2027-01-03 | 6 | 9872.2967
2027-01-03 | 7 | 10032.1773
2027-01-03 | 8 | 10325.576
2027-01-03 | 9 | 10441.3786
2027-01-03 | 10 | 10452.9238
2027-01-03 | 11 | 10422.926
2027-01-03 | 12 | 10422.8053
2027-01-03 | 13 | 10636.157
2027-01-03 | 14 | 10593.333
2027-01-03 | 15 | 10432.3779
2027-01-03 | 16 | 10569.8339
2027-01-03 | 17 | 10949.2249
2027-01-03 | 18 | 11127.0303
2027-01-03 | 19 | 11074.8453
2027-01-03 | 20 | 11014.472
2027-01-03 | 21 | 10876.8709
2027-01-03 | 22 | 10629.09
2027-01-03 | 23 | 10317.7003
2027-01-03 | 24 | 10063.1465
2027-01-04 | 1 | 9949.433
2027-01-04 | 2 | 9859.4958
2027-01-04 | 3 | 9822.706
2027-01-04 | 4 | 9838.8018
2027-01-04 | 5 | 9979.9167
2027-01-04 | 6 | 10303.8507
2027-01-04 | 7 | 10796.9305
2027-01-04 | 8 | 11144.7715
2027-01-04 | 9 | 11174.98
2027-01-04 | 10 | 11203.0089
2027-01-04 | 11 | 11185.8568
2027-01-04 | 12 | 11146.5626
2027-01-04 | 13 | 11113.5886
2027-01-04 | 14 | 11023.5347
2027-01-04 | 15 | 11115.7551
2027-01-04 | 16 | 11175.4242
2027-01-04 | 17 | 11363.5114
2027-01-04 | 18 | 11476.6314
2027-01-04 | 19 | 11428.0781
2027-01-04 | 20 | 11323.9772
2027-01-04 | 21 | 11154.1158
2027-01-04 | 22 | 10860.2583
2027-01-04 | 23 | 10504.1591
2027-01-04 | 24 | 10212.8394
2027-01-05 | 1 | 9983.4808
2027-01-05 | 2 | 9883.3389
2027-01-05 | 3 | 9837.3122
2027-01-05 | 4 | 9839.6792
2027-01-05 | 5 | 9962.7526
2027-01-05 | 6 | 10284.1203
2027-01-05 | 7 | 10707.511
2027-01-05 | 8 | 11093.8681
2027-01-05 | 9 | 11118.2734
2027-01-05 | 10 | 11084.4654
2027-01-05 | 11 | 11095.073
2027-01-05 | 12 | 11129.0584
2027-01-05 | 13 | 11081.5461
2027-01-05 | 14 | 11075.2717
2027-01-05 | 15 | 11061.8505
2027-01-05 | 16 | 11117.9143
2027-01-05 | 17 | 11293.9916
2027-01-05 | 18 | 11387.6574
2027-01-05 | 19 | 11300.7232
2027-01-05 | 20 | 11208.3713
2027-01-05 | 21 | 11069.3579
2027-01-05 | 22 | 10748.5168
2027-01-05 | 23 | 10383.8389
2027-01-05 | 24 | 10085.3105
2027-01-06 | 1 | 10108.628
2027-01-06 | 2 | 10028.5699
2027-01-06 | 3 | 9963.4397
2027-01-06 | 4 | 10025.2532
2027-01-06 | 5 | 10210.7037
2027-01-06 | 6 | 10627.3782
2027-01-06 | 7 | 11076.484
2027-01-06 | 8 | 11363.9749
2027-01-06 | 9 | 11392.2963
2027-01-06 | 10 | 11443.3945
2027-01-06 | 11 | 11425.6831
2027-01-06 | 12 | 11420.6792
2027-01-06 | 13 | 11182.6209
2027-01-06 | 14 | 11398.9764
2027-01-06 | 15 | 11299.2416
2027-01-06 | 16 | 11443.6991
2027-01-06 | 17 | 11636.7511
2027-01-06 | 18 | 11791.3382
2027-01-06 | 19 | 11717.2029
2027-01-06 | 20 | 11628.4117
2027-01-06 | 21 | 11471.3114
2027-01-06 | 22 | 11187.2405
2027-01-06 | 23 | 10838.0467
2027-01-06 | 24 | 10548.5323
2027-01-07 | 1 | 10389.6292
2027-01-07 | 2 | 10263.2877
2027-01-07 | 3 | 10201.1129
2027-01-07 | 4 | 10196.1268
2027-01-07 | 5 | 10278.3222
2027-01-07 | 6 | 10500.2996
2027-01-07 | 7 | 10939.0103
2027-01-07 | 8 | 11357.2353
2027-01-07 | 9 | 11384.0283
2027-01-07 | 10 | 11398.4814
2027-01-07 | 11 | 11418.1317
2027-01-07 | 12 | 11383.9966
2027-01-07 | 13 | 11386.8636
2027-01-07 | 14 | 11370.626
2027-01-07 | 15 | 11351.3143
2027-01-07 | 16 | 11364.5475
2027-01-07 | 17 | 11533.7421
2027-01-07 | 18 | 11705.5389
2027-01-07 | 19 | 11630.351
2027-01-07 | 20 | 11528.6129
2027-01-07 | 21 | 11367.286
2027-01-07 | 22 | 11092.5422
2027-01-07 | 23 | 10756.0617
2027-01-07 | 24 | 10464.5948
2027-01-08 | 1 | 10260.8048
2027-01-08 | 2 | 10160.842
2027-01-08 | 3 | 10110.8974
2027-01-08 | 4 | 10149.5959
2027-01-08 | 5 | 10287.2869
2027-01-08 | 6 | 10574.8941
2027-01-08 | 7 | 11017.3773
2027-01-08 | 8 | 11383.6584
2027-01-08 | 9 | 11414.1809
2027-01-08 | 10 | 11432.3502
2027-01-08 | 11 | 11351.7871
2027-01-08 | 12 | 11395.3717
2027-01-08 | 13 | 11419.8226
2027-01-08 | 14 | 11380.1323
2027-01-08 | 15 | 11371.0949
2027-01-08 | 16 | 11359.2638
2027-01-08 | 17 | 11536.7582
2027-01-08 | 18 | 11680.0645
2027-01-08 | 19 | 11587.8778
2027-01-08 | 20 | 11511.7296
2027-01-08 | 21 | 11375.9681
2027-01-08 | 22 | 11112.3735
2027-01-08 | 23 | 10792.4539
2027-01-08 | 24 | 10542.8713
2027-01-09 | 1 | 10328.1951
2027-01-09 | 2 | 10167.8454
2027-01-09 | 3 | 10080.8565
2027-01-09 | 4 | 10058.5345
2027-01-09 | 5 | 10064.2319
2027-01-09 | 6 | 10096.3961
2027-01-09 | 7 | 10309.1409
2027-01-09 | 8 | 10633.8695
2027-01-09 | 9 | 10748.1769
2027-01-09 | 10 | 10827.6969
2027-01-09 | 11 | 10874.7485
2027-01-09 | 12 | 10880.9456
2027-01-09 | 13 | 10822.8095
2027-01-09 | 14 | 10809.072
2027-01-09 | 15 | 10766.0061
2027-01-09 | 16 | 10837.2368
2027-01-09 | 17 | 11038.7426
2027-01-09 | 18 | 11266.662
2027-01-09 | 19 | 11194.5752
2027-01-09 | 20 | 11103.8999
2027-01-09 | 21 | 10982.1476
2027-01-09 | 22 | 10790.9467
2027-01-09 | 23 | 10527.7637
2027-01-09 | 24 | 10265.9328
2027-01-10 | 1 | 10072.3922
2027-01-10 | 2 | 9938.7275
2027-01-10 | 3 | 9869.1607
2027-01-10 | 4 | 9838.1771
2027-01-10 | 5 | 9854.266
2027-01-10 | 6 | 9895.3117
2027-01-10 | 7 | 10059.5979
2027-01-10 | 8 | 10354.468
2027-01-10 | 9 | 10444.9171
2027-01-10 | 10 | 10531.6204
2027-01-10 | 11 | 10562.1264
2027-01-10 | 12 | 10623.0387
2027-01-10 | 13 | 10475.0161
2027-01-10 | 14 | 10450.2427
2027-01-10 | 15 | 10672.2842
2027-01-10 | 16 | 10716.7476
2027-01-10 | 17 | 10938.3742
2027-01-10 | 18 | 11177.0131
2027-01-10 | 19 | 11132.3974
2027-01-10 | 20 | 11072.478
2027-01-10 | 21 | 10932.8337
2027-01-10 | 22 | 10681.9921
2027-01-10 | 23 | 10371.5293
2027-01-10 | 24 | 10094.774
2027-01-11 | 1 | 9965.4565
2027-01-11 | 2 | 9869.8124
2027-01-11 | 3 | 9856.5618
2027-01-11 | 4 | 9865.6805
2027-01-11 | 5 | 9983.6841
2027-01-11 | 6 | 10284.486
2027-01-11 | 7 | 10688.6689
2027-01-11 | 8 | 11079.5857
2027-01-11 | 9 | 11083.2677
2027-01-11 | 10 | 10958.4332
2027-01-11 | 11 | 10859.9359
2027-01-11 | 12 | 10911.67
2027-01-11 | 13 | 10897.1674
2027-01-11 | 14 | 10897.6966
2027-01-11 | 15 | 10920.7367
2027-01-11 | 16 | 11038.7098
2027-01-11 | 17 | 11330.3053
2027-01-11 | 18 | 11486.6484
2027-01-11 | 19 | 11378.1841
2027-01-11 | 20 | 11283.8847
2027-01-11 | 21 | 11144.7822
2027-01-11 | 22 | 10842.2097
2027-01-11 | 23 | 10457.2339
2027-01-11 | 24 | 10210.2464
2027-01-12 | 1 | 10015.7494
2027-01-12 | 2 | 9902.6281
2027-01-12 | 3 | 9864.9661
2027-01-12 | 4 | 9883.9254
2027-01-12 | 5 | 10021.9415
2027-01-12 | 6 | 10359.4062
2027-01-12 | 7 | 10831.5346
2027-01-12 | 8 | 11194.4314
2027-01-12 | 9 | 11199.9081
2027-01-12 | 10 | 11189.8058
2027-01-12 | 11 | 11140.7112
2027-01-12 | 12 | 11233.2536
2027-01-12 | 13 | 11226.0754
2027-01-12 | 14 | 11027.3841
2027-01-12 | 15 | 11045.4418
2027-01-12 | 16 | 11300.0205
2027-01-12 | 17 | 11410.2834
2027-01-12 | 18 | 11602.3665
2027-01-12 | 19 | 11510.2303
2027-01-12 | 20 | 11412.2631
2027-01-12 | 21 | 11247.5439
2027-01-12 | 22 | 10970.3585
2027-01-12 | 23 | 10618.745
2027-01-12 | 24 | 10354.7722
2027-01-13 | 1 | 10139.6928
2027-01-13 | 2 | 10004.3529
2027-01-13 | 3 | 9954.1933
2027-01-13 | 4 | 9965.178
2027-01-13 | 5 | 10104.041
2027-01-13 | 6 | 10405.0595
2027-01-13 | 7 | 10877.9793
2027-01-13 | 8 | 11257.2773
2027-01-13 | 9 | 11276.4607
2027-01-13 | 10 | 11265.4691
2027-01-13 | 11 | 11183.402
2027-01-13 | 12 | 11160.2513
2027-01-13 | 13 | 11373.7694
2027-01-13 | 14 | 11179.0627
2027-01-13 | 15 | 11216.0334
2027-01-13 | 16 | 11477.0008
2027-01-13 | 17 | 11611.7821
2027-01-13 | 18 | 11859.927
2027-01-13 | 19 | 11770.2598
2027-01-13 | 20 | 11663.2829
2027-01-13 | 21 | 11505.8139
2027-01-13 | 22 | 11231.335
2027-01-13 | 23 | 10870.5697
2027-01-13 | 24 | 10571.7099
2027-01-14 | 1 | 10404.7656
2027-01-14 | 2 | 10299.9848
2027-01-14 | 3 | 10259.1637
2027-01-14 | 4 | 10263.0542
2027-01-14 | 5 | 10368.6021
2027-01-14 | 6 | 10648.1485
2027-01-14 | 7 | 11079.8318
2027-01-14 | 8 | 11484.0152
2027-01-14 | 9 | 11533.9624
2027-01-14 | 10 | 11554.4447
2027-01-14 | 11 | 11599.0025
2027-01-14 | 12 | 11612.4052
2027-01-14 | 13 | 11571.2394
2027-01-14 | 14 | 11597.9789
2027-01-14 | 15 | 11573.7007
2027-01-14 | 16 | 11598.2662
2027-01-14 | 17 | 11739.0062
2027-01-14 | 18 | 11997.4956
2027-01-14 | 19 | 11902.7617
2027-01-14 | 20 | 11787.6593
2027-01-14 | 21 | 11652.4422
2027-01-14 | 22 | 11436.2908
2027-01-14 | 23 | 11118.678
2027-01-14 | 24 | 10812.5221
2027-01-15 | 1 | 10585.9531
2027-01-15 | 2 | 10463.259
2027-01-15 | 3 | 10399.3773
2027-01-15 | 4 | 10392.9706
2027-01-15 | 5 | 10473.9472
2027-01-15 | 6 | 10679.5007
2027-01-15 | 7 | 11082.7582
2027-01-15 | 8 | 11514.9089
2027-01-15 | 9 | 11590.124
2027-01-15 | 10 | 11604.0155
2027-01-15 | 11 | 11641.1661
2027-01-15 | 12 | 11595.6007
2027-01-15 | 13 | 11407.9839
2027-01-15 | 14 | 11397.4308
2027-01-15 | 15 | 11385.6226
2027-01-15 | 16 | 11619.337
2027-01-15 | 17 | 11763.4843
2027-01-15 | 18 | 12077.5602
2027-01-15 | 19 | 12006.8031
2027-01-15 | 20 | 11885.0076
2027-01-15 | 21 | 11773.0549
2027-01-15 | 22 | 11573.2841
2027-01-15 | 23 | 11257.0161
2027-01-15 | 24 | 10948.058
2027-01-16 | 1 | 10712.6555
2027-01-16 | 2 | 10590.84
2027-01-16 | 3 | 10513.5827
2027-01-16 | 4 | 10469.8417
2027-01-16 | 5 | 10464.0522
2027-01-16 | 6 | 10447.606
2027-01-16 | 7 | 10610.3175
2027-01-16 | 8 | 10953.9871
2027-01-16 | 9 | 11139.9354
2027-01-16 | 10 | 11247.2127
2027-01-16 | 11 | 11293.1648
2027-01-16 | 12 | 11177.2819
2027-01-16 | 13 | 11209.7287
2027-01-16 | 14 | 11221.2043
2027-01-16 | 15 | 11166.1627
2027-01-16 | 16 | 11215.3738
2027-01-16 | 17 | 11423.5416
2027-01-16 | 18 | 11767.4315
2027-01-16 | 19 | 11703.863
2027-01-16 | 20 | 11585.4529
2027-01-16 | 21 | 11514.9301
2027-01-16 | 22 | 11394.5749
2027-01-16 | 23 | 11167.2262
2027-01-16 | 24 | 10904.0749
2027-01-17 | 1 | 10697.0881
2027-01-17 | 2 | 10549.3082
2027-01-17 | 3 | 10454.4436
2027-01-17 | 4 | 10407.1267
2027-01-17 | 5 | 10354.3514
2027-01-17 | 6 | 10293.4117
2027-01-17 | 7 | 10397.3144
2027-01-17 | 8 | 10741.2596
2027-01-17 | 9 | 10917.7228
2027-01-17 | 10 | 11029.989
2027-01-17 | 11 | 11108.6181
2027-01-17 | 12 | 11192.3372
2027-01-17 | 13 | 11194.8217
2027-01-17 | 14 | 10955.0158
2027-01-17 | 15 | 10957.2697
2027-01-17 | 16 | 11242.9971
2027-01-17 | 17 | 11479.8791
2027-01-17 | 18 | 11842.6318
2027-01-17 | 19 | 11781.7757
2027-01-17 | 20 | 11687.0383
2027-01-17 | 21 | 11608.1889
2027-01-17 | 22 | 11487.025
2027-01-17 | 23 | 11199.6829
2027-01-17 | 24 | 10905.0975
2027-01-18 | 1 | 10697.5155
2027-01-18 | 2 | 10572.6584
2027-01-18 | 3 | 10503.4747
2027-01-18 | 4 | 10504.2905
2027-01-18 | 5 | 10571.7039
2027-01-18 | 6 | 10747.4756
2027-01-18 | 7 | 11161.3649
2027-01-18 | 8 | 11571.3653
2027-01-18 | 9 | 11662.7626
2027-01-18 | 10 | 11552.3606
2027-01-18 | 11 | 11521.2085
2027-01-18 | 12 | 11538.5161
2027-01-18 | 13 | 11529.6312
2027-01-18 | 14 | 11518.1545
2027-01-18 | 15 | 11497.0572
2027-01-18 | 16 | 11750.4225
2027-01-18 | 17 | 11908.9598
2027-01-18 | 18 | 12239.5584
2027-01-18 | 19 | 12159.2644
2027-01-18 | 20 | 12049.5922
2027-01-18 | 21 | 11929.3401
2027-01-18 | 22 | 11726.6374
2027-01-18 | 23 | 11383.567
2027-01-18 | 24 | 11064.6484
2027-01-19 | 1 | 10805.4785
2027-01-19 | 2 | 10650.6025
2027-01-19 | 3 | 10571.3493
2027-01-19 | 4 | 10553.1549
2027-01-19 | 5 | 10605.7813
2027-01-19 | 6 | 10766.6025
2027-01-19 | 7 | 11137.0714
2027-01-19 | 8 | 11579.0997
2027-01-19 | 9 | 11681.2082
2027-01-19 | 10 | 11691.3048
2027-01-19 | 11 | 11757.9717
2027-01-19 | 12 | 11559.6477
2027-01-19 | 13 | 11555.7609
2027-01-19 | 14 | 11548.3438
2027-01-19 | 15 | 11617.4683
2027-01-19 | 16 | 11766.9433
2027-01-19 | 17 | 11946.0923
2027-01-19 | 18 | 12256.8751
2027-01-19 | 19 | 12146.9944
2027-01-19 | 20 | 12044.333
2027-01-19 | 21 | 11949.8381
2027-01-19 | 22 | 11762.245
2027-01-19 | 23 | 11429.1164
2027-01-19 | 24 | 11089.4295
2027-01-20 | 1 | 10818.0775
2027-01-20 | 2 | 10688.1905
2027-01-20 | 3 | 10579.5343
2027-01-20 | 4 | 10557.2492
2027-01-20 | 5 | 10606.113
2027-01-20 | 6 | 10754.9289
2027-01-20 | 7 | 11117.0291
2027-01-20 | 8 | 11572.1079
2027-01-20 | 9 | 11718.6132
2027-01-20 | 10 | 11702.6763
2027-01-20 | 11 | 11748.4414
2027-01-20 | 12 | 11697.6427
2027-01-20 | 13 | 11755.1841
2027-01-20 | 14 | 11729.7778
2027-01-20 | 15 | 11716.5876
2027-01-20 | 16 | 11739.9038
2027-01-20 | 17 | 11892.9591
2027-01-20 | 18 | 12213.2318
2027-01-20 | 19 | 12117.194
2027-01-20 | 20 | 12000.9026
2027-01-20 | 21 | 11893.6624
2027-01-20 | 22 | 11698.0565
2027-01-20 | 23 | 11335.8877
2027-01-20 | 24 | 10995.4007
2027-01-21 | 1 | 10773.9691
2027-01-21 | 2 | 10616.051
2027-01-21 | 3 | 10525.6656
2027-01-21 | 4 | 10486.988
2027-01-21 | 5 | 10516.9209
2027-01-21 | 6 | 10652.9385
2027-01-21 | 7 | 11030.459
2027-01-21 | 8 | 11527.9045
2027-01-21 | 9 | 11670.1803
2027-01-21 | 10 | 11605.0579
2027-01-21 | 11 | 11670.5137
2027-01-21 | 12 | 11702.348
2027-01-21 | 13 | 11725.6119
2027-01-21 | 14 | 11714.4818
2027-01-21 | 15 | 11697.8654
2027-01-21 | 16 | 11701.5067
2027-01-21 | 17 | 11806.2511
2027-01-21 | 18 | 12128.2841
2027-01-21 | 19 | 12041.3257
2027-01-21 | 20 | 11953.315
2027-01-21 | 21 | 11825.2647
2027-01-21 | 22 | 11650.6262
2027-01-21 | 23 | 11353.7601
2027-01-21 | 24 | 11028.8241
2027-01-22 | 1 | 10781.27
2027-01-22 | 2 | 10654.4218
2027-01-22 | 3 | 10585.503
2027-01-22 | 4 | 10579.1893
2027-01-22 | 5 | 10634.7719
2027-01-22 | 6 | 10820.4505
2027-01-22 | 7 | 11198.3603
2027-01-22 | 8 | 11607.7624
2027-01-22 | 9 | 11718.5822
2027-01-22 | 10 | 11598.5449
2027-01-22 | 11 | 11551.5795
2027-01-22 | 12 | 11510.3523
2027-01-22 | 13 | 11469.1841
2027-01-22 | 14 | 11572.4906
2027-01-22 | 15 | 11502.8889
2027-01-22 | 16 | 11584.8381
2027-01-22 | 17 | 11723.1506
2027-01-22 | 18 | 12043.5346
2027-01-22 | 19 | 11967.4744
2027-01-22 | 20 | 11863.4356
2027-01-22 | 21 | 11759.69
2027-01-22 | 22 | 11553.2489
2027-01-22 | 23 | 11267.8444
2027-01-22 | 24 | 10946.7872
2027-01-23 | 1 | 10701.0839
2027-01-23 | 2 | 10558.2591
2027-01-23 | 3 | 10447.5527
2027-01-23 | 4 | 10377.6125
2027-01-23 | 5 | 10310.6381
2027-01-23 | 6 | 10216.0765
2027-01-23 | 7 | 10371.072
2027-01-23 | 8 | 10779.6832
2027-01-23 | 9 | 10991.5504
2027-01-23 | 10 | 10924.5478
2027-01-23 | 11 | 10922.2927
2027-01-23 | 12 | 10949.2274
2027-01-23 | 13 | 11058.9477
2027-01-23 | 14 | 11045.0923
2027-01-23 | 15 | 10799.1347
2027-01-23 | 16 | 10931.3887
2027-01-23 | 17 | 11181.4361
2027-01-23 | 18 | 11628.1617
2027-01-23 | 19 | 11636.7076
2027-01-23 | 20 | 11526.2415
2027-01-23 | 21 | 11421.1801
2027-01-23 | 22 | 11274.244
2027-01-23 | 23 | 11029.855
2027-01-23 | 24 | 10742.4721
2027-01-24 | 1 | 10516.2626
2027-01-24 | 2 | 10348.0594
2027-01-24 | 3 | 10249.2679
2027-01-24 | 4 | 10196.2277
2027-01-24 | 5 | 10163.0221
2027-01-24 | 6 | 10116.1751
2027-01-24 | 7 | 10267.1003
2027-01-24 | 8 | 10594.5665
2027-01-24 | 9 | 10785.7478
2027-01-24 | 10 | 10850.6862
2027-01-24 | 11 | 10939.8053
2027-01-24 | 12 | 10993.7605
2027-01-24 | 13 | 10993.677
2027-01-24 | 14 | 11008.467
2027-01-24 | 15 | 10991.7972
2027-01-24 | 16 | 11076.1522
2027-01-24 | 17 | 11280.1332
2027-01-24 | 18 | 11684.3634
2027-01-24 | 19 | 11676.8709
2027-01-24 | 20 | 11560.1662
2027-01-24 | 21 | 11463.5785
2027-01-24 | 22 | 11229.6783
2027-01-24 | 23 | 10924.3954
2027-01-24 | 24 | 10644.0203
2027-01-25 | 1 | 10492.4447
2027-01-25 | 2 | 10376.4532
2027-01-25 | 3 | 10316.5088
2027-01-25 | 4 | 10298.7787
2027-01-25 | 5 | 10371.3177
2027-01-25 | 6 | 10573.3582
2027-01-25 | 7 | 10967.0671
2027-01-25 | 8 | 11398.4388
2027-01-25 | 9 | 11492.1805
2027-01-25 | 10 | 11430.3933
2027-01-25 | 11 | 11266.1348
2027-01-25 | 12 | 11183.2599
2027-01-25 | 13 | 11157.5385
2027-01-25 | 14 | 11134.3233
2027-01-25 | 15 | 11107.9577
2027-01-25 | 16 | 11191.3873
2027-01-25 | 17 | 11369.0374
2027-01-25 | 18 | 11644.0463
2027-01-25 | 19 | 11599.6844
2027-01-25 | 20 | 11532.1133
2027-01-25 | 21 | 11378.0645
2027-01-25 | 22 | 11089.7754
2027-01-25 | 23 | 10755.0733
2027-01-25 | 24 | 10455.1959
2027-01-26 | 1 | 10195.4148
2027-01-26 | 2 | 10076.9666
2027-01-26 | 3 | 10014.3549
2027-01-26 | 4 | 10017.2061
2027-01-26 | 5 | 10123.4277
2027-01-26 | 6 | 10400.6046
2027-01-26 | 7 | 10854.9914
2027-01-26 | 8 | 11242.726
2027-01-26 | 9 | 11321.082
2027-01-26 | 10 | 11258.9939
2027-01-26 | 11 | 11170.4226
2027-01-26 | 12 | 11097.9163
2027-01-26 | 13 | 11077.1717
2027-01-26 | 14 | 11171.5463
2027-01-26 | 15 | 11144.3403
2027-01-26 | 16 | 11257.5936
2027-01-26 | 17 | 11354.6766
2027-01-26 | 18 | 11622.381
2027-01-26 | 19 | 11585.3732
2027-01-26 | 20 | 11482.9503
2027-01-26 | 21 | 11281.9014
2027-01-26 | 22 | 10974.0401
2027-01-26 | 23 | 10621.1376
2027-01-26 | 24 | 10329.6467
2027-01-27 | 1 | 10118.3363
2027-01-27 | 2 | 10017.4342
2027-01-27 | 3 | 9971.0096
2027-01-27 | 4 | 9979.1118
2027-01-27 | 5 | 10100.7814
2027-01-27 | 6 | 10391.249
2027-01-27 | 7 | 10855.4916
2027-01-27 | 8 | 11232.217
2027-01-27 | 9 | 11309.1492
2027-01-27 | 10 | 11197.8267
2027-01-27 | 11 | 11118.992
2027-01-27 | 12 | 11068.5099
2027-01-27 | 13 | 11059.1036
2027-01-27 | 14 | 11082.2269
2027-01-27 | 15 | 11126.3492
2027-01-27 | 16 | 11225.7162
2027-01-27 | 17 | 11272.3995
2027-01-27 | 18 | 11493.9487
2027-01-27 | 19 | 11462.5625
2027-01-27 | 20 | 11350.8103
2027-01-27 | 21 | 11163.3424
2027-01-27 | 22 | 10856.5968
2027-01-27 | 23 | 10488.5319
2027-01-27 | 24 | 10192.2393
2027-01-28 | 1 | 10032.8461
2027-01-28 | 2 | 9933.9409
2027-01-28 | 3 | 9879.4455
2027-01-28 | 4 | 9877.5128
2027-01-28 | 5 | 9994.3196
2027-01-28 | 6 | 10285.394
2027-01-28 | 7 | 10688.7468
2027-01-28 | 8 | 11086.3126
2027-01-28 | 9 | 11173.9203
2027-01-28 | 10 | 11088.7977
2027-01-28 | 11 | 11096.368
2027-01-28 | 12 | 11073.1173
2027-01-28 | 13 | 11047.6757
2027-01-28 | 14 | 11080.3807
2027-01-28 | 15 | 11090.1771
2027-01-28 | 16 | 11154.6569
2027-01-28 | 17 | 11201.3099
2027-01-28 | 18 | 11380.2243
2027-01-28 | 19 | 11354.6172
2027-01-28 | 20 | 11261.2013
2027-01-28 | 21 | 11092.2648
2027-01-28 | 22 | 10829.3439
2027-01-28 | 23 | 10526.1819
2027-01-28 | 24 | 10260.8527
2027-01-29 | 1 | 10072.0916
2027-01-29 | 2 | 9982.7936
2027-01-29 | 3 | 9959.9865
2027-01-29 | 4 | 9953.5101
2027-01-29 | 5 | 10101.8258
2027-01-29 | 6 | 10412.2084
2027-01-29 | 7 | 10874.4529
2027-01-29 | 8 | 11237.7887
2027-01-29 | 9 | 11336.2142
2027-01-29 | 10 | 11206.8755
2027-01-29 | 11 | 11195.0835
2027-01-29 | 12 | 11271.3248
2027-01-29 | 13 | 11186.5137
2027-01-29 | 14 | 11153.043
2027-01-29 | 15 | 11141.5697
2027-01-29 | 16 | 11103.041
2027-01-29 | 17 | 11195.9839
2027-01-29 | 18 | 11353.9285
2027-01-29 | 19 | 11348.8365
2027-01-29 | 20 | 11292.0569
2027-01-29 | 21 | 11147.7371
2027-01-29 | 22 | 10887.0641
2027-01-29 | 23 | 10578.038
2027-01-29 | 24 | 10297.8552
2027-01-30 | 1 | 10088.6909
2027-01-30 | 2 | 9975.4706
2027-01-30 | 3 | 9892.9572
2027-01-30 | 4 | 9869.7794
2027-01-30 | 5 | 9904.2656
2027-01-30 | 6 | 10013.0115
2027-01-30 | 7 | 10253.2349
2027-01-30 | 8 | 10532.2481
2027-01-30 | 9 | 10727.7944
2027-01-30 | 10 | 10710.2809
2027-01-30 | 11 | 10766.8936
2027-01-30 | 12 | 10587.2181
2027-01-30 | 13 | 10532.1688
2027-01-30 | 14 | 10484.5265
2027-01-30 | 15 | 10450.9823
2027-01-30 | 16 | 10542.0656
2027-01-30 | 17 | 10751.0574
2027-01-30 | 18 | 11084.2845
2027-01-30 | 19 | 11087.5513
2027-01-30 | 20 | 11014.8856
2027-01-30 | 21 | 10853.3742
2027-01-30 | 22 | 10672.4235
2027-01-30 | 23 | 10419.7709
2027-01-30 | 24 | 10179.3063
2027-01-31 | 1 | 9996.3462
2027-01-31 | 2 | 9891.3795
2027-01-31 | 3 | 9818.9416
2027-01-31 | 4 | 9800.5216
2027-01-31 | 5 | 9806.1877
2027-01-31 | 6 | 9833.8619
2027-01-31 | 7 | 10000.5755
2027-01-31 | 8 | 10285.0689
2027-01-31 | 9 | 10452.8509
2027-01-31 | 10 | 10310.3209
2027-01-31 | 11 | 10295.963
2027-01-31 | 12 | 10337.7563
2027-01-31 | 13 | 10328.1372
2027-01-31 | 14 | 10313.2377
2027-01-31 | 15 | 10303.7473
2027-01-31 | 16 | 10408.5914
2027-01-31 | 17 | 10619.8459
2027-01-31 | 18 | 10939.9305
2027-01-31 | 19 | 10929.1929
2027-01-31 | 20 | 10869.8538
2027-01-31 | 21 | 10728.9843
2027-01-31 | 22 | 10487.0991
2027-01-31 | 23 | 10173.1613
2027-01-31 | 24 | 9911.9981
2027-02-01 | 1 | 9671.9866
2027-02-01 | 2 | 9560.1074
2027-02-01 | 3 | 9523.122
2027-02-01 | 4 | 9548.6142
2027-02-01 | 5 | 9685.0422
2027-02-01 | 6 | 10014.5285
2027-02-01 | 7 | 10490.6866
2027-02-01 | 8 | 10848.1721
2027-02-01 | 9 | 10930.5757
2027-02-01 | 10 | 10757.1355
2027-02-01 | 11 | 10618.8864
2027-02-01 | 12 | 10611.8644
2027-02-01 | 13 | 10586.3622
2027-02-01 | 14 | 10551.153
2027-02-01 | 15 | 10526.4928
2027-02-01 | 16 | 10606.0008
2027-02-01 | 17 | 10741.0103
2027-02-01 | 18 | 10939.1206
2027-02-01 | 19 | 10969.9009
2027-02-01 | 20 | 10868.0652
2027-02-01 | 21 | 10722.0094
2027-02-01 | 22 | 10483.6616
2027-02-01 | 23 | 10142.9252
2027-02-01 | 24 | 9869.3443
2027-02-02 | 1 | 9697.694
2027-02-02 | 2 | 9593.427
2027-02-02 | 3 | 9566.4767
2027-02-02 | 4 | 9633.6727
2027-02-02 | 5 | 9783.0636
2027-02-02 | 6 | 10143.0644
2027-02-02 | 7 | 10654.0988
2027-02-02 | 8 | 11003.4359
2027-02-02 | 9 | 11107.8336
2027-02-02 | 10 | 11035.4148
2027-02-02 | 11 | 11078.9492
2027-02-02 | 12 | 10912.8246
2027-02-02 | 13 | 11178.3266
2027-02-02 | 14 | 11139.8167
2027-02-02 | 15 | 10963.6499
2027-02-02 | 16 | 11081.4098
2027-02-02 | 17 | 11243.5779
2027-02-02 | 18 | 11528.6614
2027-02-02 | 19 | 11507.5521
2027-02-02 | 20 | 11415.683
2027-02-02 | 21 | 11258.4599
2027-02-02 | 22 | 10998.7137
2027-02-02 | 23 | 10676.8346
2027-02-02 | 24 | 10402.9911
2027-02-03 | 1 | 10216.4921
2027-02-03 | 2 | 10118.0645
2027-02-03 | 3 | 10127.1803
2027-02-03 | 4 | 10110.6286
2027-02-03 | 5 | 10248.4353
2027-02-03 | 6 | 10578.0163
2027-02-03 | 7 | 11043.1752
2027-02-03 | 8 | 11419.4963
2027-02-03 | 9 | 11571.566
2027-02-03 | 10 | 11507.9966
2027-02-03 | 11 | 11563.9264
2027-02-03 | 12 | 11576.0514
2027-02-03 | 13 | 11547.9056
2027-02-03 | 14 | 11570.947
2027-02-03 | 15 | 11562.9573
2027-02-03 | 16 | 11621.5148
2027-02-03 | 17 | 11722.4684
2027-02-03 | 18 | 11999.7821
2027-02-03 | 19 | 12002.2229
2027-02-03 | 20 | 11909.2228
2027-02-03 | 21 | 11796.2301
2027-02-03 | 22 | 11576.6609
2027-02-03 | 23 | 11238.1171
2027-02-03 | 24 | 10914.9476
2027-02-04 | 1 | 10735.2255
2027-02-04 | 2 | 10632.1423
2027-02-04 | 3 | 10576.6858
2027-02-04 | 4 | 10590.9037
2027-02-04 | 5 | 10652.659
2027-02-04 | 6 | 10899.9885
2027-02-04 | 7 | 11280.5835
2027-02-04 | 8 | 11697.989
2027-02-04 | 9 | 11897.9993
2027-02-04 | 10 | 11818.8804
2027-02-04 | 11 | 11637.017
2027-02-04 | 12 | 11603.7463
2027-02-04 | 13 | 11558.2111
2027-02-04 | 14 | 11533.3159
2027-02-04 | 15 | 11688.3208
2027-02-04 | 16 | 11710.5136
2027-02-04 | 17 | 11817.8522
2027-02-04 | 18 | 12139.4703
2027-02-04 | 19 | 12161.1204
2027-02-04 | 20 | 12089.3125
2027-02-04 | 21 | 12046.023
2027-02-04 | 22 | 11923.3498
2027-02-04 | 23 | 11662.4309
2027-02-04 | 24 | 11359.4436
2027-02-05 | 1 | 11102.6139
2027-02-05 | 2 | 10988.3079
2027-02-05 | 3 | 10908.6578
2027-02-05 | 4 | 10913.3275
2027-02-05 | 5 | 10977.086
2027-02-05 | 6 | 11174.99
2027-02-05 | 7 | 11471.085
2027-02-05 | 8 | 11866.6793
2027-02-05 | 9 | 12087.4668
2027-02-05 | 10 | 12019.7432
2027-02-05 | 11 | 11941.7846
2027-02-05 | 12 | 11871.1453
2027-02-05 | 13 | 11789.848
2027-02-05 | 14 | 11819.0351
2027-02-05 | 15 | 11783.0863
2027-02-05 | 16 | 11735.462
2027-02-05 | 17 | 11829.788
2027-02-05 | 18 | 12095.0209
2027-02-05 | 19 | 12166.1561
2027-02-05 | 20 | 12060.6738
2027-02-05 | 21 | 12017.2737
2027-02-05 | 22 | 11882.012
2027-02-05 | 23 | 11620.2426
2027-02-05 | 24 | 11309.774
2027-02-06 | 1 | 11039.5806
2027-02-06 | 2 | 10884.9586
2027-02-06 | 3 | 10781.05
2027-02-06 | 4 | 10705.2814
2027-02-06 | 5 | 10657.3857
2027-02-06 | 6 | 10539.9583
2027-02-06 | 7 | 10670.5893
2027-02-06 | 8 | 11070.4923
2027-02-06 | 9 | 11361.6695
2027-02-06 | 10 | 11329.7636
2027-02-06 | 11 | 11323.3598
2027-02-06 | 12 | 11187.4215
2027-02-06 | 13 | 10979.2677
2027-02-06 | 14 | 11032.7342
2027-02-06 | 15 | 10942.4872
2027-02-06 | 16 | 10942.6281
2027-02-06 | 17 | 11115.7928
2027-02-06 | 18 | 11388.4453
2027-02-06 | 19 | 11472.4171
2027-02-06 | 20 | 11402.8058
2027-02-06 | 21 | 11326.0733
2027-02-06 | 22 | 11142.2199
2027-02-06 | 23 | 10873.4079
2027-02-06 | 24 | 10625.2548
2027-02-07 | 1 | 10381.744
2027-02-07 | 2 | 10213.4066
2027-02-07 | 3 | 10093.3624
2027-02-07 | 4 | 10020.1584
2027-02-07 | 5 | 9989.2995
2027-02-07 | 6 | 9885.5172
2027-02-07 | 7 | 9986.9737
2027-02-07 | 8 | 10329.7588
2027-02-07 | 9 | 10580.278
2027-02-07 | 10 | 10524.3076
2027-02-07 | 11 | 10534.2114
2027-02-07 | 12 | 10372.0619
2027-02-07 | 13 | 10538.0957
2027-02-07 | 14 | 10505.8804
2027-02-07 | 15 | 10459.4064
2027-02-07 | 16 | 10524.5576
2027-02-07 | 17 | 10690.4107
2027-02-07 | 18 | 10919.7256
2027-02-07 | 19 | 11017.9878
2027-02-07 | 20 | 10978.0524
2027-02-07 | 21 | 10839.3712
2027-02-07 | 22 | 10621.4243
2027-02-07 | 23 | 10275.53
2027-02-07 | 24 | 10016.4064
2027-02-08 | 1 | 9891.1205
2027-02-08 | 2 | 9794.6769
2027-02-08 | 3 | 9717.5655
2027-02-08 | 4 | 9718.9921
2027-02-08 | 5 | 9836.0701
2027-02-08 | 6 | 10110.8463
2027-02-08 | 7 | 10559.4244
2027-02-08 | 8 | 10917.5615
2027-02-08 | 9 | 11018.5724
2027-02-08 | 10 | 10776.2627
2027-02-08 | 11 | 10699.9222
2027-02-08 | 12 | 10694.8434
2027-02-08 | 13 | 10679.284
2027-02-08 | 14 | 10661.9318
2027-02-08 | 15 | 10672.8679
2027-02-08 | 16 | 10702.0694
2027-02-08 | 17 | 10829.3797
2027-02-08 | 18 | 11038.1322
2027-02-08 | 19 | 11073.3656
2027-02-08 | 20 | 10996.3426
2027-02-08 | 21 | 10844.3668
2027-02-08 | 22 | 10534.8312
2027-02-08 | 23 | 10199.7105
2027-02-08 | 24 | 9908.6842
2027-02-09 | 1 | 9691.1073
2027-02-09 | 2 | 9599.1768
2027-02-09 | 3 | 9558.6018
2027-02-09 | 4 | 9595.5368
2027-02-09 | 5 | 9724.1373
2027-02-09 | 6 | 10063.7387
2027-02-09 | 7 | 10480.6309
2027-02-09 | 8 | 10816.0591
2027-02-09 | 9 | 10962.7882
2027-02-09 | 10 | 10804.7751
2027-02-09 | 11 | 10881.4014
2027-02-09 | 12 | 10857.3424
2027-02-09 | 13 | 10635.6437
2027-02-09 | 14 | 10610.7056
2027-02-09 | 15 | 10803.8048
2027-02-09 | 16 | 10867.268
2027-02-09 | 17 | 10814.8151
2027-02-09 | 18 | 11009.141
2027-02-09 | 19 | 11073.5297
2027-02-09 | 20 | 10953.6088
2027-02-09 | 21 | 10835.6614
2027-02-09 | 22 | 10539.2091
2027-02-09 | 23 | 10199.8835
2027-02-09 | 24 | 9921.0235
2027-02-10 | 1 | 9700.2651
2027-02-10 | 2 | 9653.4934
2027-02-10 | 3 | 9620.2058
2027-02-10 | 4 | 9640.4318
2027-02-10 | 5 | 9835.783
2027-02-10 | 6 | 10174.2376
2027-02-10 | 7 | 10611.8348
2027-02-10 | 8 | 10861.4118
2027-02-10 | 9 | 11009.5066
2027-02-10 | 10 | 10941.2273
2027-02-10 | 11 | 10990.9722
2027-02-10 | 12 | 11027.0688
2027-02-10 | 13 | 11079.4803
2027-02-10 | 14 | 11061.234
2027-02-10 | 15 | 11134.7384
2027-02-10 | 16 | 11165.429
2027-02-10 | 17 | 11253.7163
2027-02-10 | 18 | 11398.724
2027-02-10 | 19 | 11441.3918
2027-02-10 | 20 | 11340.1806
2027-02-10 | 21 | 11183.6434
2027-02-10 | 22 | 10896.88
2027-02-10 | 23 | 10563.6666
2027-02-10 | 24 | 10313.9569
2027-02-11 | 1 | 10181.5447
2027-02-11 | 2 | 10095.3732
2027-02-11 | 3 | 10061.8939
2027-02-11 | 4 | 10077.662
2027-02-11 | 5 | 10237.1219
2027-02-11 | 6 | 10558.0003
2027-02-11 | 7 | 11028.9958
2027-02-11 | 8 | 11272.3941
2027-02-11 | 9 | 11464.946
2027-02-11 | 10 | 11428.7889
2027-02-11 | 11 | 11394.9117
2027-02-11 | 12 | 11437.0299
2027-02-11 | 13 | 11392.3461
2027-02-11 | 14 | 11406.3595
2027-02-11 | 15 | 11381.7266
2027-02-11 | 16 | 11411.4286
2027-02-11 | 17 | 11495.9856
2027-02-11 | 18 | 11685.3738
2027-02-11 | 19 | 11760.8411
2027-02-11 | 20 | 11677.6358
2027-02-11 | 21 | 11543.2243
2027-02-11 | 22 | 11330.6236
2027-02-11 | 23 | 11027.6574
2027-02-11 | 24 | 10726.5202
2027-02-12 | 1 | 10506.8103
2027-02-12 | 2 | 10438.9782
2027-02-12 | 3 | 10371.9539
2027-02-12 | 4 | 10341.9652
2027-02-12 | 5 | 10446.7951
2027-02-12 | 6 | 10696.6127
2027-02-12 | 7 | 11127.3667
2027-02-12 | 8 | 11448.8288
2027-02-12 | 9 | 11616.6763
2027-02-12 | 10 | 11501.7124
2027-02-12 | 11 | 11633.6168
2027-02-12 | 12 | 11496.0362
2027-02-12 | 13 | 11470.1917
2027-02-12 | 14 | 11336.3466
2027-02-12 | 15 | 11428.014
2027-02-12 | 16 | 11498.3786
2027-02-12 | 17 | 11549.2578
2027-02-12 | 18 | 11774.861
2027-02-12 | 19 | 11845.7678
2027-02-12 | 20 | 11750.748
2027-02-12 | 21 | 11646.1185
2027-02-12 | 22 | 11453.6435
2027-02-12 | 23 | 11147.4016
2027-02-12 | 24 | 10855.9861
2027-02-13 | 1 | 10636.4162
2027-02-13 | 2 | 10503.1793
2027-02-13 | 3 | 10463.8935
2027-02-13 | 4 | 10428.8607
2027-02-13 | 5 | 10456.909
2027-02-13 | 6 | 10496.8577
2027-02-13 | 7 | 10599.7732
2027-02-13 | 8 | 10737.267
2027-02-13 | 9 | 10984.1384
2027-02-13 | 10 | 11034.9504
2027-02-13 | 11 | 10998.8248
2027-02-13 | 12 | 10979.2552
2027-02-13 | 13 | 10909.0334
2027-02-13 | 14 | 10842.9547
2027-02-13 | 15 | 10811.1661
2027-02-13 | 16 | 10871.0629
2027-02-13 | 17 | 11055.9508
2027-02-13 | 18 | 11425.9922
2027-02-13 | 19 | 11597.2981
2027-02-13 | 20 | 11535.1156
2027-02-13 | 21 | 11436.3057
2027-02-13 | 22 | 11327.2185
2027-02-13 | 23 | 11096.0355
2027-02-13 | 24 | 10825.0076
2027-02-14 | 1 | 10620.56
2027-02-14 | 2 | 10472.2915
2027-02-14 | 3 | 10383.8504
2027-02-14 | 4 | 10305.941
2027-02-14 | 5 | 10190.0877
2027-02-14 | 6 | 10134.5546
2027-02-14 | 7 | 10274.335
2027-02-14 | 8 | 10398.0804
2027-02-14 | 9 | 10674.3135
2027-02-14 | 10 | 10853.1885
2027-02-14 | 11 | 10764.4698
2027-02-14 | 12 | 10856.446
2027-02-14 | 13 | 10747.7227
2027-02-14 | 14 | 10837.8918
2027-02-14 | 15 | 10750.497
2027-02-14 | 16 | 10825.2014
2027-02-14 | 17 | 10997.5557
2027-02-14 | 18 | 11177.2511
2027-02-14 | 19 | 11297.924
2027-02-14 | 20 | 11219.8947
2027-02-14 | 21 | 11103.4811
2027-02-14 | 22 | 10877.2038
2027-02-14 | 23 | 10551.7177
2027-02-14 | 24 | 10269.0159
2027-02-15 | 1 | 10124.9889
2027-02-15 | 2 | 9968.2795
2027-02-15 | 3 | 9912.702
2027-02-15 | 4 | 9913.6936
2027-02-15 | 5 | 9911.425
2027-02-15 | 6 | 9894.6202
2027-02-15 | 7 | 10018.4291
2027-02-15 | 8 | 10158.9764
2027-02-15 | 9 | 10344.1982
2027-02-15 | 10 | 10398.8211
2027-02-15 | 11 | 10376.8167
2027-02-15 | 12 | 10377.0749
2027-02-15 | 13 | 10347.1901
2027-02-15 | 14 | 10302.7184
2027-02-15 | 15 | 10329.6644
2027-02-15 | 16 | 10435.9808
2027-02-15 | 17 | 10609.1578
2027-02-15 | 18 | 10822.296
2027-02-15 | 19 | 10990.1107
2027-02-15 | 20 | 10922.4008
2027-02-15 | 21 | 10789.554
2027-02-15 | 22 | 10556.3054
2027-02-15 | 23 | 10219.8421
2027-02-15 | 24 | 9991.0568
2027-02-16 | 1 | 9893.7279
2027-02-16 | 2 | 9800.8699
2027-02-16 | 3 | 9764.1602
2027-02-16 | 4 | 9785.5607
2027-02-16 | 5 | 9906.7645
2027-02-16 | 6 | 10219.5003
2027-02-16 | 7 | 10629.1505
2027-02-16 | 8 | 10814.1807
2027-02-16 | 9 | 10943.8792
2027-02-16 | 10 | 10960.945
2027-02-16 | 11 | 10992.3411
2027-02-16 | 12 | 10978.4869
2027-02-16 | 13 | 10979.5741
2027-02-16 | 14 | 10929.6246
2027-02-16 | 15 | 11015.659
2027-02-16 | 16 | 11054.3077
2027-02-16 | 17 | 11113.1085
2027-02-16 | 18 | 11151.7241
2027-02-16 | 19 | 11233.0426
2027-02-16 | 20 | 11127.4127
2027-02-16 | 21 | 10956.8819
2027-02-16 | 22 | 10646.9702
2027-02-16 | 23 | 10279.0627
2027-02-16 | 24 | 9988.2442
2027-02-17 | 1 | 9791.8139
2027-02-17 | 2 | 9702.4237
2027-02-17 | 3 | 9669.5436
2027-02-17 | 4 | 9698.9798
2027-02-17 | 5 | 9886.3132
2027-02-17 | 6 | 10229.2444
2027-02-17 | 7 | 10697.0116
2027-02-17 | 8 | 10842.8362
2027-02-17 | 9 | 10944.034
2027-02-17 | 10 | 10973.2479
2027-02-17 | 11 | 10979.4578
2027-02-17 | 12 | 10845.3362
2027-02-17 | 13 | 10756.1104
2027-02-17 | 14 | 10721.1874
2027-02-17 | 15 | 10797.0626
2027-02-17 | 16 | 10966.324
2027-02-17 | 17 | 11021.8547
2027-02-17 | 18 | 11097.7929
2027-02-17 | 19 | 11202.6765
2027-02-17 | 20 | 11134.1188
2027-02-17 | 21 | 10949.4898
2027-02-17 | 22 | 10647.9472
2027-02-17 | 23 | 10300.4114
2027-02-17 | 24 | 10030.7682
2027-02-18 | 1 | 9918.8545
2027-02-18 | 2 | 9789.7677
2027-02-18 | 3 | 9730.5208
2027-02-18 | 4 | 9732.1081
2027-02-18 | 5 | 9859.9179
2027-02-18 | 6 | 10180.2808
2027-02-18 | 7 | 10655.4114
2027-02-18 | 8 | 10851.3284
2027-02-18 | 9 | 10946.8473
2027-02-18 | 10 | 10934.1976
2027-02-18 | 11 | 10837.8717
2027-02-18 | 12 | 10829.0486
2027-02-18 | 13 | 10826.7443
2027-02-18 | 14 | 10840.5996
2027-02-18 | 15 | 10800.9768
2027-02-18 | 16 | 10822.0641
2027-02-18 | 17 | 10917.4099
2027-02-18 | 18 | 10992.7411
2027-02-18 | 19 | 11173.741
2027-02-18 | 20 | 11114.0228
2027-02-18 | 21 | 10939.1488
2027-02-18 | 22 | 10672.2726
2027-02-18 | 23 | 10378.4573
2027-02-18 | 24 | 10103.7751
2027-02-19 | 1 | 9928.1635
2027-02-19 | 2 | 9848.4959
2027-02-19 | 3 | 9809.1651
2027-02-19 | 4 | 9829.0553
2027-02-19 | 5 | 9950.6811
2027-02-19 | 6 | 10261.4593
2027-02-19 | 7 | 10740.9345
2027-02-19 | 8 | 10938.8684
2027-02-19 | 9 | 10974.4822
2027-02-19 | 10 | 10918.7435
2027-02-19 | 11 | 10851.5889
2027-02-19 | 12 | 10829.5577
2027-02-19 | 13 | 10764.0938
2027-02-19 | 14 | 10674.9958
2027-02-19 | 15 | 10689.4611
2027-02-19 | 16 | 10692.27
2027-02-19 | 17 | 10885.1346
2027-02-19 | 18 | 11053.5154
2027-02-19 | 19 | 11249.5896
2027-02-19 | 20 | 11179.2861
2027-02-19 | 21 | 11020.3367
2027-02-19 | 22 | 10776.9012
2027-02-19 | 23 | 10479.4329
2027-02-19 | 24 | 10224.0154
2027-02-20 | 1 | 10007.098
2027-02-20 | 2 | 9899.1467
2027-02-20 | 3 | 9841.7315
2027-02-20 | 4 | 9808.6199
2027-02-20 | 5 | 9839.5288
2027-02-20 | 6 | 9940.0839
2027-02-20 | 7 | 10184.1679
2027-02-20 | 8 | 10333.1872
2027-02-20 | 9 | 10439.0314
2027-02-20 | 10 | 10521.7761
2027-02-20 | 11 | 10548.4984
2027-02-20 | 12 | 10586.6183
2027-02-20 | 13 | 10580.5446
2027-02-20 | 14 | 10562.7218
2027-02-20 | 15 | 10555.9795
2027-02-20 | 16 | 10635.0856
2027-02-20 | 17 | 10810.317
2027-02-20 | 18 | 11048.2692
2027-02-20 | 19 | 11243.287
2027-02-20 | 20 | 11162.2251
2027-02-20 | 21 | 11039.9475
2027-02-20 | 22 | 10855.7588
2027-02-20 | 23 | 10624.1225
2027-02-20 | 24 | 10378.3875
2027-02-21 | 1 | 10182.9825
2027-02-21 | 2 | 10083.5706
2027-02-21 | 3 | 10022.7327
2027-02-21 | 4 | 10007.1608
2027-02-21 | 5 | 10053.8423
2027-02-21 | 6 | 10141.7772
2027-02-21 | 7 | 10329.0382
2027-02-21 | 8 | 10449.5213
2027-02-21 | 9 | 10563.8027
2027-02-21 | 10 | 10690.466
2027-02-21 | 11 | 10795.6705
2027-02-21 | 12 | 10996.455
2027-02-21 | 13 | 10982.7612
2027-02-21 | 14 | 10979.087
2027-02-21 | 15 | 11044.7437
2027-02-21 | 16 | 11162.8578
2027-02-21 | 17 | 11361.1646
2027-02-21 | 18 | 11586.3873
2027-02-21 | 19 | 11762.4659
2027-02-21 | 20 | 11672.6369
2027-02-21 | 21 | 11572.2595
2027-02-21 | 22 | 11378.0327
2027-02-21 | 23 | 11066.3656
2027-02-21 | 24 | 10796.3411
2027-02-22 | 1 | 10661.869
2027-02-22 | 2 | 10546.6611
2027-02-22 | 3 | 10484.0601
2027-02-22 | 4 | 10485.2178
2027-02-22 | 5 | 10594.7054
2027-02-22 | 6 | 10812.3894
2027-02-22 | 7 | 11218.6329
2027-02-22 | 8 | 11494.1253
2027-02-22 | 9 | 11609.6452
2027-02-22 | 10 | 11700.8029
2027-02-22 | 11 | 11634.4813
2027-02-22 | 12 | 11648.6077
2027-02-22 | 13 | 11666.779
2027-02-22 | 14 | 11576.2891
2027-02-22 | 15 | 11621.3621
2027-02-22 | 16 | 11639.0662
2027-02-22 | 17 | 11821.4091
2027-02-22 | 18 | 11990.7922
2027-02-22 | 19 | 12139.379
2027-02-22 | 20 | 12048.2751
2027-02-22 | 21 | 11901.3074
2027-02-22 | 22 | 11677.1138
2027-02-22 | 23 | 11339.2991
2027-02-22 | 24 | 11002.7239
2027-02-23 | 1 | 10747.0996
2027-02-23 | 2 | 10619.4345
2027-02-23 | 3 | 10549.2708
2027-02-23 | 4 | 10543.7236
2027-02-23 | 5 | 10611.3412
2027-02-23 | 6 | 10833.1098
2027-02-23 | 7 | 11217.3616
2027-02-23 | 8 | 11500.8576
2027-02-23 | 9 | 11555.0725
2027-02-23 | 10 | 11623.8139
2027-02-23 | 11 | 11605.314
2027-02-23 | 12 | 11650.82
2027-02-23 | 13 | 11506.0834
2027-02-23 | 14 | 11555.1524
2027-02-23 | 15 | 11604.287
2027-02-23 | 16 | 11593.3788
2027-02-23 | 17 | 11842.8231
2027-02-23 | 18 | 12016.3559
2027-02-23 | 19 | 12171.3331
2027-02-23 | 20 | 12116.9653
2027-02-23 | 21 | 12005.363
2027-02-23 | 22 | 11832.9641
2027-02-23 | 23 | 11492.048
2027-02-23 | 24 | 11180.6733
2027-02-24 | 1 | 10878.6046
2027-02-24 | 2 | 10766.4269
2027-02-24 | 3 | 10710.4085
2027-02-24 | 4 | 10704.562
2027-02-24 | 5 | 10790.3392
2027-02-24 | 6 | 11022.8692
2027-02-24 | 7 | 11372.7716
2027-02-24 | 8 | 11627.8918
2027-02-24 | 9 | 11670.3908
2027-02-24 | 10 | 11711.3792
2027-02-24 | 11 | 11637.4674
2027-02-24 | 12 | 11556.4025
2027-02-24 | 13 | 11447.1787
2027-02-24 | 14 | 11417.0774
2027-02-24 | 15 | 11381.5011
2027-02-24 | 16 | 11401.3615
2027-02-24 | 17 | 11563.0128
2027-02-24 | 18 | 11786.6085
2027-02-24 | 19 | 11990.0821
2027-02-24 | 20 | 11992.5625
2027-02-24 | 21 | 11864.3691
2027-02-24 | 22 | 11669.0156
2027-02-24 | 23 | 11342.4098
2027-02-24 | 24 | 11026.7334
2027-02-25 | 1 | 10813.5174
2027-02-25 | 2 | 10693.7628
2027-02-25 | 3 | 10607.7495
2027-02-25 | 4 | 10563.5008
2027-02-25 | 5 | 10603.8962
2027-02-25 | 6 | 10779.7746
2027-02-25 | 7 | 11174.1853
2027-02-25 | 8 | 11506.3428
2027-02-25 | 9 | 11516.4785
2027-02-25 | 10 | 11487.2957
2027-02-25 | 11 | 11430.4378
2027-02-25 | 12 | 11365.8135
2027-02-25 | 13 | 11317.1647
2027-02-25 | 14 | 11264.986
2027-02-25 | 15 | 11183.3415
2027-02-25 | 16 | 11176.7617
2027-02-25 | 17 | 11320.664
2027-02-25 | 18 | 11498.5816
2027-02-25 | 19 | 11721.1607
2027-02-25 | 20 | 11665.7883
2027-02-25 | 21 | 11547.5261
2027-02-25 | 22 | 11314.6396
2027-02-25 | 23 | 11020.4985
2027-02-25 | 24 | 10723.3521
2027-02-26 | 1 | 10499.6697
2027-02-26 | 2 | 10373.6561
2027-02-26 | 3 | 10303.1671
2027-02-26 | 4 | 10250.3993
2027-02-26 | 5 | 10320.826
2027-02-26 | 6 | 10512.9743
2027-02-26 | 7 | 10930.0784
2027-02-26 | 8 | 11249.8828
2027-02-26 | 9 | 11326.6288
2027-02-26 | 10 | 11371.7896
2027-02-26 | 11 | 11170.9992
2027-02-26 | 12 | 11210.1233
2027-02-26 | 13 | 11213.4755
2027-02-26 | 14 | 11171.8593
2027-02-26 | 15 | 11129.0912
2027-02-26 | 16 | 11092.3452
2027-02-26 | 17 | 11201.0644
2027-02-26 | 18 | 11206.5954
2027-02-26 | 19 | 11370.4347
2027-02-26 | 20 | 11325.3633
2027-02-26 | 21 | 11199.013
2027-02-26 | 22 | 10946.1914
2027-02-26 | 23 | 10653.4927
2027-02-26 | 24 | 10369.0195
2027-02-27 | 1 | 10150.9843
2027-02-27 | 2 | 10043.7667
2027-02-27 | 3 | 9959.1323
2027-02-27 | 4 | 9940.9331
2027-02-27 | 5 | 9968.4745
2027-02-27 | 6 | 10047.1506
2027-02-27 | 7 | 10273.5672
2027-02-27 | 8 | 10500.2292
2027-02-27 | 9 | 10646.1384
2027-02-27 | 10 | 10679.362
2027-02-27 | 11 | 10746.3647
2027-02-27 | 12 | 10810.7345
2027-02-27 | 13 | 10915.013
2027-02-27 | 14 | 10751.975
2027-02-27 | 15 | 10776.611
2027-02-27 | 16 | 10890.9031
2027-02-27 | 17 | 11024.0491
2027-02-27 | 18 | 11233.8625
2027-02-27 | 19 | 11405.7406
2027-02-27 | 20 | 11343.1824
2027-02-27 | 21 | 11226.0526
2027-02-27 | 22 | 11082.1946
2027-02-27 | 23 | 10837.2276
2027-02-27 | 24 | 10595.0914
2027-02-28 | 1 | 10408.373
2027-02-28 | 2 | 10288.5106
2027-02-28 | 3 | 10235.3882
2027-02-28 | 4 | 10201.4591
2027-02-28 | 5 | 10216.4178
2027-02-28 | 6 | 10245.2842
2027-02-28 | 7 | 10364.9926
2027-02-28 | 8 | 10568.7005
2027-02-28 | 9 | 10695.4787
2027-02-28 | 10 | 10908.2404
2027-02-28 | 11 | 10968.4298
2027-02-28 | 12 | 11146.3513
2027-02-28 | 13 | 11096.0879
2027-02-28 | 14 | 11086.6062
2027-02-28 | 15 | 11074.789
2027-02-28 | 16 | 11163.7958
2027-02-28 | 17 | 11339.4703
2027-02-28 | 18 | 11542.6635
2027-02-28 | 19 | 11689.8695
2027-02-28 | 20 | 11648.8587
2027-02-28 | 21 | 11551.937
2027-02-28 | 22 | 11401.4721
2027-02-28 | 23 | 11102.675
2027-02-28 | 24 | 10831.1403
2027-03-01 | 1 | 10666.1472
2027-03-01 | 2 | 10564.1774
2027-03-01 | 3 | 10510.9018
2027-03-01 | 4 | 10526.534
2027-03-01 | 5 | 10624.8358
2027-03-01 | 6 | 10902.6347
2027-03-01 | 7 | 11314.4022
2027-03-01 | 8 | 11641.5439
2027-03-01 | 9 | 11716.2538
2027-03-01 | 10 | 11785.7022
2027-03-01 | 11 | 11803.3484
2027-03-01 | 12 | 11723.2701
2027-03-01 | 13 | 11712.5993
2027-03-01 | 14 | 11690.745
2027-03-01 | 15 | 11656.89
2027-03-01 | 16 | 11698.2065
2027-03-01 | 17 | 11668.862
2027-03-01 | 18 | 11881.4663
2027-03-01 | 19 | 12061.8863
2027-03-01 | 20 | 12106.5166
2027-03-01 | 21 | 11985.7348
2027-03-01 | 22 | 11775.824
2027-03-01 | 23 | 11449.9273
2027-03-01 | 24 | 11151.0247
2027-03-02 | 1 | 10917.5779
2027-03-02 | 2 | 10791.3897
2027-03-02 | 3 | 10733.1861
2027-03-02 | 4 | 10734.6271
2027-03-02 | 5 | 10817.3212
2027-03-02 | 6 | 11007.744
2027-03-02 | 7 | 11375.6703
2027-03-02 | 8 | 11676.1927
2027-03-02 | 9 | 11715.0191
2027-03-02 | 10 | 11588.3012
2027-03-02 | 11 | 11550.1035
2027-03-02 | 12 | 11424.1509
2027-03-02 | 13 | 11341.1327
2027-03-02 | 14 | 11420.5036
2027-03-02 | 15 | 11420.4368
2027-03-02 | 16 | 11381.5788
2027-03-02 | 17 | 11485.9884
2027-03-02 | 18 | 11583.5433
2027-03-02 | 19 | 11695.9028
2027-03-02 | 20 | 11707.1587
2027-03-02 | 21 | 11632.8662
2027-03-02 | 22 | 11350.6474
2027-03-02 | 23 | 10958.0808
2027-03-02 | 24 | 10620.8606
2027-03-03 | 1 | 10391.3994
2027-03-03 | 2 | 10244.3551
2027-03-03 | 3 | 10139.2913
2027-03-03 | 4 | 10116.1071
2027-03-03 | 5 | 10169.8497
2027-03-03 | 6 | 10281.9486
2027-03-03 | 7 | 10664.3548
2027-03-03 | 8 | 11070.8887
2027-03-03 | 9 | 11059.3119
2027-03-03 | 10 | 11059.0484
2027-03-03 | 11 | 11173.9062
2027-03-03 | 12 | 10989.6199
2027-03-03 | 13 | 10966.625
2027-03-03 | 14 | 10902.0207
2027-03-03 | 15 | 10889.2153
2027-03-03 | 16 | 10941.1012
2027-03-03 | 17 | 11118.874
2027-03-03 | 18 | 11246.8301
2027-03-03 | 19 | 11418.4999
2027-03-03 | 20 | 11388.6503
2027-03-03 | 21 | 11248.1909
2027-03-03 | 22 | 10972.1806
2027-03-03 | 23 | 10612.9057
2027-03-03 | 24 | 10340.5471
2027-03-04 | 1 | 10184.2907
2027-03-04 | 2 | 10091.5407
2027-03-04 | 3 | 10045.5497
2027-03-04 | 4 | 10069.041
2027-03-04 | 5 | 10208.5261
2027-03-04 | 6 | 10511.212
2027-03-04 | 7 | 10979.8722
2027-03-04 | 8 | 11339.8822
2027-03-04 | 9 | 11294.7767
2027-03-04 | 10 | 11356.0673
2027-03-04 | 11 | 11339.1595
2027-03-04 | 12 | 11270.0354
2027-03-04 | 13 | 11136.4614
2027-03-04 | 14 | 11276.2608
2027-03-04 | 15 | 11269.7619
2027-03-04 | 16 | 11258.3409
2027-03-04 | 17 | 11483.6253
2027-03-04 | 18 | 11579.8147
2027-03-04 | 19 | 11666.1691
2027-03-04 | 20 | 11612.4654
2027-03-04 | 21 | 11489.4078
2027-03-04 | 22 | 11300.8741
2027-03-04 | 23 | 10978.3986
2027-03-04 | 24 | 10712.8493
2027-03-05 | 1 | 10559.3553
2027-03-05 | 2 | 10483.9379
2027-03-05 | 3 | 10409.3216
2027-03-05 | 4 | 10412.8184
2027-03-05 | 5 | 10584.905
2027-03-05 | 6 | 10878.018
2027-03-05 | 7 | 11277.8863
2027-03-05 | 8 | 11600.1056
2027-03-05 | 9 | 11539.859
2027-03-05 | 10 | 11562.5141
2027-03-05 | 11 | 11751.8322
2027-03-05 | 12 | 11525.8411
2027-03-05 | 13 | 11509.4288
2027-03-05 | 14 | 11503.1327
2027-03-05 | 15 | 11478.9318
2027-03-05 | 16 | 11507.6754
2027-03-05 | 17 | 11711.0925
2027-03-05 | 18 | 11929.3674
2027-03-05 | 19 | 12051.4496
2027-03-05 | 20 | 12025.0958
2027-03-05 | 21 | 11910.6516
2027-03-05 | 22 | 11797.7898
2027-03-05 | 23 | 11491.0316
2027-03-05 | 24 | 11230.4394
2027-03-06 | 1 | 10979.4216
2027-03-06 | 2 | 10856.8839
2027-03-06 | 3 | 10779.8375
2027-03-06 | 4 | 10747.2017
2027-03-06 | 5 | 10745.8544
2027-03-06 | 6 | 10719.9552
2027-03-06 | 7 | 10782.6176
2027-03-06 | 8 | 11141.9462
2027-03-06 | 9 | 11163.934
2027-03-06 | 10 | 11230.7125
2027-03-06 | 11 | 11272.1113
2027-03-06 | 12 | 11255.746
2027-03-06 | 13 | 11166.6799
2027-03-06 | 14 | 11081.4135
2027-03-06 | 15 | 11040.9697
2027-03-06 | 16 | 11113.2897
2027-03-06 | 17 | 11285.9144
2027-03-06 | 18 | 11551.0369
2027-03-06 | 19 | 11696.175
2027-03-06 | 20 | 11698.9157
2027-03-06 | 21 | 11732.7507
2027-03-06 | 22 | 11588.1566
2027-03-06 | 23 | 11387.6372
2027-03-06 | 24 | 11101.1282
2027-03-07 | 1 | 10909.1266
2027-03-07 | 2 | 10732.0494
2027-03-07 | 3 | 10625.1365
2027-03-07 | 4 | 10565.544
2027-03-07 | 5 | 10513.7792
2027-03-07 | 6 | 10441.9183
2027-03-07 | 7 | 10523.6804
2027-03-07 | 8 | 10842.202
2027-03-07 | 9 | 10826.5639
2027-03-07 | 10 | 10909.4016
2027-03-07 | 11 | 10940.8443
2027-03-07 | 12 | 11015.2897
2027-03-07 | 13 | 10935.9951
2027-03-07 | 14 | 10874.1123
2027-03-07 | 15 | 10960.9565
2027-03-07 | 16 | 11022.7395
2027-03-07 | 17 | 11249.9668
2027-03-07 | 18 | 11450.9834
2027-03-07 | 19 | 11562.6046
2027-03-07 | 20 | 11589.9219
2027-03-07 | 21 | 11512.3954
2027-03-07 | 22 | 11368.0297
2027-03-07 | 23 | 11078.3638
2027-03-07 | 24 | 10784.1553
2027-03-08 | 1 | 10627.8766
2027-03-08 | 2 | 10457.8649
2027-03-08 | 3 | 10459.6201
2027-03-08 | 4 | 10440.8013
2027-03-08 | 5 | 10510.9875
2027-03-08 | 6 | 10689.2935
2027-03-08 | 7 | 11036.9345
2027-03-08 | 8 | 11465.7319
2027-03-08 | 9 | 11519.1027
2027-03-08 | 10 | 11625.1049
2027-03-08 | 11 | 11588.9311
2027-03-08 | 12 | 11586.485
2027-03-08 | 13 | 11532.5284
2027-03-08 | 14 | 11428.3618
2027-03-08 | 15 | 11380.1748
2027-03-08 | 16 | 11340.9023
2027-03-08 | 17 | 11637.7324
2027-03-08 | 18 | 11752.3106
2027-03-08 | 19 | 11804.0226
2027-03-08 | 20 | 11773.3965
2027-03-08 | 21 | 11706.5946
2027-03-08 | 22 | 11458.7189
2027-03-08 | 23 | 11164.4875
2027-03-08 | 24 | 10834.7209
2027-03-09 | 1 | 10572.9529
2027-03-09 | 2 | 10450.2709
2027-03-09 | 3 | 10429.6319
2027-03-09 | 4 | 10389.8005
2027-03-09 | 5 | 10511.24
2027-03-09 | 6 | 10742.3722
2027-03-09 | 7 | 11101.6576
2027-03-09 | 8 | 11507.5703
2027-03-09 | 9 | 11555.128
2027-03-09 | 10 | 11577.4176
2027-03-09 | 11 | 11506.5494
2027-03-09 | 12 | 11461.4297
2027-03-09 | 13 | 11395.5188
2027-03-09 | 14 | 11420.4854
2027-03-09 | 15 | 11326.343
2027-03-09 | 16 | 11440.4379
2027-03-09 | 17 | 11610.89
2027-03-09 | 18 | 11686.9885
2027-03-09 | 19 | 11808.6962
2027-03-09 | 20 | 11863.3799
2027-03-09 | 21 | 11751.066
2027-03-09 | 22 | 11560.77
2027-03-09 | 23 | 11203.3334
2027-03-09 | 24 | 10910.6144
2027-03-10 | 1 | 10648.3196
2027-03-10 | 2 | 10527.0034
2027-03-10 | 3 | 10442.1644
2027-03-10 | 4 | 10431.9426
2027-03-10 | 5 | 10514.091
2027-03-10 | 6 | 10699.4619
2027-03-10 | 7 | 10970.503
2027-03-10 | 8 | 11411.8013
2027-03-10 | 9 | 11449.3509
2027-03-10 | 10 | 11421.137
2027-03-10 | 11 | 11430.9343
2027-03-10 | 12 | 11355.238
2027-03-10 | 13 | 11332.3103
2027-03-10 | 14 | 11299.1139
2027-03-10 | 15 | 11296.7352
2027-03-10 | 16 | 11386.4686
2027-03-10 | 17 | 11441.7046
2027-03-10 | 18 | 11661.6249
2027-03-10 | 19 | 11730.2843
2027-03-10 | 20 | 11779.2066
2027-03-10 | 21 | 11623.7302
2027-03-10 | 22 | 11431.8864
2027-03-10 | 23 | 11115.7011
2027-03-10 | 24 | 10845.5803
2027-03-11 | 1 | 10690.8265
2027-03-11 | 2 | 10577.8043
2027-03-11 | 3 | 10534.4837
2027-03-11 | 4 | 10531.198
2027-03-11 | 5 | 10617.0055
2027-03-11 | 6 | 10882.7934
2027-03-11 | 7 | 11031.031
2027-03-11 | 8 | 11443.3972
2027-03-11 | 9 | 11565.788
2027-03-11 | 10 | 11621.2718
2027-03-11 | 11 | 11551.6723
2027-03-11 | 12 | 11403.3024
2027-03-11 | 13 | 11375.246
2027-03-11 | 14 | 11343.7627
2027-03-11 | 15 | 11344.6894
2027-03-11 | 16 | 11409.1285
2027-03-11 | 17 | 11535.6673
2027-03-11 | 18 | 11652.1628
2027-03-11 | 19 | 11762.3192
2027-03-11 | 20 | 11847.6759
2027-03-11 | 21 | 11744.0179
2027-03-11 | 22 | 11562.0693
2027-03-11 | 23 | 11260.8731
2027-03-11 | 24 | 10968.2872
2027-03-12 | 1 | 10724.1007
2027-03-12 | 2 | 10631.1218
2027-03-12 | 3 | 10560.3914
2027-03-12 | 4 | 10537.7399
2027-03-12 | 5 | 10577.2746
2027-03-12 | 6 | 10788.755
2027-03-12 | 7 | 10950.6084
2027-03-12 | 8 | 11364.3967
2027-03-12 | 9 | 11591.0044
2027-03-12 | 10 | 11518.9714
2027-03-12 | 11 | 11432.9521
2027-03-12 | 12 | 11333.1962
2027-03-12 | 13 | 11404.4003
2027-03-12 | 14 | 11183.969
2027-03-12 | 15 | 11143.2115
2027-03-12 | 16 | 11283.946
2027-03-12 | 17 | 11410.449
2027-03-12 | 18 | 11475.622
2027-03-12 | 19 | 11598.1543
2027-03-12 | 20 | 11735.8881
2027-03-12 | 21 | 11671.822
2027-03-12 | 22 | 11421.6377
2027-03-12 | 23 | 11127.8042
2027-03-12 | 24 | 10794.6499
2027-03-13 | 1 | 10559.2447
2027-03-13 | 2 | 10443.498
2027-03-13 | 3 | 10403.5516
2027-03-13 | 4 | 10341.7926
2027-03-13 | 5 | 10333.5294
2027-03-13 | 6 | 10366.2204
2027-03-13 | 7 | 10350.868
2027-03-13 | 8 | 10609.8828
2027-03-13 | 9 | 10921.9235
2027-03-13 | 10 | 10980.7197
2027-03-13 | 11 | 10823.0832
2027-03-13 | 12 | 10750.4106
2027-03-13 | 13 | 10612.6573
2027-03-13 | 14 | 10554.0895
2027-03-13 | 15 | 10510.3311
2027-03-13 | 16 | 10578.2096
2027-03-13 | 17 | 10824.16
2027-03-13 | 18 | 10989.5823
2027-03-13 | 19 | 11099.6482
2027-03-13 | 20 | 11227.7185
2027-03-13 | 21 | 11149.392
2027-03-13 | 22 | 10993.1781
2027-03-13 | 23 | 10734.4168
2027-03-13 | 24 | 10432.5143
2027-03-14 | 1 | 10277.3056
2027-03-14 | 3 | 10105.937
2027-03-14 | 4 | 9885.3191
2027-03-14 | 5 | 9844.5898
2027-03-14 | 6 | 9821.1699
2027-03-14 | 7 | 9807.1597
2027-03-14 | 8 | 9790.6679
2027-03-14 | 9 | 10065.9502
2027-03-14 | 10 | 10285.5269
2027-03-14 | 11 | 10401.5194
2027-03-14 | 12 | 10416.2719
2027-03-14 | 13 | 10445.0987
2027-03-14 | 14 | 10184.7143
2027-03-14 | 15 | 10131.8844
2027-03-14 | 16 | 10080.7299
2027-03-14 | 17 | 10169.094
2027-03-14 | 18 | 10367.5532
2027-03-14 | 19 | 10565.7607
2027-03-14 | 20 | 10659.9842
2027-03-14 | 21 | 10830.2403
2027-03-14 | 22 | 10736.2032
2027-03-14 | 23 | 10493.8635
2027-03-14 | 24 | 10226.5408
2027-03-15 | 1 | 9988.1018
2027-03-15 | 2 | 9870.6513
2027-03-15 | 3 | 9827.7391
2027-03-15 | 4 | 9756.7033
2027-03-15 | 5 | 9781.7565
2027-03-15 | 6 | 9897.8895
2027-03-15 | 7 | 10195.2846
2027-03-15 | 8 | 10493.8236
2027-03-15 | 9 | 10855.0078
2027-03-15 | 10 | 11009.5709
2027-03-15 | 11 | 11065.8963
2027-03-15 | 12 | 11077.6727
2027-03-15 | 13 | 11033.9301
2027-03-15 | 14 | 10894.7041
2027-03-15 | 15 | 10931.8736
2027-03-15 | 16 | 10944.5533
2027-03-15 | 17 | 10915.869
2027-03-15 | 18 | 10995.119
2027-03-15 | 19 | 11215.5409
2027-03-15 | 20 | 11259.9412
2027-03-15 | 21 | 11354.9509
2027-03-15 | 22 | 11220.8842
2027-03-15 | 23 | 10932.1146
2027-03-15 | 24 | 10583.0854
2027-03-16 | 1 | 10354.9696
2027-03-16 | 2 | 10155.4088
2027-03-16 | 3 | 10066.4492
2027-03-16 | 4 | 10027.0383
2027-03-16 | 5 | 10044.5907
2027-03-16 | 6 | 10192.7293
2027-03-16 | 7 | 10516.4766
2027-03-16 | 8 | 10804.0463
2027-03-16 | 9 | 11091.0848
2027-03-16 | 10 | 11256.7567
2027-03-16 | 11 | 11262.8008
2027-03-16 | 12 | 11219.9625
2027-03-16 | 13 | 11146.6123
2027-03-16 | 14 | 11100.7727
2027-03-16 | 15 | 11060.187
2027-03-16 | 16 | 11003.5774
2027-03-16 | 17 | 11043.2356
2027-03-16 | 18 | 11195.6224
2027-03-16 | 19 | 11366.1104
2027-03-16 | 20 | 11456.4326
2027-03-16 | 21 | 11542.4588
2027-03-16 | 22 | 11420.1795
2027-03-16 | 23 | 11143.5754
2027-03-16 | 24 | 10771.1444
2027-03-17 | 1 | 10461.5265
2027-03-17 | 2 | 10217.202
2027-03-17 | 3 | 10110.9786
2027-03-17 | 4 | 10038.442
2027-03-17 | 5 | 10034.8903
2027-03-17 | 6 | 10124.9317
2027-03-17 | 7 | 10342.1377
2027-03-17 | 8 | 10602.8118
2027-03-17 | 9 | 10965.7884
2027-03-17 | 10 | 11071.2563
2027-03-17 | 11 | 10981.2766
2027-03-17 | 12 | 10856.1564
2027-03-17 | 13 | 10746.2897
2027-03-17 | 14 | 10663.0464
2027-03-17 | 15 | 10635.7295
2027-03-17 | 16 | 10596.2613
2027-03-17 | 17 | 10601.5294
2027-03-17 | 18 | 10669.3134
2027-03-17 | 19 | 10793.4214
2027-03-17 | 20 | 10925.3147
2027-03-17 | 21 | 11118.7673
2027-03-17 | 22 | 10984.8459
2027-03-17 | 23 | 10682.7935
2027-03-17 | 24 | 10329.6589
2027-03-18 | 1 | 10079.3529
2027-03-18 | 2 | 9883.9916
2027-03-18 | 3 | 9828.1278
2027-03-18 | 4 | 9792.9202
2027-03-18 | 5 | 9817.6118
2027-03-18 | 6 | 9965.1937
2027-03-18 | 7 | 10238.6187
2027-03-18 | 8 | 10527.4074
2027-03-18 | 9 | 10829.345
2027-03-18 | 10 | 10979.3663
2027-03-18 | 11 | 11037.683
2027-03-18 | 12 | 10919.4411
2027-03-18 | 13 | 10750.3446
2027-03-18 | 14 | 10668.2428
2027-03-18 | 15 | 10603.4505
2027-03-18 | 16 | 10536.0528
2027-03-18 | 17 | 10562.2346
2027-03-18 | 18 | 10680.7116
2027-03-18 | 19 | 10782.4527
2027-03-18 | 20 | 10856.1586
2027-03-18 | 21 | 10978.4197
2027-03-18 | 22 | 10825.8519
2027-03-18 | 23 | 10555.6051
2027-03-18 | 24 | 10250.8273
2027-03-19 | 1 | 9987.2958
2027-03-19 | 2 | 9755.8721
2027-03-19 | 3 | 9656.2101
2027-03-19 | 4 | 9608.7887
2027-03-19 | 5 | 9661.6125
2027-03-19 | 6 | 9788.6987
2027-03-19 | 7 | 10077.2433
2027-03-19 | 8 | 10341.2823
2027-03-19 | 9 | 10628.3968
2027-03-19 | 10 | 10803.4675
2027-03-19 | 11 | 10782.7436
2027-03-19 | 12 | 10797.883
2027-03-19 | 13 | 10790.631
2027-03-19 | 14 | 10618.4941
2027-03-19 | 15 | 10603.9338
2027-03-19 | 16 | 10572.3637
2027-03-19 | 17 | 10619.9398
2027-03-19 | 18 | 10630.7352
2027-03-19 | 19 | 10682.3275
2027-03-19 | 20 | 10785.2441
2027-03-19 | 21 | 10925.6904
2027-03-19 | 22 | 10771.0113
2027-03-19 | 23 | 10519.0787
2027-03-19 | 24 | 10205.3137
2027-03-20 | 1 | 9948.5482
2027-03-20 | 2 | 9749.9646
2027-03-20 | 3 | 9650.2885
2027-03-20 | 4 | 9589.8587
2027-03-20 | 5 | 9593.9738
2027-03-20 | 6 | 9623.6781
2027-03-20 | 7 | 9811.8763
2027-03-20 | 8 | 9890.3434
2027-03-20 | 9 | 10092.4751
2027-03-20 | 10 | 10322.7977
2027-03-20 | 11 | 10443.7325
2027-03-20 | 12 | 10491.7317
2027-03-20 | 13 | 10444.1911
2027-03-20 | 14 | 10364.46
2027-03-20 | 15 | 10261.3925
2027-03-20 | 16 | 10209.029
2027-03-20 | 17 | 10266.6466
2027-03-20 | 18 | 10377.5348
2027-03-20 | 19 | 10467.891
2027-03-20 | 20 | 10487.272
2027-03-20 | 21 | 10658.1907
2027-03-20 | 22 | 10566.9342
2027-03-20 | 23 | 10373.88
2027-03-20 | 24 | 10122.3086
2027-03-21 | 1 | 9891.9608
2027-03-21 | 2 | 9788.1558
2027-03-21 | 3 | 9653.9327
2027-03-21 | 4 | 9586.0755
2027-03-21 | 5 | 9617.378
2027-03-21 | 6 | 9647.4642
2027-03-21 | 7 | 9714.9316
2027-03-21 | 8 | 9746.7068
2027-03-21 | 9 | 9881.1525
2027-03-21 | 10 | 10093.1999
2027-03-21 | 11 | 10263.8972
2027-03-21 | 12 | 10371.7479
2027-03-21 | 13 | 10342.7905
2027-03-21 | 14 | 10362.7117
2027-03-21 | 15 | 10353.6056
2027-03-21 | 16 | 10291.1643
2027-03-21 | 17 | 10424.9559
2027-03-21 | 18 | 10552.8689
2027-03-21 | 19 | 10677.5297
2027-03-21 | 20 | 10691.7107
2027-03-21 | 21 | 10830.9872
2027-03-21 | 22 | 10691.0593
2027-03-21 | 23 | 10445.8205
2027-03-21 | 24 | 10137.5845
2027-03-22 | 1 | 9885.5646
2027-03-22 | 2 | 9777.8911
2027-03-22 | 3 | 9695.7272
2027-03-22 | 4 | 9648.9406
2027-03-22 | 5 | 9666.1432
2027-03-22 | 6 | 9787.494
2027-03-22 | 7 | 10063.2155
2027-03-22 | 8 | 10409.7633
2027-03-22 | 9 | 10658.6054
2027-03-22 | 10 | 10821.6068
2027-03-22 | 11 | 10840.0696
2027-03-22 | 12 | 10812.0716
2027-03-22 | 13 | 10734.4533
2027-03-22 | 14 | 10690.1909
2027-03-22 | 15 | 10664.5038
2027-03-22 | 16 | 10719.5392
2027-03-22 | 17 | 10747.1738
2027-03-22 | 18 | 10849.436
2027-03-22 | 19 | 10849.4496
2027-03-22 | 20 | 10848.8564
2027-03-22 | 21 | 11015.283
2027-03-22 | 22 | 10837.5651
2027-03-22 | 23 | 10552.2295
2027-03-22 | 24 | 10199.3457
2027-03-23 | 1 | 9971.787
2027-03-23 | 2 | 9782.4789
2027-03-23 | 3 | 9694.2016
2027-03-23 | 4 | 9674.9469
2027-03-23 | 5 | 9707.69
2027-03-23 | 6 | 9885.4684
2027-03-23 | 7 | 10186.2173
2027-03-23 | 8 | 10599.8221
2027-03-23 | 9 | 10775.8471
2027-03-23 | 10 | 10910.6113
2027-03-23 | 11 | 10899.3162
2027-03-23 | 12 | 10879.9313
2027-03-23 | 13 | 10786.8632
2027-03-23 | 14 | 10733.1909
2027-03-23 | 15 | 10742.9838
2027-03-23 | 16 | 10731.6063
2027-03-23 | 17 | 10787.1306
2027-03-23 | 18 | 10837.1727
2027-03-23 | 19 | 10807.1854
2027-03-23 | 20 | 10841.3164
2027-03-23 | 21 | 11035.0366
2027-03-23 | 22 | 10894.7249
2027-03-23 | 23 | 10598.8197
2027-03-23 | 24 | 10236.1975
2027-03-24 | 1 | 9957.0414
2027-03-24 | 2 | 9775.6737
2027-03-24 | 3 | 9701.7429
2027-03-24 | 4 | 9663.1025
2027-03-24 | 5 | 9684.8132
2027-03-24 | 6 | 9844.3351
2027-03-24 | 7 | 10193.4325
2027-03-24 | 8 | 10581.3245
2027-03-24 | 9 | 10779.0508
2027-03-24 | 10 | 10928.9879
2027-03-24 | 11 | 10991.2448
2027-03-24 | 12 | 10962.6871
2027-03-24 | 13 | 10896.8624
2027-03-24 | 14 | 10870.5157
2027-03-24 | 15 | 10826.1572
2027-03-24 | 16 | 10849.1304
2027-03-24 | 17 | 10868.5215
2027-03-24 | 18 | 10970.5572
2027-03-24 | 19 | 10983.6537
2027-03-24 | 20 | 10954.7067
2027-03-24 | 21 | 11112.7612
2027-03-24 | 22 | 10917.545
2027-03-24 | 23 | 10616.7239
2027-03-24 | 24 | 10258.2048
2027-03-25 | 1 | 9980.7869
2027-03-25 | 2 | 9769.6733
2027-03-25 | 3 | 9678.7893
2027-03-25 | 4 | 9640.1907
2027-03-25 | 5 | 9661.5492
2027-03-25 | 6 | 9797.2915
2027-03-25 | 7 | 10113.7674
2027-03-25 | 8 | 10494.691
2027-03-25 | 9 | 10724.9592
2027-03-25 | 10 | 10892.5077
2027-03-25 | 11 | 10820.5645
2027-03-25 | 12 | 10944.4823
2027-03-25 | 13 | 10926.7666
2027-03-25 | 14 | 10891.7822
2027-03-25 | 15 | 10856.5488
2027-03-25 | 16 | 10864.5138
2027-03-25 | 17 | 10819.9515
2027-03-25 | 18 | 10966.6088
2027-03-25 | 19 | 10975.0691
2027-03-25 | 20 | 10954.6889
2027-03-25 | 21 | 11100.4259
2027-03-25 | 22 | 10954.6625
2027-03-25 | 23 | 10656.8531
2027-03-25 | 24 | 10298.6249
2027-03-26 | 1 | 10012.597
2027-03-26 | 2 | 9813.85
2027-03-26 | 3 | 9702.3278
2027-03-26 | 4 | 9637.321
2027-03-26 | 5 | 9618.2098
2027-03-26 | 6 | 9633.4265
2027-03-26 | 7 | 9715.6469
2027-03-26 | 8 | 9824.96
2027-03-26 | 9 | 9912.6825
2027-03-26 | 10 | 10181.1574
2027-03-26 | 11 | 10318.8101
2027-03-26 | 12 | 10395.0248
2027-03-26 | 13 | 10423.762
2027-03-26 | 14 | 10407.3495
2027-03-26 | 15 | 10328.2712
2027-03-26 | 16 | 10315.5344
2027-03-26 | 17 | 10437.733
2027-03-26 | 18 | 10604.4313
2027-03-26 | 19 | 10679.7298
2027-03-26 | 20 | 10659.0635
2027-03-26 | 21 | 10805.4506
2027-03-26 | 22 | 10675.7989
2027-03-26 | 23 | 10433.7575
2027-03-26 | 24 | 10120.7534
2027-03-27 | 1 | 9846.3821
2027-03-27 | 2 | 9745.154
2027-03-27 | 3 | 9618.6172
2027-03-27 | 4 | 9550.6294
2027-03-27 | 5 | 9537.5891
2027-03-27 | 6 | 9553.2055
2027-03-27 | 7 | 9614.3386
2027-03-27 | 8 | 9740.3834
2027-03-27 | 9 | 9858.4028
2027-03-27 | 10 | 10076.8092
2027-03-27 | 11 | 10220.3366
2027-03-27 | 12 | 10255.4017
2027-03-27 | 13 | 10262.2045
2027-03-27 | 14 | 10246.6461
2027-03-27 | 15 | 10208.328
2027-03-27 | 16 | 10232.2626
2027-03-27 | 17 | 10351.7709
2027-03-27 | 18 | 10527.0227
2027-03-27 | 19 | 10557.4816
2027-03-27 | 20 | 10513.6126
2027-03-27 | 21 | 10721.2539
2027-03-27 | 22 | 10600.2501
2027-03-27 | 23 | 10374.785
2027-03-27 | 24 | 10082.517
2027-03-28 | 1 | 9812.2459
2027-03-28 | 2 | 9694.4455
2027-03-28 | 3 | 9577.7081
2027-03-28 | 4 | 9506.6865
2027-03-28 | 5 | 9503.732
2027-03-28 | 6 | 9532.4115
2027-03-28 | 7 | 9604.3891
2027-03-28 | 8 | 9737.4404
2027-03-28 | 9 | 9829.1819
2027-03-28 | 10 | 10065.8647
2027-03-28 | 11 | 10143.5549
2027-03-28 | 12 | 10249.1783
2027-03-28 | 13 | 10145.5453
2027-03-28 | 14 | 10133.4485
2027-03-28 | 15 | 10113.6566
2027-03-28 | 16 | 10094.5453
2027-03-28 | 17 | 10171.1499
2027-03-28 | 18 | 10331.2357
2027-03-28 | 19 | 10429.013
2027-03-28 | 20 | 10490.0632
2027-03-28 | 21 | 10736.4748
2027-03-28 | 22 | 10584.7343
2027-03-28 | 23 | 10351.3295
2027-03-28 | 24 | 10053.0555
2027-03-29 | 1 | 9806.1677
2027-03-29 | 2 | 9687.9081
2027-03-29 | 3 | 9587.8782
2027-03-29 | 4 | 9546.9956
2027-03-29 | 5 | 9557.1444
2027-03-29 | 6 | 9697.9574
2027-03-29 | 7 | 10038.8152
2027-03-29 | 8 | 10468.7358
2027-03-29 | 9 | 10656.1412
2027-03-29 | 10 | 10816.4927
2027-03-29 | 11 | 10810.4779
2027-03-29 | 12 | 10727.4884
2027-03-29 | 13 | 10674.4772
2027-03-29 | 14 | 10610.2934
2027-03-29 | 15 | 10622.2855
2027-03-29 | 16 | 10594.5983
2027-03-29 | 17 | 10640.6955
2027-03-29 | 18 | 10813.7147
2027-03-29 | 19 | 10812.0969
2027-03-29 | 20 | 10861.9001
2027-03-29 | 21 | 11022.0595
2027-03-29 | 22 | 10890.6713
2027-03-29 | 23 | 10588.7321
2027-03-29 | 24 | 10235.8756
2027-03-30 | 1 | 9950.4021
2027-03-30 | 2 | 9751.1008
2027-03-30 | 3 | 9639.5302
2027-03-30 | 4 | 9587.669
2027-03-30 | 5 | 9596.141
2027-03-30 | 6 | 9709.2504
2027-03-30 | 7 | 9979.4471
2027-03-30 | 8 | 10421.3583
2027-03-30 | 9 | 10651.1262
2027-03-30 | 10 | 10810.6589
2027-03-30 | 11 | 10834.8265
2027-03-30 | 12 | 10849.6056
2027-03-30 | 13 | 10677.5543
2027-03-30 | 14 | 10649.0729
2027-03-30 | 15 | 10589.8399
2027-03-30 | 16 | 10594.8828
2027-03-30 | 17 | 10649.9801
2027-03-30 | 18 | 10700.3238
2027-03-30 | 19 | 10802.3996
2027-03-30 | 20 | 10796.9537
2027-03-30 | 21 | 11023.524
2027-03-30 | 22 | 10905.3791
2027-03-30 | 23 | 10610.1938
2027-03-30 | 24 | 10252.5214
2027-03-31 | 1 | 9953.4536
2027-03-31 | 2 | 9732.7106
2027-03-31 | 3 | 9661.8548
2027-03-31 | 4 | 9603.6993
2027-03-31 | 5 | 9638.5713
2027-03-31 | 6 | 9744.8856
2027-03-31 | 7 | 9980.1398
2027-03-31 | 8 | 10416.2311
2027-03-31 | 9 | 10650.3451
2027-03-31 | 10 | 10821.0275
2027-03-31 | 11 | 10880.813
2027-03-31 | 12 | 10811.9714
2027-03-31 | 13 | 10738.0853
2027-03-31 | 14 | 10670.5099
2027-03-31 | 15 | 10611.4653
2027-03-31 | 16 | 10583.2907
2027-03-31 | 17 | 10632.1852
2027-03-31 | 18 | 10771.9083
2027-03-31 | 19 | 10793.9683
2027-03-31 | 20 | 10729.0814
2027-03-31 | 21 | 10924.9187
2027-03-31 | 22 | 10824.0638
2027-03-31 | 23 | 10523.0341
2027-03-31 | 24 | 10176.0649
2027-04-01 | 1 | 9883.0724
2027-04-01 | 2 | 9504.7537
2027-04-01 | 3 | 9390.9632
2027-04-01 | 4 | 9341.5001
2027-04-01 | 5 | 9380.2407
2027-04-01 | 6 | 9493.9055
2027-04-01 | 7 | 9763.3225
2027-04-01 | 8 | 10129.9744
2027-04-01 | 9 | 10362.3195
2027-04-01 | 10 | 10547.2622
2027-04-01 | 11 | 10608.0692
2027-04-01 | 12 | 10615.3093
2027-04-01 | 13 | 10589.1693
2027-04-01 | 14 | 10551.0121
2027-04-01 | 15 | 10483.8064
2027-04-01 | 16 | 10488.766
2027-04-01 | 17 | 10461.7473
2027-04-01 | 18 | 10498.3255
2027-04-01 | 19 | 10567.2587
2027-04-01 | 20 | 10500.1144
2027-04-01 | 21 | 10641.21
2027-04-01 | 22 | 10587.2008
2027-04-01 | 23 | 10330.9734
2027-04-01 | 24 | 10027.4631
2027-04-02 | 1 | 9726.7102
2027-04-02 | 2 | 9512.387
2027-04-02 | 3 | 9401.6306
2027-04-02 | 4 | 9358.8784
2027-04-02 | 5 | 9368.3507
2027-04-02 | 6 | 9474.6092
2027-04-02 | 7 | 9741.5115
2027-04-02 | 8 | 10145.1603
2027-04-02 | 9 | 10350.1451
2027-04-02 | 10 | 10526.3179
2027-04-02 | 11 | 10463.7756
2027-04-02 | 12 | 10387.632
2027-04-02 | 13 | 10303.974
2027-04-02 | 14 | 10283.3046
2027-04-02 | 15 | 10219.8489
2027-04-02 | 16 | 10166.3774
2027-04-02 | 17 | 10157.0283
2027-04-02 | 18 | 10186.7359
2027-04-02 | 19 | 10245.2285
2027-04-02 | 20 | 10274.6507
2027-04-02 | 21 | 10455.7132
2027-04-02 | 22 | 10378.2252
2027-04-02 | 23 | 10148.8876
2027-04-02 | 24 | 9816.1988
2027-04-03 | 1 | 9572.9853
2027-04-03 | 2 | 9426.092
2027-04-03 | 3 | 9258.989
2027-04-03 | 4 | 9209.3595
2027-04-03 | 5 | 9171.9205
2027-04-03 | 6 | 9223.2017
2027-04-03 | 7 | 9280.4812
2027-04-03 | 8 | 9481.5365
2027-04-03 | 9 | 9613.9654
2027-04-03 | 10 | 9772.4186
2027-04-03 | 11 | 9894.4414
2027-04-03 | 12 | 9813.9642
2027-04-03 | 13 | 9726.0099
2027-04-03 | 14 | 9649.6529
2027-04-03 | 15 | 9596.8146
2027-04-03 | 16 | 9591.0778
2027-04-03 | 17 | 9617.1267
2027-04-03 | 18 | 9719.2066
2027-04-03 | 19 | 9810.5082
2027-04-03 | 20 | 9843.5323
2027-04-03 | 21 | 10090.3513
2027-04-03 | 22 | 10062.5951
2027-04-03 | 23 | 9900.528
2027-04-03 | 24 | 9628.6169
2027-04-04 | 1 | 9392.8824
2027-04-04 | 2 | 9237.0589
2027-04-04 | 3 | 9126.4095
2027-04-04 | 4 | 9107.0165
2027-04-04 | 5 | 9066.9794
2027-04-04 | 6 | 9124.4152
2027-04-04 | 7 | 9121.5554
2027-04-04 | 8 | 9297.8585
2027-04-04 | 9 | 9360.9271
2027-04-04 | 10 | 9538.0638
2027-04-04 | 11 | 9544.6856
2027-04-04 | 12 | 9565.4489
2027-04-04 | 13 | 9533.6282
2027-04-04 | 14 | 9509.7485
2027-04-04 | 15 | 9474.7768
2027-04-04 | 16 | 9441.944
2027-04-04 | 17 | 9684.3803
2027-04-04 | 18 | 9773.6488
2027-04-04 | 19 | 9861.2547
2027-04-04 | 20 | 9788.2775
2027-04-04 | 21 | 10005.1636
2027-04-04 | 22 | 9971.3428
2027-04-04 | 23 | 9754.8512
2027-04-04 | 24 | 9472.9799
2027-04-05 | 1 | 9204.5492
2027-04-05 | 2 | 9110.2471
2027-04-05 | 3 | 9007.9293
2027-04-05 | 4 | 9012.7084
2027-04-05 | 5 | 9004.2676
2027-04-05 | 6 | 9152.3796
2027-04-05 | 7 | 9383.2581
2027-04-05 | 8 | 9852.9855
2027-04-05 | 9 | 10100.437
2027-04-05 | 10 | 10207.1421
2027-04-05 | 11 | 10189.7747
2027-04-05 | 12 | 10195.658
2027-04-05 | 13 | 10165.2789
2027-04-05 | 14 | 10111.5415
2027-04-05 | 15 | 10062.7544
2027-04-05 | 16 | 10029.3658
2027-04-05 | 17 | 10044.153
2027-04-05 | 18 | 10124.2793
2027-04-05 | 19 | 10088.8339
2027-04-05 | 20 | 10128.8516
2027-04-05 | 21 | 10252.8736
2027-04-05 | 22 | 10179.4403
2027-04-05 | 23 | 9914.9058
2027-04-05 | 24 | 9599.3279
2027-04-06 | 1 | 9338.8639
2027-04-06 | 2 | 9168.1744
2027-04-06 | 3 | 9066.2795
2027-04-06 | 4 | 9049.6172
2027-04-06 | 5 | 9068.5887
2027-04-06 | 6 | 9245.178
2027-04-06 | 7 | 9470.2077
2027-04-06 | 8 | 9909.0567
2027-04-06 | 9 | 10163.4675
2027-04-06 | 10 | 10247.9713
2027-04-06 | 11 | 10262.0002
2027-04-06 | 12 | 10213.256
2027-04-06 | 13 | 10168.8805
2027-04-06 | 14 | 10126.8122
2027-04-06 | 15 | 10136.9925
2027-04-06 | 16 | 10034.2431
2027-04-06 | 17 | 10112.2696
2027-04-06 | 18 | 10214.6375
2027-04-06 | 19 | 10238.8318
2027-04-06 | 20 | 10218.5274
2027-04-06 | 21 | 10387.0252
2027-04-06 | 22 | 10341.0255
2027-04-06 | 23 | 10034.811
2027-04-06 | 24 | 9682.556
2027-04-07 | 1 | 9402.2678
2027-04-07 | 2 | 9200.5028
2027-04-07 | 3 | 9149.44
2027-04-07 | 4 | 9135.7219
2027-04-07 | 5 | 9164.5666
2027-04-07 | 6 | 9301.6868
2027-04-07 | 7 | 9454.6151
2027-04-07 | 8 | 9879.9502
2027-04-07 | 9 | 10221.8033
2027-04-07 | 10 | 10332.4025
2027-04-07 | 11 | 10295.699
2027-04-07 | 12 | 10231.4757
2027-04-07 | 13 | 10198.9233
2027-04-07 | 14 | 10171.4213
2027-04-07 | 15 | 10152.0766
2027-04-07 | 16 | 10137.0174
2027-04-07 | 17 | 10197.9054
2027-04-07 | 18 | 10279.3665
2027-04-07 | 19 | 10334.1863
2027-04-07 | 20 | 10286.5506
2027-04-07 | 21 | 10443.4429
2027-04-07 | 22 | 10372.6274
2027-04-07 | 23 | 10075.3274
2027-04-07 | 24 | 9716.9
2027-04-08 | 1 | 9431.0325
2027-04-08 | 2 | 9312.7752
2027-04-08 | 3 | 9233.0471
2027-04-08 | 4 | 9215.7261
2027-04-08 | 5 | 9223.9874
2027-04-08 | 6 | 9362.979
2027-04-08 | 7 | 9506.6694
2027-04-08 | 8 | 9927.6093
2027-04-08 | 9 | 10281.0875
2027-04-08 | 10 | 10415.6108
2027-04-08 | 11 | 10393.9575
2027-04-08 | 12 | 10313.1372
2027-04-08 | 13 | 10229.3904
2027-04-08 | 14 | 10231.7077
2027-04-08 | 15 | 10120.5065
2027-04-08 | 16 | 10114.9252
2027-04-08 | 17 | 10147.9504
2027-04-08 | 18 | 10172.3283
2027-04-08 | 19 | 10146.8935
2027-04-08 | 20 | 10170.3012
2027-04-08 | 21 | 10318.8222
2027-04-08 | 22 | 10262.4015
2027-04-08 | 23 | 9997.2501
2027-04-08 | 24 | 9697.0616
2027-04-09 | 1 | 9435.5324
2027-04-09 | 2 | 9232.288
2027-04-09 | 3 | 9187.7044
2027-04-09 | 4 | 9125.6841
2027-04-09 | 5 | 9156.7614
2027-04-09 | 6 | 9342.6273
2027-04-09 | 7 | 9422.9428
2027-04-09 | 8 | 9870.1382
2027-04-09 | 9 | 10176.8619
2027-04-09 | 10 | 10245.9035
2027-04-09 | 11 | 10177.5066
2027-04-09 | 12 | 10111.0085
2027-04-09 | 13 | 10035.0966
2027-04-09 | 14 | 9984.5662
2027-04-09 | 15 | 9950.5007
2027-04-09 | 16 | 9981.1529
2027-04-09 | 17 | 10079.5758
2027-04-09 | 18 | 10125.955
2027-04-09 | 19 | 10156.3613
2027-04-09 | 20 | 10007.2261
2027-04-09 | 21 | 10184.3775
2027-04-09 | 22 | 10129.6625
2027-04-09 | 23 | 9881.886
2027-04-09 | 24 | 9589.9538
2027-04-10 | 1 | 9321.915
2027-04-10 | 2 | 9165.2799
2027-04-10 | 3 | 9080.7339
2027-04-10 | 4 | 9005.394
2027-04-10 | 5 | 9010.8868
2027-04-10 | 6 | 9101.2889
2027-04-10 | 7 | 9063.9313
2027-04-10 | 8 | 9214.6124
2027-04-10 | 9 | 9460.198
2027-04-10 | 10 | 9627.089
2027-04-10 | 11 | 9653.0018
2027-04-10 | 12 | 9651.4224
2027-04-10 | 13 | 9607.5924
2027-04-10 | 14 | 9539.5309
2027-04-10 | 15 | 9509.4954
2027-04-10 | 16 | 9489.4428
2027-04-10 | 17 | 9750.5732
2027-04-10 | 18 | 9649.0836
2027-04-10 | 19 | 9706.2124
2027-04-10 | 20 | 9735.4623
2027-04-10 | 21 | 9927.7148
2027-04-10 | 22 | 9976.9453
2027-04-10 | 23 | 9767.3507
2027-04-10 | 24 | 9532.7602
2027-04-11 | 1 | 9324.1408
2027-04-11 | 2 | 9187.6552
2027-04-11 | 3 | 9086.3375
2027-04-11 | 4 | 9023.4325
2027-04-11 | 5 | 9024.3306
2027-04-11 | 6 | 9100.4812
2027-04-11 | 7 | 9081.8482
2027-04-11 | 8 | 9215.3782
2027-04-11 | 9 | 9335.5895
2027-04-11 | 10 | 9476.188
2027-04-11 | 11 | 9519.1765
2027-04-11 | 12 | 9510.8687
2027-04-11 | 13 | 9487.41
2027-04-11 | 14 | 9497.7329
2027-04-11 | 15 | 9607.1331
2027-04-11 | 16 | 9604.2327
2027-04-11 | 17 | 9678.0212
2027-04-11 | 18 | 9709.4554
2027-04-11 | 19 | 9842.7325
2027-04-11 | 20 | 9868.6868
2027-04-11 | 21 | 9983.2401
2027-04-11 | 22 | 10021.3691
2027-04-11 | 23 | 9809.6331
2027-04-11 | 24 | 9527.2772
2027-04-12 | 1 | 9291.2846
2027-04-12 | 2 | 9171.5919
2027-04-12 | 3 | 9100.9013
2027-04-12 | 4 | 9063.9233
2027-04-12 | 5 | 9099.8035
2027-04-12 | 6 | 9247.1997
2027-04-12 | 7 | 9464.4776
2027-04-12 | 8 | 9891.0059
2027-04-12 | 9 | 10194.1539
2027-04-12 | 10 | 10260.5139
2027-04-12 | 11 | 10231.1566
2027-04-12 | 12 | 10145.8191
2027-04-12 | 13 | 10174.8843
2027-04-12 | 14 | 10143.9901
2027-04-12 | 15 | 10145.0676
2027-04-12 | 16 | 10148.908
2027-04-12 | 17 | 10337.7484
2027-04-12 | 18 | 10384.8849
2027-04-12 | 19 | 10383.3243
2027-04-12 | 20 | 10356.7939
2027-04-12 | 21 | 10418.4376
2027-04-12 | 22 | 10375.1311
2027-04-12 | 23 | 10102.0398
2027-04-12 | 24 | 9765.9207
2027-04-13 | 1 | 9510.7731
2027-04-13 | 2 | 9330.6131
2027-04-13 | 3 | 9262.1141
2027-04-13 | 4 | 9272.9217
2027-04-13 | 5 | 9300.1275
2027-04-13 | 6 | 9463.6467
2027-04-13 | 7 | 9641.5797
2027-04-13 | 8 | 10031.5886
2027-04-13 | 9 | 10339.4739
2027-04-13 | 10 | 10430.0154
2027-04-13 | 11 | 10314.1943
2027-04-13 | 12 | 10314.4135
2027-04-13 | 13 | 10255.9227
2027-04-13 | 14 | 10234.4896
2027-04-13 | 15 | 10127.8666
2027-04-13 | 16 | 10148.8678
2027-04-13 | 17 | 10155.1388
2027-04-13 | 18 | 10260.9657
2027-04-13 | 19 | 10196.91
2027-04-13 | 20 | 10109.9397
2027-04-13 | 21 | 10226.1634
2027-04-13 | 22 | 10236.3736
2027-04-13 | 23 | 9989.416
2027-04-13 | 24 | 9604.4372
2027-04-14 | 1 | 9338.0003
2027-04-14 | 2 | 9141.4377
2027-04-14 | 3 | 9063.5802
2027-04-14 | 4 | 9035.9402
2027-04-14 | 5 | 9051.4327
2027-04-14 | 6 | 9189.5303
2027-04-14 | 7 | 9398.9843
2027-04-14 | 8 | 9829.3829
2027-04-14 | 9 | 10069.2721
2027-04-14 | 10 | 10181.4069
2027-04-14 | 11 | 10084.8773
2027-04-14 | 12 | 10013.7096
2027-04-14 | 13 | 9964.6948
2027-04-14 | 14 | 9989.4474
2027-04-14 | 15 | 9922.7288
2027-04-14 | 16 | 9922.9416
2027-04-14 | 17 | 9980.181
2027-04-14 | 18 | 10048.7279
2027-04-14 | 19 | 10104.2896
2027-04-14 | 20 | 10003.8862
2027-04-14 | 21 | 10114.8243
2027-04-14 | 22 | 10137.3755
2027-04-14 | 23 | 9843.2294
2027-04-14 | 24 | 9495.6409
2027-04-15 | 1 | 9256.5453
2027-04-15 | 2 | 9087.9539
2027-04-15 | 3 | 9002.9059
2027-04-15 | 4 | 8960.4467
2027-04-15 | 5 | 8986.4676
2027-04-15 | 6 | 9154.2807
2027-04-15 | 7 | 9412.633
2027-04-15 | 8 | 9754.5561
2027-04-15 | 9 | 10061.7066
2027-04-15 | 10 | 10109.0999
2027-04-15 | 11 | 10134.4268
2027-04-15 | 12 | 10068.8143
2027-04-15 | 13 | 10048.7837
2027-04-15 | 14 | 9915.6834
2027-04-15 | 15 | 9957.3175
2027-04-15 | 16 | 10087.314
2027-04-15 | 17 | 9984.5716
2027-04-15 | 18 | 10069.1149
2027-04-15 | 19 | 9983.0878
2027-04-15 | 20 | 9967.7891
2027-04-15 | 21 | 10068.8712
2027-04-15 | 22 | 10087.9547
2027-04-15 | 23 | 9821.0185
2027-04-15 | 24 | 9530.7235
2027-04-16 | 1 | 9278.8844
2027-04-16 | 2 | 9128.2032
2027-04-16 | 3 | 9046.0988
2027-04-16 | 4 | 9018.3388
2027-04-16 | 5 | 9017.5134
2027-04-16 | 6 | 9171.657
2027-04-16 | 7 | 9411.0323
2027-04-16 | 8 | 9771.9389
2027-04-16 | 9 | 10057.8824
2027-04-16 | 10 | 10144.5825
2027-04-16 | 11 | 10137.2448
2027-04-16 | 12 | 10088.2643
2027-04-16 | 13 | 9991.6736
2027-04-16 | 14 | 10000.682
2027-04-16 | 15 | 10006.8443
2027-04-16 | 16 | 10024.6266
2027-04-16 | 17 | 10064.4534
2027-04-16 | 18 | 10177.4283
2027-04-16 | 19 | 10163.5879
2027-04-16 | 20 | 10119.0195
2027-04-16 | 21 | 10178.4996
2027-04-16 | 22 | 10218.8003
2027-04-16 | 23 | 9952.1317
2027-04-16 | 24 | 9701.3524
2027-04-17 | 1 | 9439.678
2027-04-17 | 2 | 9273.3646
2027-04-17 | 3 | 9166.5499
2027-04-17 | 4 | 9109.8192
2027-04-17 | 5 | 9138.2799
2027-04-17 | 6 | 9176.0647
2027-04-17 | 7 | 9226.9727
2027-04-17 | 8 | 9359.0347
2027-04-17 | 9 | 9599.6821
2027-04-17 | 10 | 9787.4197
2027-04-17 | 11 | 9831.933
2027-04-17 | 12 | 9815.002
2027-04-17 | 13 | 9789.7465
2027-04-17 | 14 | 9871.9966
2027-04-17 | 15 | 9746.977
2027-04-17 | 16 | 9692.7484
2027-04-17 | 17 | 9696.6105
2027-04-17 | 18 | 9769.2805
2027-04-17 | 19 | 9918.3642
2027-04-17 | 20 | 9870.2369
2027-04-17 | 21 | 9981.4529
2027-04-17 | 22 | 10106.3887
2027-04-17 | 23 | 9955.9737
2027-04-17 | 24 | 9695.2565
2027-04-18 | 1 | 9450.2174
2027-04-18 | 2 | 9306.6493
2027-04-18 | 3 | 9220.7318
2027-04-18 | 4 | 9174.7746
2027-04-18 | 5 | 9181.2731
2027-04-18 | 6 | 9273.1428
2027-04-18 | 7 | 9290.7713
2027-04-18 | 8 | 9339.8108
2027-04-18 | 9 | 9451.7358
2027-04-18 | 10 | 9570.6929
2027-04-18 | 11 | 9620.6316
2027-04-18 | 12 | 9546.5452
2027-04-18 | 13 | 9506.2938
2027-04-18 | 14 | 9462.2837
2027-04-18 | 15 | 9430.5673
2027-04-18 | 16 | 9450.6221
2027-04-18 | 17 | 9610.7815
2027-04-18 | 18 | 9727.3111
2027-04-18 | 19 | 9855.3561
2027-04-18 | 20 | 9902.6191
2027-04-18 | 21 | 9952.7292
2027-04-18 | 22 | 10022.9442
2027-04-18 | 23 | 9818.9885
2027-04-18 | 24 | 9541.8334
2027-04-19 | 1 | 9292.5978
2027-04-19 | 2 | 9190.7229
2027-04-19 | 3 | 9150.4341
2027-04-19 | 4 | 9085.7058
2027-04-19 | 5 | 9108.7854
2027-04-19 | 6 | 9258.9328
2027-04-19 | 7 | 9510.2205
2027-04-19 | 8 | 9854.9435
2027-04-19 | 9 | 10182.8102
2027-04-19 | 10 | 10287.1973
2027-04-19 | 11 | 10335.655
2027-04-19 | 12 | 10259.1426
2027-04-19 | 13 | 10201.8762
2027-04-19 | 14 | 10130.2813
2027-04-19 | 15 | 10109.4566
2027-04-19 | 16 | 10107.7481
2027-04-19 | 17 | 10150.9445
2027-04-19 | 18 | 10220.0642
2027-04-19 | 19 | 10266.5103
2027-04-19 | 20 | 10264.4859
2027-04-19 | 21 | 10331.3918
2027-04-19 | 22 | 10315.2479
2027-04-19 | 23 | 10024.4024
2027-04-19 | 24 | 9674.1011
2027-04-20 | 1 | 9401.7935
2027-04-20 | 2 | 9266.4758
2027-04-20 | 3 | 9157.4646
2027-04-20 | 4 | 9125.3181
2027-04-20 | 5 | 9146.1516
2027-04-20 | 6 | 9291.0767
2027-04-20 | 7 | 9545.5795
2027-04-20 | 8 | 9860.5632
2027-04-20 | 9 | 10197.6828
2027-04-20 | 10 | 10249.1355
2027-04-20 | 11 | 10219.1633
2027-04-20 | 12 | 10213.4274
2027-04-20 | 13 | 10156.718
2027-04-20 | 14 | 10144.8193
2027-04-20 | 15 | 10131.0359
2027-04-20 | 16 | 10135.5564
2027-04-20 | 17 | 10147.9485
2027-04-20 | 18 | 10347.9859
2027-04-20 | 19 | 10297.4901
2027-04-20 | 20 | 10286.6575
2027-04-20 | 21 | 10347.0068
2027-04-20 | 22 | 10387.266
2027-04-20 | 23 | 10114.3059
2027-04-20 | 24 | 9719.3179
2027-04-21 | 1 | 9482.2485
2027-04-21 | 2 | 9323.9504
2027-04-21 | 3 | 9272.2053
2027-04-21 | 4 | 9238.1858
2027-04-21 | 5 | 9229.4274
2027-04-21 | 6 | 9367.3239
2027-04-21 | 7 | 9632.8047
2027-04-21 | 8 | 9932.8754
2027-04-21 | 9 | 10316.1806
2027-04-21 | 10 | 10424.644
2027-04-21 | 11 | 10412.9598
2027-04-21 | 12 | 10314.5023
2027-04-21 | 13 | 10299.9826
2027-04-21 | 14 | 10209.9751
2027-04-21 | 15 | 10195.594
2027-04-21 | 16 | 10215.4914
2027-04-21 | 17 | 10249.5765
2027-04-21 | 18 | 10331.382
2027-04-21 | 19 | 10363.6264
2027-04-21 | 20 | 10329.113
2027-04-21 | 21 | 10417.5984
2027-04-21 | 22 | 10420.189
2027-04-21 | 23 | 10158.3954
2027-04-21 | 24 | 9814.1636
2027-04-22 | 1 | 9529.9586
2027-04-22 | 2 | 9413.3063
2027-04-22 | 3 | 9308.5229
2027-04-22 | 4 | 9337.8903
2027-04-22 | 5 | 9371.7716
2027-04-22 | 6 | 9449.5834
2027-04-22 | 7 | 9669.3533
2027-04-22 | 8 | 10013.4396
2027-04-22 | 9 | 10328.305
2027-04-22 | 10 | 10380.8648
2027-04-22 | 11 | 10344.89
2027-04-22 | 12 | 10265.3301
2027-04-22 | 13 | 10227.6364
2027-04-22 | 14 | 10176.2198
2027-04-22 | 15 | 10148.6476
2027-04-22 | 16 | 10125.2417
2027-04-22 | 17 | 10098.8323
2027-04-22 | 18 | 10160.9305
2027-04-22 | 19 | 10189.1936
2027-04-22 | 20 | 10200.3786
2027-04-22 | 21 | 10289.2411
2027-04-22 | 22 | 10340.3127
2027-04-22 | 23 | 10124.7562
2027-04-22 | 24 | 9859.9677
2027-04-23 | 1 | 9660.5116
2027-04-23 | 2 | 9471.8795
2027-04-23 | 3 | 9366.7913
2027-04-23 | 4 | 9331.637
2027-04-23 | 5 | 9380.749
2027-04-23 | 6 | 9508.6206
2027-04-23 | 7 | 9753.4158
2027-04-23 | 8 | 10077.8265
2027-04-23 | 9 | 10406.3316
2027-04-23 | 10 | 10463.0692
2027-04-23 | 11 | 10401.9608
2027-04-23 | 12 | 10279.5668
2027-04-23 | 13 | 10211.271
2027-04-23 | 14 | 10184.6569
2027-04-23 | 15 | 10160.9442
2027-04-23 | 16 | 10119.3951
2027-04-23 | 17 | 10127.1736
2027-04-23 | 18 | 10173.7957
2027-04-23 | 19 | 10209.9689
2027-04-23 | 20 | 10178.3161
2027-04-23 | 21 | 10228.4998
2027-04-23 | 22 | 10353.2742
2027-04-23 | 23 | 10134.5483
2027-04-23 | 24 | 9819.9939
2027-04-24 | 1 | 9586.4002
2027-04-24 | 2 | 9457.4954
2027-04-24 | 3 | 9403.7873
2027-04-24 | 4 | 9298.9915
2027-04-24 | 5 | 9288.5386
2027-04-24 | 6 | 9266.2811
2027-04-24 | 7 | 9339.3151
2027-04-24 | 8 | 9383.0227
2027-04-24 | 9 | 9622.6897
2027-04-24 | 10 | 9777.9525
2027-04-24 | 11 | 9784.5647
2027-04-24 | 12 | 9727.7474
2027-04-24 | 13 | 9673.4939
2027-04-24 | 14 | 9604.1709
2027-04-24 | 15 | 9575.0298
2027-04-24 | 16 | 9606.5955
2027-04-24 | 17 | 9793.5883
2027-04-24 | 18 | 9685.1545
2027-04-24 | 19 | 9798.2723
2027-04-24 | 20 | 9839.9824
2027-04-24 | 21 | 9846.2926
2027-04-24 | 22 | 10057.3167
2027-04-24 | 23 | 9894.7491
2027-04-24 | 24 | 9608.8673
2027-04-25 | 1 | 9409.9988
2027-04-25 | 2 | 9226.5386
2027-04-25 | 3 | 9195.1957
2027-04-25 | 4 | 9116.315
2027-04-25 | 5 | 9119.2235
2027-04-25 | 6 | 9089.7008
2027-04-25 | 7 | 9155.1118
2027-04-25 | 8 | 9153.0692
2027-04-25 | 9 | 9395.9181
2027-04-25 | 10 | 9480.6006
2027-04-25 | 11 | 9502.846
2027-04-25 | 12 | 9497.0987
2027-04-25 | 13 | 9462.0536
2027-04-25 | 14 | 9480.7066
2027-04-25 | 15 | 9514.3457
2027-04-25 | 16 | 9681.7948
2027-04-25 | 17 | 9602.332
2027-04-25 | 18 | 9841.3376
2027-04-25 | 19 | 9900.6934
2027-04-25 | 20 | 9833.029
2027-04-25 | 21 | 9886.0742
2027-04-25 | 22 | 10012.5487
2027-04-25 | 23 | 9783.2615
2027-04-25 | 24 | 9530.3954
2027-04-26 | 1 | 9268.205
2027-04-26 | 2 | 9195.4492
2027-04-26 | 3 | 9126.3206
2027-04-26 | 4 | 9108.2552
2027-04-26 | 5 | 9152.6379
2027-04-26 | 6 | 9277.3335
2027-04-26 | 7 | 9595.0355
2027-04-26 | 8 | 9904.9911
2027-04-26 | 9 | 10134.5124
2027-04-26 | 10 | 10183.3322
2027-04-26 | 11 | 10138.9167
2027-04-26 | 12 | 10058.7534
2027-04-26 | 13 | 9986.5631
2027-04-26 | 14 | 10163.6044
2027-04-26 | 15 | 10102.0972
2027-04-26 | 16 | 9938.9425
2027-04-26 | 17 | 10027.4609
2027-04-26 | 18 | 10245.1627
2027-04-26 | 19 | 10122.6711
2027-04-26 | 20 | 10076.2649
2027-04-26 | 21 | 10137.2228
2027-04-26 | 22 | 10207.1017
2027-04-26 | 23 | 9884.644
2027-04-26 | 24 | 9576.4225
2027-04-27 | 1 | 9333.2837
2027-04-27 | 2 | 9142.3894
2027-04-27 | 3 | 9058.651
2027-04-27 | 4 | 9076.2759
2027-04-27 | 5 | 9120.6637
2027-04-27 | 6 | 9210.8756
2027-04-27 | 7 | 9556.0092
2027-04-27 | 8 | 9848.7566
2027-04-27 | 9 | 10141.75
2027-04-27 | 10 | 10237.0033
2027-04-27 | 11 | 10300.6396
2027-04-27 | 12 | 10254.8264
2027-04-27 | 13 | 10252.4548
2027-04-27 | 14 | 10212.648
2027-04-27 | 15 | 10126.4891
2027-04-27 | 16 | 10088.1568
2027-04-27 | 17 | 10073.5028
2027-04-27 | 18 | 10130.2791
2027-04-27 | 19 | 10051.3001
2027-04-27 | 20 | 10022.6119
2027-04-27 | 21 | 10089.6174
2027-04-27 | 22 | 10142.7128
2027-04-27 | 23 | 9867.3169
2027-04-27 | 24 | 9553.0874
2027-04-28 | 1 | 9302.3777
2027-04-28 | 2 | 9113.8264
2027-04-28 | 3 | 9052.7719
2027-04-28 | 4 | 9046.716
2027-04-28 | 5 | 9066.5234
2027-04-28 | 6 | 9185.3574
2027-04-28 | 7 | 9495.495
2027-04-28 | 8 | 9792.7181
2027-04-28 | 9 | 10063.4156
2027-04-28 | 10 | 10150.6844
2027-04-28 | 11 | 10136.8726
2027-04-28 | 12 | 10092.5006
2027-04-28 | 13 | 9921.1166
2027-04-28 | 14 | 9907.2533
2027-04-28 | 15 | 9886.1758
2027-04-28 | 16 | 9883.914
2027-04-28 | 17 | 9911.4012
2027-04-28 | 18 | 9993.1652
2027-04-28 | 19 | 9963.8233
2027-04-28 | 20 | 9992.3957
2027-04-28 | 21 | 10015.4733
2027-04-28 | 22 | 10135.5878
2027-04-28 | 23 | 9850.6631
2027-04-28 | 24 | 9505.5047
2027-04-29 | 1 | 9247.0468
2027-04-29 | 2 | 9121.6264
2027-04-29 | 3 | 9039.9078
2027-04-29 | 4 | 8998.9022
2027-04-29 | 5 | 9039.4539
2027-04-29 | 6 | 9167.878
2027-04-29 | 7 | 9496.3719
2027-04-29 | 8 | 9812.4105
2027-04-29 | 9 | 10068.1929
2027-04-29 | 10 | 10133.2175
2027-04-29 | 11 | 10117.8988
2027-04-29 | 12 | 10044.7318
2027-04-29 | 13 | 9967.4342
2027-04-29 | 14 | 9954.2967
2027-04-29 | 15 | 10098.8938
2027-04-29 | 16 | 10074.8571
2027-04-29 | 17 | 9944.6876
2027-04-29 | 18 | 9947.6205
2027-04-29 | 19 | 9928.4842
2027-04-29 | 20 | 9933.7653
2027-04-29 | 21 | 9939.0114
2027-04-29 | 22 | 10112.8246
2027-04-29 | 23 | 9833.5126
2027-04-29 | 24 | 9564.1623
2027-04-30 | 1 | 9297.0428
2027-04-30 | 2 | 9120.2794
2027-04-30 | 3 | 9047.9088
2027-04-30 | 4 | 9021.6979
2027-04-30 | 5 | 9094.708
2027-04-30 | 6 | 9230.4392
2027-04-30 | 7 | 9471.6721
2027-04-30 | 8 | 9767.9169
2027-04-30 | 9 | 10025.3215
2027-04-30 | 10 | 10082.0055
2027-04-30 | 11 | 10031.5345
2027-04-30 | 12 | 9993.3864
2027-04-30 | 13 | 9921.6467
2027-04-30 | 14 | 9894.7994
2027-04-30 | 15 | 9877.2313
2027-04-30 | 16 | 9858.1215
2027-04-30 | 17 | 9881.5841
2027-04-30 | 18 | 9912.2187
2027-04-30 | 19 | 9881.5287
2027-04-30 | 20 | 9873.7898
2027-04-30 | 21 | 9865.8649
2027-04-30 | 22 | 9996.7747
2027-04-30 | 23 | 9806.4625
2027-04-30 | 24 | 9501.9482
2027-05-01 | 1 | 9231.1611
2027-05-01 | 2 | 8946.9428
2027-05-01 | 3 | 8847.1807
2027-05-01 | 4 | 8844.6289
2027-05-01 | 5 | 8825.4388
2027-05-01 | 6 | 8766.8923
2027-05-01 | 7 | 8927.677
2027-05-01 | 8 | 9002.6247
2027-05-01 | 9 | 9184.5246
2027-05-01 | 10 | 9339.2399
2027-05-01 | 11 | 9398.1422
2027-05-01 | 12 | 9394.4433
2027-05-01 | 13 | 9398.0664
2027-05-01 | 14 | 9416.5872
2027-05-01 | 15 | 9368.7255
2027-05-01 | 16 | 9358.1238
2027-05-01 | 17 | 9556.0417
2027-05-01 | 18 | 9469.1249
2027-05-01 | 19 | 9448.3216
2027-05-01 | 20 | 9472.3039
2027-05-01 | 21 | 9416.9316
2027-05-01 | 22 | 9560.8917
2027-05-01 | 23 | 9426.8663
2027-05-01 | 24 | 9185.0757
2027-05-02 | 1 | 8996.2225
2027-05-02 | 2 | 8882.3315
2027-05-02 | 3 | 8777.09
2027-05-02 | 4 | 8730.7529
2027-05-02 | 5 | 8721.4733
2027-05-02 | 6 | 8735.4209
2027-05-02 | 7 | 8827.7866
2027-05-02 | 8 | 8907.5954
2027-05-02 | 9 | 9021.63
2027-05-02 | 10 | 9178.9485
2027-05-02 | 11 | 9289.876
2027-05-02 | 12 | 9366.2217
2027-05-02 | 13 | 9332.6068
2027-05-02 | 14 | 9404.2389
2027-05-02 | 15 | 9318.5856
2027-05-02 | 16 | 9389.7104
2027-05-02 | 17 | 9486.6688
2027-05-02 | 18 | 9582.2445
2027-05-02 | 19 | 9578.8816
2027-05-02 | 20 | 9536.5545
2027-05-02 | 21 | 9516.0895
2027-05-02 | 22 | 9654.4538
2027-05-02 | 23 | 9464.6965
2027-05-02 | 24 | 9224.0785
2027-05-03 | 1 | 9004.2481
2027-05-03 | 2 | 8950.5463
2027-05-03 | 3 | 8927.457
2027-05-03 | 4 | 8896.5105
2027-05-03 | 5 | 8910.3615
2027-05-03 | 6 | 8979.9287
2027-05-03 | 7 | 9363.6877
2027-05-03 | 8 | 9733.2735
2027-05-03 | 9 | 9925.7895
2027-05-03 | 10 | 10070.3208
2027-05-03 | 11 | 10034.6819
2027-05-03 | 12 | 9965.8128
2027-05-03 | 13 | 9908.9899
2027-05-03 | 14 | 9962.589
2027-05-03 | 15 | 9916.8699
2027-05-03 | 16 | 9919.5994
2027-05-03 | 17 | 9960.7975
2027-05-03 | 18 | 9927.7539
2027-05-03 | 19 | 10018.8116
2027-05-03 | 20 | 9935.0605
2027-05-03 | 21 | 9913.2496
2027-05-03 | 22 | 9976.2726
2027-05-03 | 23 | 9727.958
2027-05-03 | 24 | 9419.9075
2027-05-04 | 1 | 9168.0913
2027-05-04 | 2 | 9000.6559
2027-05-04 | 3 | 8940.6579
2027-05-04 | 4 | 8965.0209
2027-05-04 | 5 | 8989.9381
2027-05-04 | 6 | 9114.2511
2027-05-04 | 7 | 9414.5448
2027-05-04 | 8 | 9811.0453
2027-05-04 | 9 | 10085.1891
2027-05-04 | 10 | 10169.1966
2027-05-04 | 11 | 10176.4755
2027-05-04 | 12 | 10130.4658
2027-05-04 | 13 | 10036.012
2027-05-04 | 14 | 9994.3773
2027-05-04 | 15 | 9946.3884
2027-05-04 | 16 | 9937.8747
2027-05-04 | 17 | 10001.404
2027-05-04 | 18 | 10054.3426
2027-05-04 | 19 | 10028.345
2027-05-04 | 20 | 9918.0159
2027-05-04 | 21 | 9879.6039
2027-05-04 | 22 | 9985.4226
2027-05-04 | 23 | 9782.3677
2027-05-04 | 24 | 9439.5897
2027-05-05 | 1 | 9187.9727
2027-05-05 | 2 | 9017.7713
2027-05-05 | 3 | 9000.9742
2027-05-05 | 4 | 8994.4285
2027-05-05 | 5 | 9048.9533
2027-05-05 | 6 | 9189.5726
2027-05-05 | 7 | 9445.6734
2027-05-05 | 8 | 9747.7945
2027-05-05 | 9 | 9978.6599
2027-05-05 | 10 | 9994.6034
2027-05-05 | 11 | 9979.2205
2027-05-05 | 12 | 9940.3506
2027-05-05 | 13 | 9856.5748
2027-05-05 | 14 | 9866.5138
2027-05-05 | 15 | 9844.1122
2027-05-05 | 16 | 9785.2919
2027-05-05 | 17 | 9866.7476
2027-05-05 | 18 | 9918.7235
2027-05-05 | 19 | 9876.7615
2027-05-05 | 20 | 9855.8926
2027-05-05 | 21 | 9873.952
2027-05-05 | 22 | 9953.2599
2027-05-05 | 23 | 9825.4132
2027-05-05 | 24 | 9515.2316
2027-05-06 | 1 | 9255.5001
2027-05-06 | 2 | 9037.939
2027-05-06 | 3 | 9003.262
2027-05-06 | 4 | 8951.9792
2027-05-06 | 5 | 9049.3683
2027-05-06 | 6 | 9116.0291
2027-05-06 | 7 | 9451.0891
2027-05-06 | 8 | 9705.6647
2027-05-06 | 9 | 9876.3134
2027-05-06 | 10 | 9912.4669
2027-05-06 | 11 | 9912.8042
2027-05-06 | 12 | 9884.752
2027-05-06 | 13 | 9888.3984
2027-05-06 | 14 | 9899.4793
2027-05-06 | 15 | 9825.4834
2027-05-06 | 16 | 9829.2274
2027-05-06 | 17 | 9890.4128
2027-05-06 | 18 | 9915.5591
2027-05-06 | 19 | 9817.199
2027-05-06 | 20 | 9740.1577
2027-05-06 | 21 | 9689.0712
2027-05-06 | 22 | 9770.4776
2027-05-06 | 23 | 9572.2853
2027-05-06 | 24 | 9289.7851
2027-05-07 | 1 | 9072.5583
2027-05-07 | 2 | 8897.5689
2027-05-07 | 3 | 8827.471
2027-05-07 | 4 | 8804.2586
2027-05-07 | 5 | 8843.5517
2027-05-07 | 6 | 8876.8832
2027-05-07 | 7 | 9138.5525
2027-05-07 | 8 | 9574.2574
2027-05-07 | 9 | 9829.5333
2027-05-07 | 10 | 9899.9052
2027-05-07 | 11 | 9979.8396
2027-05-07 | 12 | 9947.2197
2027-05-07 | 13 | 9958.7286
2027-05-07 | 14 | 9966.7407
2027-05-07 | 15 | 9976.3181
2027-05-07 | 16 | 10008.1118
2027-05-07 | 17 | 9947.0456
2027-05-07 | 18 | 10015.3303
2027-05-07 | 19 | 9908.9771
2027-05-07 | 20 | 9915.9088
2027-05-07 | 21 | 9902.3374
2027-05-07 | 22 | 9979.7898
2027-05-07 | 23 | 9824.8861
2027-05-07 | 24 | 9564.647
2027-05-08 | 1 | 9350.2341
2027-05-08 | 2 | 9182.9931
2027-05-08 | 3 | 9092.2601
2027-05-08 | 4 | 9063.7118
2027-05-08 | 5 | 9102.3129
2027-05-08 | 6 | 8983.6343
2027-05-08 | 7 | 9093.0428
2027-05-08 | 8 | 9332.2911
2027-05-08 | 9 | 9574.1299
2027-05-08 | 10 | 9821.2611
2027-05-08 | 11 | 9958.6804
2027-05-08 | 12 | 9994.4293
2027-05-08 | 13 | 9989.8117
2027-05-08 | 14 | 9917.6286
2027-05-08 | 15 | 9852.9299
2027-05-08 | 16 | 9816.1341
2027-05-08 | 17 | 9906.225
2027-05-08 | 18 | 9974.5526
2027-05-08 | 19 | 10011.0084
2027-05-08 | 20 | 9978.0929
2027-05-08 | 21 | 9961.8468
2027-05-08 | 22 | 10017.2588
2027-05-08 | 23 | 9919.2523
2027-05-08 | 24 | 9708.1423
2027-05-09 | 1 | 9553.3498
2027-05-09 | 2 | 9357.7614
2027-05-09 | 3 | 9237.9938
2027-05-09 | 4 | 9184.1091
2027-05-09 | 5 | 9180.0315
2027-05-09 | 6 | 9064.1756
2027-05-09 | 7 | 9112.1008
2027-05-09 | 8 | 9277.7877
2027-05-09 | 9 | 9525.6649
2027-05-09 | 10 | 9702.7523
2027-05-09 | 11 | 9735.9071
2027-05-09 | 12 | 9778.312
2027-05-09 | 13 | 9767.9284
2027-05-09 | 14 | 9773.3147
2027-05-09 | 15 | 9737.0536
2027-05-09 | 16 | 9708.5424
2027-05-09 | 17 | 9762.7351
2027-05-09 | 18 | 9924.5917
2027-05-09 | 19 | 10043.9767
2027-05-09 | 20 | 10028.1164
2027-05-09 | 21 | 10039.4844
2027-05-09 | 22 | 10098.2414
2027-05-09 | 23 | 9998.1414
2027-05-09 | 24 | 9702.7377
2027-05-10 | 1 | 9450.6016
2027-05-10 | 2 | 9356.4168
2027-05-10 | 3 | 9283.3909
2027-05-10 | 4 | 9233.4814
2027-05-10 | 5 | 9245.1275
2027-05-10 | 6 | 9220.8689
2027-05-10 | 7 | 9435.9552
2027-05-10 | 8 | 9904.0395
2027-05-10 | 9 | 10250.3752
2027-05-10 | 10 | 10377.2412
2027-05-10 | 11 | 10370.5169
2027-05-10 | 12 | 10361.1674
2027-05-10 | 13 | 10288.9913
2027-05-10 | 14 | 10291.7399
2027-05-10 | 15 | 10263.3223
2027-05-10 | 16 | 10230.1039
2027-05-10 | 17 | 10379.9043
2027-05-10 | 18 | 10379.6812
2027-05-10 | 19 | 10358.4946
2027-05-10 | 20 | 10372.8652
2027-05-10 | 21 | 10333.4216
2027-05-10 | 22 | 10346.4759
2027-05-10 | 23 | 10112.77
2027-05-10 | 24 | 9755.681
2027-05-11 | 1 | 9497.7936
2027-05-11 | 2 | 9307.8128
2027-05-11 | 3 | 9180.7804
2027-05-11 | 4 | 9147.9775
2027-05-11 | 5 | 9169.1445
2027-05-11 | 6 | 9150.0267
2027-05-11 | 7 | 9390.835
2027-05-11 | 8 | 9847.5411
2027-05-11 | 9 | 10190.9258
2027-05-11 | 10 | 10297.7514
2027-05-11 | 11 | 10291.7284
2027-05-11 | 12 | 10249.3834
2027-05-11 | 13 | 10193.0132
2027-05-11 | 14 | 10225.5519
2027-05-11 | 15 | 10215.9659
2027-05-11 | 16 | 10166.6361
2027-05-11 | 17 | 10234.9248
2027-05-11 | 18 | 10441.6209
2027-05-11 | 19 | 10341.8528
2027-05-11 | 20 | 10365.6867
2027-05-11 | 21 | 10253.2282
2027-05-11 | 22 | 10288.677
2027-05-11 | 23 | 10041.4981
2027-05-11 | 24 | 9697.6802
2027-05-12 | 1 | 9421.9473
2027-05-12 | 2 | 9223.475
2027-05-12 | 3 | 9134.8473
2027-05-12 | 4 | 9124.8592
2027-05-12 | 5 | 9138.729
2027-05-12 | 6 | 9159.115
2027-05-12 | 7 | 9394.7848
2027-05-12 | 8 | 9834.3437
2027-05-12 | 9 | 10187.1088
2027-05-12 | 10 | 10293.2573
2027-05-12 | 11 | 10294.0476
2027-05-12 | 12 | 10247.6409
2027-05-12 | 13 | 10141.9763
2027-05-12 | 14 | 10131.6389
2027-05-12 | 15 | 10127.3726
2027-05-12 | 16 | 10059.2366
2027-05-12 | 17 | 10122.4726
2027-05-12 | 18 | 10223.3416
2027-05-12 | 19 | 10175.32
2027-05-12 | 20 | 10127.915
2027-05-12 | 21 | 10080.8163
2027-05-12 | 22 | 10094.4268
2027-05-12 | 23 | 9900.9781
2027-05-12 | 24 | 9540.2176
2027-05-13 | 1 | 9315.163
2027-05-13 | 2 | 9169.9376
2027-05-13 | 3 | 9086.5324
2027-05-13 | 4 | 9049.9334
2027-05-13 | 5 | 9076.6107
2027-05-13 | 6 | 9060.3203
2027-05-13 | 7 | 9256.2132
2027-05-13 | 8 | 9679.0218
2027-05-13 | 9 | 10040.2134
2027-05-13 | 10 | 10169.6035
2027-05-13 | 11 | 10234.2421
2027-05-13 | 12 | 10184.7073
2027-05-13 | 13 | 10121.544
2027-05-13 | 14 | 10060.1893
2027-05-13 | 15 | 10051.3799
2027-05-13 | 16 | 10028.2509
2027-05-13 | 17 | 10038.7027
2027-05-13 | 18 | 10059.62
2027-05-13 | 19 | 10081.2636
2027-05-13 | 20 | 10023.9519
2027-05-13 | 21 | 9966.3557
2027-05-13 | 22 | 9981.0407
2027-05-13 | 23 | 9856.0861
2027-05-13 | 24 | 9567.8951
2027-05-14 | 1 | 9363.5701
2027-05-14 | 2 | 9188.612
2027-05-14 | 3 | 9131.4719
2027-05-14 | 4 | 9132.8273
2027-05-14 | 5 | 9180.1345
2027-05-14 | 6 | 9188.0774
2027-05-14 | 7 | 9377.8451
2027-05-14 | 8 | 9746.7895
2027-05-14 | 9 | 10050.6777
2027-05-14 | 10 | 10148.2128
2027-05-14 | 11 | 10106.8107
2027-05-14 | 12 | 10044.646
2027-05-14 | 13 | 9981.2044
2027-05-14 | 14 | 9903.6497
2027-05-14 | 15 | 9875.8039
2027-05-14 | 16 | 9859.1567
2027-05-14 | 17 | 9978.1386
2027-05-14 | 18 | 10013.3427
2027-05-14 | 19 | 9939.041
2027-05-14 | 20 | 9840.3994
2027-05-14 | 21 | 9826.8294
2027-05-14 | 22 | 9893.7474
2027-05-14 | 23 | 9826.4258
2027-05-14 | 24 | 9582.947
2027-05-15 | 1 | 9363.6295
2027-05-15 | 2 | 9205.3015
2027-05-15 | 3 | 9132.5208
2027-05-15 | 4 | 9067.9639
2027-05-15 | 5 | 9095.2676
2027-05-15 | 6 | 9070.4201
2027-05-15 | 7 | 9095.5369
2027-05-15 | 8 | 9172.1338
2027-05-15 | 9 | 9294.9555
2027-05-15 | 10 | 9408.1935
2027-05-15 | 11 | 9428.7778
2027-05-15 | 12 | 9438.2133
2027-05-15 | 13 | 9460.5236
2027-05-15 | 14 | 9344.1942
2027-05-15 | 15 | 9363.3745
2027-05-15 | 16 | 9485.4685
2027-05-15 | 17 | 9561.8286
2027-05-15 | 18 | 9612.1757
2027-05-15 | 19 | 9583.6062
2027-05-15 | 20 | 9455.8165
2027-05-15 | 21 | 9437.7581
2027-05-15 | 22 | 9511.2186
2027-05-15 | 23 | 9474.563
2027-05-15 | 24 | 9262.3255
2027-05-16 | 1 | 9070.7454
2027-05-16 | 2 | 8943.5061
2027-05-16 | 3 | 8840.4024
2027-05-16 | 4 | 8840.396
2027-05-16 | 5 | 8881.4924
2027-05-16 | 6 | 8826.9405
2027-05-16 | 7 | 8842.3966
2027-05-16 | 8 | 8912.8398
2027-05-16 | 9 | 9047.9713
2027-05-16 | 10 | 9144.387
2027-05-16 | 11 | 9232.6326
2027-05-16 | 12 | 9270.9933
2027-05-16 | 13 | 9236.7496
2027-05-16 | 14 | 9450.7138
2027-05-16 | 15 | 9459.4514
2027-05-16 | 16 | 9427.1669
2027-05-16 | 17 | 9474.4095
2027-05-16 | 18 | 9563.9747
2027-05-16 | 19 | 9550.7013
2027-05-16 | 20 | 9514.7898
2027-05-16 | 21 | 9529.4884
2027-05-16 | 22 | 9544.7825
2027-05-16 | 23 | 9434.8662
2027-05-16 | 24 | 9143.4452
2027-05-17 | 1 | 8916.4842
2027-05-17 | 2 | 8808.7235
2027-05-17 | 3 | 8745.7731
2027-05-17 | 4 | 8747.771
2027-05-17 | 5 | 8758.7528
2027-05-17 | 6 | 8831.6843
2027-05-17 | 7 | 9135.3218
2027-05-17 | 8 | 9508.8905
2027-05-17 | 9 | 9712.5127
2027-05-17 | 10 | 9819.6993
2027-05-17 | 11 | 9899.0912
2027-05-17 | 12 | 9927.8388
2027-05-17 | 13 | 9914.401
2027-05-17 | 14 | 9914.5868
2027-05-17 | 15 | 9924.3252
2027-05-17 | 16 | 9957.4409
2027-05-17 | 17 | 10001.7398
2027-05-17 | 18 | 9978.7547
2027-05-17 | 19 | 9865.4889
2027-05-17 | 20 | 9820.855
2027-05-17 | 21 | 9753.737
2027-05-17 | 22 | 9727.235
2027-05-17 | 23 | 9574.6338
2027-05-17 | 24 | 9285.0798
2027-05-18 | 1 | 8988.0626
2027-05-18 | 2 | 8804.8935
2027-05-18 | 3 | 8685.8362
2027-05-18 | 4 | 8687.7543
2027-05-18 | 5 | 8749.4598
2027-05-18 | 6 | 8806.7838
2027-05-18 | 7 | 9065.5974
2027-05-18 | 8 | 9475.6397
2027-05-18 | 9 | 9761.2124
2027-05-18 | 10 | 9879.2984
2027-05-18 | 11 | 9921.8217
2027-05-18 | 12 | 9930.8845
2027-05-18 | 13 | 9898.3307
2027-05-18 | 14 | 9896.7773
2027-05-18 | 15 | 9894.9987
2027-05-18 | 16 | 9904.5015
2027-05-18 | 17 | 10075.1119
2027-05-18 | 18 | 10023.5197
2027-05-18 | 19 | 9875.3936
2027-05-18 | 20 | 9838.6337
2027-05-18 | 21 | 9818.4712
2027-05-18 | 22 | 9770.4347
2027-05-18 | 23 | 9591.7799
2027-05-18 | 24 | 9262.0542
2027-05-19 | 1 | 8965.5161
2027-05-19 | 2 | 8777.8626
2027-05-19 | 3 | 8711.4535
2027-05-19 | 4 | 8688.1939
2027-05-19 | 5 | 8747.4738
2027-05-19 | 6 | 8856.528
2027-05-19 | 7 | 9102.7814
2027-05-19 | 8 | 9491.1387
2027-05-19 | 9 | 9736.1933
2027-05-19 | 10 | 9841.0085
2027-05-19 | 11 | 9867.5144
2027-05-19 | 12 | 9909.6765
2027-05-19 | 13 | 9864.7392
2027-05-19 | 14 | 9872.6488
2027-05-19 | 15 | 9958.5365
2027-05-19 | 16 | 10007.9542
2027-05-19 | 17 | 10049.0651
2027-05-19 | 18 | 10050.8015
2027-05-19 | 19 | 9941.4771
2027-05-19 | 20 | 9877.0723
2027-05-19 | 21 | 9779.0693
2027-05-19 | 22 | 9716.1293
2027-05-19 | 23 | 9575.0643
2027-05-19 | 24 | 9206.2038
2027-05-20 | 1 | 8988.2695
2027-05-20 | 2 | 8877.7067
2027-05-20 | 3 | 8820.4355
2027-05-20 | 4 | 8773.4159
2027-05-20 | 5 | 8770.648
2027-05-20 | 6 | 8849.0337
2027-05-20 | 7 | 9161.0558
2027-05-20 | 8 | 9591.9033
2027-05-20 | 9 | 9842.967
2027-05-20 | 10 | 9933.8123
2027-05-20 | 11 | 9943.8823
2027-05-20 | 12 | 9931.674
2027-05-20 | 13 | 9854.9721
2027-05-20 | 14 | 9872.6118
2027-05-20 | 15 | 9952.1135
2027-05-20 | 16 | 9974.7682
2027-05-20 | 17 | 9944.1742
2027-05-20 | 18 | 9894.1013
2027-05-20 | 19 | 9879.4558
2027-05-20 | 20 | 9793.6128
2027-05-20 | 21 | 9757.3092
2027-05-20 | 22 | 9762.0962
2027-05-20 | 23 | 9685.9089
2027-05-20 | 24 | 9387.332
2027-05-21 | 1 | 9157.913
2027-05-21 | 2 | 9003.3395
2027-05-21 | 3 | 8894.3303
2027-05-21 | 4 | 8861.7425
2027-05-21 | 5 | 8852.6618
2027-05-21 | 6 | 8863.6869
2027-05-21 | 7 | 9158.2143
2027-05-21 | 8 | 9597.9085
2027-05-21 | 9 | 9842.1533
2027-05-21 | 10 | 9960.9299
2027-05-21 | 11 | 10000.0332
2027-05-21 | 12 | 9999.8228
2027-05-21 | 13 | 9981.4458
2027-05-21 | 14 | 9930.5495
2027-05-21 | 15 | 9827.4239
2027-05-21 | 16 | 9792.2452
2027-05-21 | 17 | 9776.3953
2027-05-21 | 18 | 9837.5183
2027-05-21 | 19 | 9831.3434
2027-05-21 | 20 | 9793.0855
2027-05-21 | 21 | 9791.0595
2027-05-21 | 22 | 9806.6225
2027-05-21 | 23 | 9706.1226
2027-05-21 | 24 | 9420.9842
2027-05-22 | 1 | 9213.2256
2027-05-22 | 2 | 9048.7084
2027-05-22 | 3 | 9025.3483
2027-05-22 | 4 | 8914.1628
2027-05-22 | 5 | 8936.0807
2027-05-22 | 6 | 8932.1943
2027-05-22 | 7 | 8975.9447
2027-05-22 | 8 | 9113.5263
2027-05-22 | 9 | 9289.1384
2027-05-22 | 10 | 9478.2996
2027-05-22 | 11 | 9541.4327
2027-05-22 | 12 | 9552.92
2027-05-22 | 13 | 9562.0123
2027-05-22 | 14 | 9527.3675
2027-05-22 | 15 | 9436.9459
2027-05-22 | 16 | 9448.6223
2027-05-22 | 17 | 9503.7811
2027-05-22 | 18 | 9602.2708
2027-05-22 | 19 | 9684.4714
2027-05-22 | 20 | 9702.0802
2027-05-22 | 21 | 9725.6112
2027-05-22 | 22 | 9791.6187
2027-05-22 | 23 | 9784.0271
2027-05-22 | 24 | 9598.6924
2027-05-23 | 1 | 9378.7117
2027-05-23 | 2 | 9195.1617
2027-05-23 | 3 | 9113.9562
2027-05-23 | 4 | 9065.9862
2027-05-23 | 5 | 9049.64
2027-05-23 | 6 | 9017.0727
2027-05-23 | 7 | 8994.9907
2027-05-23 | 8 | 9109.5106
2027-05-23 | 9 | 9276.5737
2027-05-23 | 10 | 9437.6104
2027-05-23 | 11 | 9525.8269
2027-05-23 | 12 | 9502.4368
2027-05-23 | 13 | 9473.6633
2027-05-23 | 14 | 9449.681
2027-05-23 | 15 | 9336.8166
2027-05-23 | 16 | 9329.3861
2027-05-23 | 17 | 9418.1284
2027-05-23 | 18 | 9545.7194
2027-05-23 | 19 | 9599.939
2027-05-23 | 20 | 9617.8034
2027-05-23 | 21 | 9621.7169
2027-05-23 | 22 | 9623.7828
2027-05-23 | 23 | 9648.1885
2027-05-23 | 24 | 9446.6748
2027-05-24 | 1 | 9342.7842
2027-05-24 | 2 | 9355.0499
2027-05-24 | 3 | 9347.7829
2027-05-24 | 4 | 9277.9102
2027-05-24 | 5 | 9280.1825
2027-05-24 | 6 | 9188.17
2027-05-24 | 7 | 9187.8448
2027-05-24 | 8 | 9218.7805
2027-05-24 | 9 | 9319.1829
2027-05-24 | 10 | 9434.9245
2027-05-24 | 11 | 9503.3878
2027-05-24 | 12 | 9451.7857
2027-05-24 | 13 | 9421.9311
2027-05-24 | 14 | 9356.6514
2027-05-24 | 15 | 9317.3661
2027-05-24 | 16 | 9297.8351
2027-05-24 | 17 | 9392.96
2027-05-24 | 18 | 9462.6458
2027-05-24 | 19 | 9503.7987
2027-05-24 | 20 | 9505.7162
2027-05-24 | 21 | 9513.1258
2027-05-24 | 22 | 9506.576
2027-05-24 | 23 | 9524.3157
2027-05-24 | 24 | 9354.396
2027-05-25 | 1 | 9171.5311
2027-05-25 | 2 | 9081.322
2027-05-25 | 3 | 8996.7432
2027-05-25 | 4 | 8979.2514
2027-05-25 | 5 | 8937.6574
2027-05-25 | 6 | 9043.0148
2027-05-25 | 7 | 9250.9906
2027-05-25 | 8 | 9577.0478
2027-05-25 | 9 | 9789.0945
2027-05-25 | 10 | 9885.7985
2027-05-25 | 11 | 9909.9909
2027-05-25 | 12 | 9954.5534
2027-05-25 | 13 | 9967.4254
2027-05-25 | 14 | 9929.1257
2027-05-25 | 15 | 9886.4054
2027-05-25 | 16 | 9744.7305
2027-05-25 | 17 | 9794.1674
2027-05-25 | 18 | 9792.0122
2027-05-25 | 19 | 9788.8097
2027-05-25 | 20 | 9715.0218
2027-05-25 | 21 | 9699.6025
2027-05-25 | 22 | 9646.1927
2027-05-25 | 23 | 9568.1307
2027-05-25 | 24 | 9269.4123
2027-05-26 | 1 | 9019.2842
2027-05-26 | 2 | 8818.3209
2027-05-26 | 3 | 8771.0447
2027-05-26 | 4 | 8768.1763
2027-05-26 | 5 | 8777.6346
2027-05-26 | 6 | 8858.7987
2027-05-26 | 7 | 9103.4929
2027-05-26 | 8 | 9497.1555
2027-05-26 | 9 | 9752.4124
2027-05-26 | 10 | 9838.7242
2027-05-26 | 11 | 9862.6602
2027-05-26 | 12 | 9836.0709
2027-05-26 | 13 | 9801.9112
2027-05-26 | 14 | 9797.255
2027-05-26 | 15 | 9787.1939
2027-05-26 | 16 | 9793.4298
2027-05-26 | 17 | 9839.4647
2027-05-26 | 18 | 9877.4987
2027-05-26 | 19 | 9802.4143
2027-05-26 | 20 | 9784.2086
2027-05-26 | 21 | 9763.2838
2027-05-26 | 22 | 9688.6812
2027-05-26 | 23 | 9577.0842
2027-05-26 | 24 | 9282.4595
2027-05-27 | 1 | 9030.1583
2027-05-27 | 2 | 8881.0224
2027-05-27 | 3 | 8780.0415
2027-05-27 | 4 | 8739.6149
2027-05-27 | 5 | 8751.1563
2027-05-27 | 6 | 8841.4911
2027-05-27 | 7 | 9110.1612
2027-05-27 | 8 | 9477.2489
2027-05-27 | 9 | 9767.3166
2027-05-27 | 10 | 9888.3943
2027-05-27 | 11 | 9931.8652
2027-05-27 | 12 | 9981.2166
2027-05-27 | 13 | 10014.6792
2027-05-27 | 14 | 10050.0259
2027-05-27 | 15 | 10022.5787
2027-05-27 | 16 | 10006.0317
2027-05-27 | 17 | 10005.8753
2027-05-27 | 18 | 9944.5142
2027-05-27 | 19 | 9833.9948
2027-05-27 | 20 | 9776.8223
2027-05-27 | 21 | 9729.0069
2027-05-27 | 22 | 9664.1406
2027-05-27 | 23 | 9577.8964
2027-05-27 | 24 | 9278.3009
2027-05-28 | 1 | 9053.4545
2027-05-28 | 2 | 8883.1125
2027-05-28 | 3 | 8748.3221
2027-05-28 | 4 | 8709.5524
2027-05-28 | 5 | 8711.4721
2027-05-28 | 6 | 8803.7254
2027-05-28 | 7 | 9067.9533
2027-05-28 | 8 | 9483.6796
2027-05-28 | 9 | 9781.8945
2027-05-28 | 10 | 9970.314
2027-05-28 | 11 | 10014.4253
2027-05-28 | 12 | 10023.5314
2027-05-28 | 13 | 10000.2362
2027-05-28 | 14 | 10010.535
2027-05-28 | 15 | 10040.8377
2027-05-28 | 16 | 10067.3754
2027-05-28 | 17 | 10063.2993
2027-05-28 | 18 | 10047.0361
2027-05-28 | 19 | 9935.0836
2027-05-28 | 20 | 9948.9581
2027-05-28 | 21 | 9919.6489
2027-05-28 | 22 | 9800.9308
2027-05-28 | 23 | 9619.8255
2027-05-28 | 24 | 9339.7232
2027-05-29 | 1 | 9082.113
2027-05-29 | 2 | 8904.7952
2027-05-29 | 3 | 8771.3403
2027-05-29 | 4 | 8711.6002
2027-05-29 | 5 | 8718.624
2027-05-29 | 6 | 8739.3044
2027-05-29 | 7 | 8783.1691
2027-05-29 | 8 | 8935.4906
2027-05-29 | 9 | 9182.4896
2027-05-29 | 10 | 9448.7981
2027-05-29 | 11 | 9626.1075
2027-05-29 | 12 | 9784.215
2027-05-29 | 13 | 9821.053
2027-05-29 | 14 | 9880.1356
2027-05-29 | 15 | 9920.0611
2027-05-29 | 16 | 9954.2136
2027-05-29 | 17 | 10004.1865
2027-05-29 | 18 | 10082.8435
2027-05-29 | 19 | 9995.5548
2027-05-29 | 20 | 9992.4707
2027-05-29 | 21 | 9935.6844
2027-05-29 | 22 | 9812.8593
2027-05-29 | 23 | 9730.6605
2027-05-29 | 24 | 9442.1323
2027-05-30 | 1 | 9237.2852
2027-05-30 | 2 | 9075.8642
2027-05-30 | 3 | 8938.9885
2027-05-30 | 4 | 8869.7894
2027-05-30 | 5 | 8777.4862
2027-05-30 | 6 | 8749.9828
2027-05-30 | 7 | 8772.461
2027-05-30 | 8 | 9019.0966
2027-05-30 | 9 | 9272.038
2027-05-30 | 10 | 9570.6941
2027-05-30 | 11 | 9832.1963
2027-05-30 | 12 | 9967.8929
2027-05-30 | 13 | 10046.1512
2027-05-30 | 14 | 10069.1764
2027-05-30 | 15 | 10101.6828
2027-05-30 | 16 | 10181.9973
2027-05-30 | 17 | 10220.491
2027-05-30 | 18 | 10237.8637
2027-05-30 | 19 | 10090.7782
2027-05-30 | 20 | 9854.7112
2027-05-30 | 21 | 9771.7573
2027-05-30 | 22 | 9665.5592
2027-05-30 | 23 | 9556.1374
2027-05-30 | 24 | 9260.5499
2027-05-31 | 1 | 9026.2359
2027-05-31 | 2 | 8935.7086
2027-05-31 | 3 | 8842.1083
2027-05-31 | 4 | 8806.1069
2027-05-31 | 5 | 8820.0575
2027-05-31 | 6 | 8911.7234
2027-05-31 | 7 | 9162.2063
2027-05-31 | 8 | 9621.0217
2027-05-31 | 9 | 9899.7983
2027-05-31 | 10 | 10010.3462
2027-05-31 | 11 | 10086.4108
2027-05-31 | 12 | 10093.1879
2027-05-31 | 13 | 10078.5384
2027-05-31 | 14 | 9997.6469
2027-05-31 | 15 | 10045.6919
2027-05-31 | 16 | 10198.2545
2027-05-31 | 17 | 10039.8228
2027-05-31 | 18 | 10064.6568
2027-05-31 | 19 | 9966.2729
2027-05-31 | 20 | 9940.388
2027-05-31 | 21 | 9903.8313
2027-05-31 | 22 | 9791.3239
2027-05-31 | 23 | 9671.1625
2027-05-31 | 24 | 9335.5346
2027-06-01 | 1 | 9070.465
2027-06-01 | 2 | 8902.0636
2027-06-01 | 3 | 8816.081
2027-06-01 | 4 | 8816.9249
2027-06-01 | 5 | 8814.8481
2027-06-01 | 6 | 8937.549
2027-06-01 | 7 | 9153.1229
2027-06-01 | 8 | 9595.0759
2027-06-01 | 9 | 9923.8428
2027-06-01 | 10 | 10105.4589
2027-06-01 | 11 | 10151.1497
2027-06-01 | 12 | 10194.3797
2027-06-01 | 13 | 10202.5372
2027-06-01 | 14 | 10235.6858
2027-06-01 | 15 | 10240.8926
2027-06-01 | 16 | 10323.4224
2027-06-01 | 17 | 10321.6194
2027-06-01 | 18 | 10434.1065
2027-06-01 | 19 | 10241.9765
2027-06-01 | 20 | 10156.592
2027-06-01 | 21 | 10132.9717
2027-06-01 | 22 | 9965.6316
2027-06-01 | 23 | 9811.4243
2027-06-01 | 24 | 9409.0396
2027-06-02 | 1 | 9136.6491
2027-06-02 | 2 | 8945.4129
2027-06-02 | 3 | 8920.962
2027-06-02 | 4 | 8888.5432
2027-06-02 | 5 | 8861.5371
2027-06-02 | 6 | 8953.8543
2027-06-02 | 7 | 9197.2627
2027-06-02 | 8 | 9618.5821
2027-06-02 | 9 | 9921.6008
2027-06-02 | 10 | 10125.1592
2027-06-02 | 11 | 10252.8125
2027-06-02 | 12 | 10291.8473
2027-06-02 | 13 | 10299.5762
2027-06-02 | 14 | 10316.4245
2027-06-02 | 15 | 10322.391
2027-06-02 | 16 | 10400.6077
2027-06-02 | 17 | 10475.8858
2027-06-02 | 18 | 10542.3414
2027-06-02 | 19 | 10354.2681
2027-06-02 | 20 | 10319.7524
2027-06-02 | 21 | 10212.8492
2027-06-02 | 22 | 10083.0142
2027-06-02 | 23 | 9932.1352
2027-06-02 | 24 | 9503.4284
2027-06-03 | 1 | 9241.1178
2027-06-03 | 2 | 9108.964
2027-06-03 | 3 | 9037.7883
2027-06-03 | 4 | 8977.9116
2027-06-03 | 5 | 8997.218
2027-06-03 | 6 | 9130.7846
2027-06-03 | 7 | 9334.322
2027-06-03 | 8 | 9772.395
2027-06-03 | 9 | 10072.3365
2027-06-03 | 10 | 10199.9417
2027-06-03 | 11 | 10219.0416
2027-06-03 | 12 | 10233.5515
2027-06-03 | 13 | 10214.7427
2027-06-03 | 14 | 10238.9889
2027-06-03 | 15 | 10237.1215
2027-06-03 | 16 | 10257.9274
2027-06-03 | 17 | 10269.9985
2027-06-03 | 18 | 10280.3149
2027-06-03 | 19 | 10153.0561
2027-06-03 | 20 | 10101.4649
2027-06-03 | 21 | 10044.6309
2027-06-03 | 22 | 9865.3217
2027-06-03 | 23 | 9739.4085
2027-06-03 | 24 | 9418.4174
2027-06-04 | 1 | 9150.7607
2027-06-04 | 2 | 8981.1489
2027-06-04 | 3 | 8919.9347
2027-06-04 | 4 | 8884.1449
2027-06-04 | 5 | 8895.836
2027-06-04 | 6 | 8999.0813
2027-06-04 | 7 | 9182.3036
2027-06-04 | 8 | 9612.3291
2027-06-04 | 9 | 9892.3239
2027-06-04 | 10 | 10057.5018
2027-06-04 | 11 | 10142.4564
2027-06-04 | 12 | 10182.2669
2027-06-04 | 13 | 10211.8849
2027-06-04 | 14 | 10298.5297
2027-06-04 | 15 | 10226.222
2027-06-04 | 16 | 10297.1371
2027-06-04 | 17 | 10316.1422
2027-06-04 | 18 | 10195.7428
2027-06-04 | 19 | 10097.7617
2027-06-04 | 20 | 10095.2665
2027-06-04 | 21 | 10061.8906
2027-06-04 | 22 | 9943.0171
2027-06-04 | 23 | 9829.7365
2027-06-04 | 24 | 9501.6615
2027-06-05 | 1 | 9213.2441
2027-06-05 | 2 | 9014.7589
2027-06-05 | 3 | 8901.706
2027-06-05 | 4 | 8841.9917
2027-06-05 | 5 | 8817.4901
2027-06-05 | 6 | 8822.3789
2027-06-05 | 7 | 8858.0731
2027-06-05 | 8 | 9068.0153
2027-06-05 | 9 | 9328.7842
2027-06-05 | 10 | 9610.113
2027-06-05 | 11 | 9773.7231
2027-06-05 | 12 | 9926.561
2027-06-05 | 13 | 9853.606
2027-06-05 | 14 | 9858.6888
2027-06-05 | 15 | 9859.0747
2027-06-05 | 16 | 9838.0257
2027-06-05 | 17 | 9845.9162
2027-06-05 | 18 | 9898.4892
2027-06-05 | 19 | 9864.6525
2027-06-05 | 20 | 9835.3692
2027-06-05 | 21 | 9784.1146
2027-06-05 | 22 | 9685.4796
2027-06-05 | 23 | 9704.9813
2027-06-05 | 24 | 9416.576
2027-06-06 | 1 | 9188.0554
2027-06-06 | 2 | 9021.0706
2027-06-06 | 3 | 8917.8109
2027-06-06 | 4 | 8858.6452
2027-06-06 | 5 | 8834.7658
2027-06-06 | 6 | 8827.4569
2027-06-06 | 7 | 8832.391
2027-06-06 | 8 | 8977.2315
2027-06-06 | 9 | 9181.0559
2027-06-06 | 10 | 9391.5157
2027-06-06 | 11 | 9519.4273
2027-06-06 | 12 | 9636.0709
2027-06-06 | 13 | 9682.4871
2027-06-06 | 14 | 9699.6774
2027-06-06 | 15 | 9694.2431
2027-06-06 | 16 | 9699.8233
2027-06-06 | 17 | 9838.3934
2027-06-06 | 18 | 9948.8847
2027-06-06 | 19 | 9931.1977
2027-06-06 | 20 | 9925.999
2027-06-06 | 21 | 9909.7319
2027-06-06 | 22 | 9794.0014
2027-06-06 | 23 | 9726.7249
2027-06-06 | 24 | 9418.2986
2027-06-07 | 1 | 9135.1439
2027-06-07 | 2 | 9028.3015
2027-06-07 | 3 | 8940.979
2027-06-07 | 4 | 8900.1786
2027-06-07 | 5 | 8906.1854
2027-06-07 | 6 | 9003.1979
2027-06-07 | 7 | 9247.0299
2027-06-07 | 8 | 9695.9169
2027-06-07 | 9 | 9981.6089
2027-06-07 | 10 | 10124.4389
2027-06-07 | 11 | 10156.3952
2027-06-07 | 12 | 10212.7103
2027-06-07 | 13 | 10282.9448
2027-06-07 | 14 | 10251.4757
2027-06-07 | 15 | 10248.0317
2027-06-07 | 16 | 10256.0863
2027-06-07 | 17 | 10274.9055
2027-06-07 | 18 | 10297.6577
2027-06-07 | 19 | 10139.6211
2027-06-07 | 20 | 10032.7766
2027-06-07 | 21 | 9963.6934
2027-06-07 | 22 | 9834.6993
2027-06-07 | 23 | 9718.0004
2027-06-07 | 24 | 9386.4227
2027-06-08 | 1 | 9148.0018
2027-06-08 | 2 | 8964.9614
2027-06-08 | 3 | 8848.8316
2027-06-08 | 4 | 8817.9685
2027-06-08 | 5 | 8815.2654
2027-06-08 | 6 | 8903.4048
2027-06-08 | 7 | 9136.6713
2027-06-08 | 8 | 9583.3636
2027-06-08 | 9 | 9878.3674
2027-06-08 | 10 | 10024.8773
2027-06-08 | 11 | 10068.2764
2027-06-08 | 12 | 10098.6042
2027-06-08 | 13 | 10049.306
2027-06-08 | 14 | 10062.5827
2027-06-08 | 15 | 10069.003
2027-06-08 | 16 | 10148.2163
2027-06-08 | 17 | 10160.0414
2027-06-08 | 18 | 10143.2008
2027-06-08 | 19 | 10044.3126
2027-06-08 | 20 | 9974.5874
2027-06-08 | 21 | 9915.2802
2027-06-08 | 22 | 9792.4498
2027-06-08 | 23 | 9726.6823
2027-06-08 | 24 | 9398.4666
2027-06-09 | 1 | 9119.7492
2027-06-09 | 2 | 8917.6899
2027-06-09 | 3 | 8824.813
2027-06-09 | 4 | 8815.3723
2027-06-09 | 5 | 8819.473
2027-06-09 | 6 | 8913.4068
2027-06-09 | 7 | 9111.9097
2027-06-09 | 8 | 9554.3204
2027-06-09 | 9 | 9875.0859
2027-06-09 | 10 | 10040.54
2027-06-09 | 11 | 10154.6817
2027-06-09 | 12 | 10230.213
2027-06-09 | 13 | 10230.0997
2027-06-09 | 14 | 10260.3199
2027-06-09 | 15 | 10288.6733
2027-06-09 | 16 | 10316.3526
2027-06-09 | 17 | 10333.9211
2027-06-09 | 18 | 10393.4721
2027-06-09 | 19 | 10239.0423
2027-06-09 | 20 | 10161.2163
2027-06-09 | 21 | 10067.2575
2027-06-09 | 22 | 9909.7116
2027-06-09 | 23 | 9771.3688
2027-06-09 | 24 | 9436.8613
2027-06-10 | 1 | 9175.209
2027-06-10 | 2 | 9033.6764
2027-06-10 | 3 | 8933.2145
2027-06-10 | 4 | 8887.5523
2027-06-10 | 5 | 8922.572
2027-06-10 | 6 | 9019.8535
2027-06-10 | 7 | 9197.5862
2027-06-10 | 8 | 9646.9163
2027-06-10 | 9 | 9955.1674
2027-06-10 | 10 | 10128.0939
2027-06-10 | 11 | 10150.4125
2027-06-10 | 12 | 10108.7482
2027-06-10 | 13 | 10078.2197
2027-06-10 | 14 | 10063.3777
2027-06-10 | 15 | 10240.8087
2027-06-10 | 16 | 10137.8074
2027-06-10 | 17 | 10103.6715
2027-06-10 | 18 | 10090.941
2027-06-10 | 19 | 10014.5844
2027-06-10 | 20 | 9970.2187
2027-06-10 | 21 | 9898.9181
2027-06-10 | 22 | 9813.8477
2027-06-10 | 23 | 9744.2845
2027-06-10 | 24 | 9454.6693
2027-06-11 | 1 | 9228.1278
2027-06-11 | 2 | 9060.8953
2027-06-11 | 3 | 8928.1558
2027-06-11 | 4 | 8860.924
2027-06-11 | 5 | 8864.6531
2027-06-11 | 6 | 8960.6793
2027-06-11 | 7 | 9180.5372
2027-06-11 | 8 | 9642.7651
2027-06-11 | 9 | 9940.0522
2027-06-11 | 10 | 10052.018
2027-06-11 | 11 | 10033.7125
2027-06-11 | 12 | 10029.6596
2027-06-11 | 13 | 9995.7576
2027-06-11 | 14 | 9976.9592
2027-06-11 | 15 | 9956.2146
2027-06-11 | 16 | 9982.8349
2027-06-11 | 17 | 10038.6369
2027-06-11 | 18 | 10038.2418
2027-06-11 | 19 | 9911.3324
2027-06-11 | 20 | 9877.4989
2027-06-11 | 21 | 9843.2257
2027-06-11 | 22 | 9729.0641
2027-06-11 | 23 | 9670.3883
2027-06-11 | 24 | 9388.4425
2027-06-12 | 1 | 9140.2389
2027-06-12 | 2 | 8956.5191
2027-06-12 | 3 | 8854.6326
2027-06-12 | 4 | 8795.7368
2027-06-12 | 5 | 8806.3037
2027-06-12 | 6 | 8816.3764
2027-06-12 | 7 | 8822.5368
2027-06-12 | 8 | 8960.8423
2027-06-12 | 9 | 9190.2919
2027-06-12 | 10 | 9421.8905
2027-06-12 | 11 | 9539.5993
2027-06-12 | 12 | 9593.8523
2027-06-12 | 13 | 9714.7207
2027-06-12 | 14 | 9760.5707
2027-06-12 | 15 | 9713.2251
2027-06-12 | 16 | 9786.2773
2027-06-12 | 17 | 9786.0705
2027-06-12 | 18 | 9887.7885
2027-06-12 | 19 | 9826.6128
2027-06-12 | 20 | 9812.5689
2027-06-12 | 21 | 9783.4993
2027-06-12 | 22 | 9685.5037
2027-06-12 | 23 | 9638.8076
2027-06-12 | 24 | 9410.0902
2027-06-13 | 1 | 9178.3291
2027-06-13 | 2 | 8995.5505
2027-06-13 | 3 | 8880.8176
2027-06-13 | 4 | 8819.0933
2027-06-13 | 5 | 8796.7307
2027-06-13 | 6 | 8797.3275
2027-06-13 | 7 | 8798.4569
2027-06-13 | 8 | 8970.2124
2027-06-13 | 9 | 9182.2014
2027-06-13 | 10 | 9440.4676
2027-06-13 | 11 | 9560.6884
2027-06-13 | 12 | 9628.7301
2027-06-13 | 13 | 9692.3555
2027-06-13 | 14 | 9643.8063
2027-06-13 | 15 | 9630.3439
2027-06-13 | 16 | 9654.8035
2027-06-13 | 17 | 9713.8964
2027-06-13 | 18 | 9805.3875
2027-06-13 | 19 | 9789.1263
2027-06-13 | 20 | 9764.8259
2027-06-13 | 21 | 9734.5713
2027-06-13 | 22 | 9625.1619
2027-06-13 | 23 | 9559.6178
2027-06-13 | 24 | 9283.8688
2027-06-14 | 1 | 9031.2693
2027-06-14 | 2 | 8934.6012
2027-06-14 | 3 | 8841.5173
2027-06-14 | 4 | 8799.8313
2027-06-14 | 5 | 8809.0448
2027-06-14 | 6 | 8909.183
2027-06-14 | 7 | 9130.7514
2027-06-14 | 8 | 9564.2229
2027-06-14 | 9 | 9900.1337
2027-06-14 | 10 | 9997.8761
2027-06-14 | 11 | 10043.5245
2027-06-14 | 12 | 10059.9595
2027-06-14 | 13 | 10056.4753
2027-06-14 | 14 | 10052.7396
2027-06-14 | 15 | 10050.0087
2027-06-14 | 16 | 10063.8169
2027-06-14 | 17 | 10109.413
2027-06-14 | 18 | 10160.5759
2027-06-14 | 19 | 10057.7454
2027-06-14 | 20 | 10071.2455
2027-06-14 | 21 | 10006.4423
2027-06-14 | 22 | 9874.1937
2027-06-14 | 23 | 9752.2844
2027-06-14 | 24 | 9416.5665
2027-06-15 | 1 | 9138.6876
2027-06-15 | 2 | 8954.5555
2027-06-15 | 3 | 8865.2885
2027-06-15 | 4 | 8819.0783
2027-06-15 | 5 | 8824.3163
2027-06-15 | 6 | 8931.4276
2027-06-15 | 7 | 9163.1992
2027-06-15 | 8 | 9640.3055
2027-06-15 | 9 | 9927.5884
2027-06-15 | 10 | 10056.0073
2027-06-15 | 11 | 10083.5425
2027-06-15 | 12 | 10076.6742
2027-06-15 | 13 | 10084.6471
2027-06-15 | 14 | 10093.6052
2027-06-15 | 15 | 10057.2183
2027-06-15 | 16 | 10046.2502
2027-06-15 | 17 | 10105.2429
2027-06-15 | 18 | 10115.1279
2027-06-15 | 19 | 10028.514
2027-06-15 | 20 | 9981.8116
2027-06-15 | 21 | 9947.4083
2027-06-15 | 22 | 9814.9282
2027-06-15 | 23 | 9710.1715
2027-06-15 | 24 | 9383.7849
2027-06-16 | 1 | 9113.8647
2027-06-16 | 2 | 8929.0029
2027-06-16 | 3 | 8880.0104
2027-06-16 | 4 | 8848.3441
2027-06-16 | 5 | 8854.3192
2027-06-16 | 6 | 8953.5199
2027-06-16 | 7 | 9178.1561
2027-06-16 | 8 | 9619.2387
2027-06-16 | 9 | 9925.409
2027-06-16 | 10 | 10054.0243
2027-06-16 | 11 | 10094.0222
2027-06-16 | 12 | 10134.2132
2027-06-16 | 13 | 10088.7533
2027-06-16 | 14 | 10099.9146
2027-06-16 | 15 | 10109.1292
2027-06-16 | 16 | 10108.4957
2027-06-16 | 17 | 10141.4595
2027-06-16 | 18 | 10176.8165
2027-06-16 | 19 | 10086.5446
2027-06-16 | 20 | 10009.1696
2027-06-16 | 21 | 9975.6681
2027-06-16 | 22 | 9849.6116
2027-06-16 | 23 | 9757.5357
2027-06-16 | 24 | 9430.1257
2027-06-17 | 1 | 9161.0502
2027-06-17 | 2 | 9037.1128
2027-06-17 | 3 | 8973.3459
2027-06-17 | 4 | 8940.3004
2027-06-17 | 5 | 8913.6167
2027-06-17 | 6 | 9005.3043
2027-06-17 | 7 | 9211.3821
2027-06-17 | 8 | 9612.3223
2027-06-17 | 9 | 9924.41
2027-06-17 | 10 | 10080.1992
2027-06-17 | 11 | 10136.0651
2027-06-17 | 12 | 10147.058
2027-06-17 | 13 | 10127.0438
2027-06-17 | 14 | 10111.8163
2027-06-17 | 15 | 10133.0083
2027-06-17 | 16 | 10161.7245
2027-06-17 | 17 | 10185.5896
2027-06-17 | 18 | 10316.219
2027-06-17 | 19 | 10176.7305
2027-06-17 | 20 | 10076.3702
2027-06-17 | 21 | 10005.0574
2027-06-17 | 22 | 9875.1027
2027-06-17 | 23 | 9804.4821
2027-06-17 | 24 | 9512.3172
2027-06-18 | 1 | 9238.242
2027-06-18 | 2 | 9047.7331
2027-06-18 | 3 | 8957.3336
2027-06-18 | 4 | 8918.6403
2027-06-18 | 5 | 8923.0726
2027-06-18 | 6 | 9005.8729
2027-06-18 | 7 | 9223.6337
2027-06-18 | 8 | 9636.0732
2027-06-18 | 9 | 9956.0026
2027-06-18 | 10 | 10132.9077
2027-06-18 | 11 | 10281.8616
2027-06-18 | 12 | 10383.2261
2027-06-18 | 13 | 10466.3459
2027-06-18 | 14 | 10503.645
2027-06-18 | 15 | 10452.8882
2027-06-18 | 16 | 10364.068
2027-06-18 | 17 | 10380.8856
2027-06-18 | 18 | 10315.5112
2027-06-18 | 19 | 10178.475
2027-06-18 | 20 | 10108.9147
2027-06-18 | 21 | 10050.5769
2027-06-18 | 22 | 9910.4901
2027-06-18 | 23 | 9815.8228
2027-06-18 | 24 | 9546.0997
2027-06-19 | 1 | 9275.0789
2027-06-19 | 2 | 9078.367
2027-06-19 | 3 | 8969.95
2027-06-19 | 4 | 8919.367
2027-06-19 | 5 | 8865.6096
2027-06-19 | 6 | 8881.3131
2027-06-19 | 7 | 8899.8883
2027-06-19 | 8 | 9108.7852
2027-06-19 | 9 | 9339.6969
2027-06-19 | 10 | 9635.0725
2027-06-19 | 11 | 9819.4718
2027-06-19 | 12 | 9902.4526
2027-06-19 | 13 | 9875.9982
2027-06-19 | 14 | 9863.5206
2027-06-19 | 15 | 9794.8409
2027-06-19 | 16 | 9891.9903
2027-06-19 | 17 | 9855.7264
2027-06-19 | 18 | 9992.6117
2027-06-19 | 19 | 9854.0285
2027-06-19 | 20 | 9803.1567
2027-06-19 | 21 | 9748.9019
2027-06-19 | 22 | 9643.2098
2027-06-19 | 23 | 9604.7325
2027-06-19 | 24 | 9356.3417
2027-06-20 | 1 | 9121.7217
2027-06-20 | 2 | 8988.7232
2027-06-20 | 3 | 8871.3269
2027-06-20 | 4 | 8807.1652
2027-06-20 | 5 | 8779.9174
2027-06-20 | 6 | 8744.9083
2027-06-20 | 7 | 8781.9311
2027-06-20 | 8 | 8950.1974
2027-06-20 | 9 | 9135.7353
2027-06-20 | 10 | 9393.0003
2027-06-20 | 11 | 9578.1216
2027-06-20 | 12 | 9693.6315
2027-06-20 | 13 | 9772.8308
2027-06-20 | 14 | 9807.104
2027-06-20 | 15 | 9908.1402
2027-06-20 | 16 | 9960.0648
2027-06-20 | 17 | 10032.3564
2027-06-20 | 18 | 10105.9132
2027-06-20 | 19 | 10029.53
2027-06-20 | 20 | 9989.235
2027-06-20 | 21 | 9926.304
2027-06-20 | 22 | 9779.4156
2027-06-20 | 23 | 9668.874
2027-06-20 | 24 | 9364.8996
2027-06-21 | 1 | 9107.4107
2027-06-21 | 2 | 9019.0626
2027-06-21 | 3 | 8940.4663
2027-06-21 | 4 | 8915.4648
2027-06-21 | 5 | 8946.5148
2027-06-21 | 6 | 9054.0264
2027-06-21 | 7 | 9285.7839
2027-06-21 | 8 | 9717.3363
2027-06-21 | 9 | 9998.792
2027-06-21 | 10 | 10196.0722
2027-06-21 | 11 | 10340.1602
2027-06-21 | 12 | 10427.9817
2027-06-21 | 13 | 10418.0637
2027-06-21 | 14 | 10463.4856
2027-06-21 | 15 | 10543.6803
2027-06-21 | 16 | 10463.1742
2027-06-21 | 17 | 10522.9529
2027-06-21 | 18 | 10533.3084
2027-06-21 | 19 | 10383.7025
2027-06-21 | 20 | 10263.564
2027-06-21 | 21 | 10207.3421
2027-06-21 | 22 | 9994.0325
2027-06-21 | 23 | 9819.9795
2027-06-21 | 24 | 9508.9745
2027-06-22 | 1 | 9214.472
2027-06-22 | 2 | 9034.1193
2027-06-22 | 3 | 8938.8725
2027-06-22 | 4 | 8889.6204
2027-06-22 | 5 | 8872.1211
2027-06-22 | 6 | 8985.8045
2027-06-22 | 7 | 9251.6244
2027-06-22 | 8 | 9685.1801
2027-06-22 | 9 | 10002.0649
2027-06-22 | 10 | 10208.8496
2027-06-22 | 11 | 10361.1624
2027-06-22 | 12 | 10429.3479
2027-06-22 | 13 | 10438.2175
2027-06-22 | 14 | 10468.0392
2027-06-22 | 15 | 10493.1246
2027-06-22 | 16 | 10542.0504
2027-06-22 | 17 | 10568.7471
2027-06-22 | 18 | 10589.6933
2027-06-22 | 19 | 10463.3735
2027-06-22 | 20 | 10410.4342
2027-06-22 | 21 | 10406.095
2027-06-22 | 22 | 10266.1358
2027-06-22 | 23 | 10075.904
2027-06-22 | 24 | 9686.142
2027-06-23 | 1 | 9404.8798
2027-06-23 | 2 | 9181.8015
2027-06-23 | 3 | 9093.5952
2027-06-23 | 4 | 9047.8212
2027-06-23 | 5 | 8999.1181
2027-06-23 | 6 | 9101.7091
2027-06-23 | 7 | 9365.5021
2027-06-23 | 8 | 9839.4736
2027-06-23 | 9 | 10190.7127
2027-06-23 | 10 | 10412.9583
2027-06-23 | 11 | 10601.2808
2027-06-23 | 12 | 10683.9024
2027-06-23 | 13 | 10775.9366
2027-06-23 | 14 | 10911.7922
2027-06-23 | 15 | 10986.2713
2027-06-23 | 16 | 11127.0252
2027-06-23 | 17 | 11143.677
2027-06-23 | 18 | 11121.1565
2027-06-23 | 19 | 10906.4191
2027-06-23 | 20 | 10725.4359
2027-06-23 | 21 | 10650.7349
2027-06-23 | 22 | 10458.5942
2027-06-23 | 23 | 10334.8144
2027-06-23 | 24 | 9917.5922
2027-06-24 | 1 | 9639.1087
2027-06-24 | 2 | 9407.0173
2027-06-24 | 3 | 9289.2865
2027-06-24 | 4 | 9240.2692
2027-06-24 | 5 | 9274.7733
2027-06-24 | 6 | 9373.6777
2027-06-24 | 7 | 9531.5947
2027-06-24 | 8 | 9963.175
2027-06-24 | 9 | 10252.2623
2027-06-24 | 10 | 10366.5554
2027-06-24 | 11 | 10415.0943
2027-06-24 | 12 | 10427.6176
2027-06-24 | 13 | 10415.7412
2027-06-24 | 14 | 10431.2605
2027-06-24 | 15 | 10484.6487
2027-06-24 | 16 | 10424.2346
2027-06-24 | 17 | 10544.6992
2027-06-24 | 18 | 10414.0916
2027-06-24 | 19 | 10300.2857
2027-06-24 | 20 | 10191.799
2027-06-24 | 21 | 10096.1466
2027-06-24 | 22 | 9949.327
2027-06-24 | 23 | 9817.5388
2027-06-24 | 24 | 9522.6877
2027-06-25 | 1 | 9254.0458
2027-06-25 | 2 | 9092.7727
2027-06-25 | 3 | 8977.9581
2027-06-25 | 4 | 8898.2308
2027-06-25 | 5 | 8898.7253
2027-06-25 | 6 | 9020.8751
2027-06-25 | 7 | 9231.4652
2027-06-25 | 8 | 9634.4582
2027-06-25 | 9 | 9947.7275
2027-06-25 | 10 | 10101.0147
2027-06-25 | 11 | 10158.4709
2027-06-25 | 12 | 10176.719
2027-06-25 | 13 | 10158.3619
2027-06-25 | 14 | 10277.5051
2027-06-25 | 15 | 10214.2241
2027-06-25 | 16 | 10176.3416
2027-06-25 | 17 | 10272.221
2027-06-25 | 18 | 10194.2894
2027-06-25 | 19 | 10079.1134
2027-06-25 | 20 | 9996.5716
2027-06-25 | 21 | 9939.3787
2027-06-25 | 22 | 9809.8599
2027-06-25 | 23 | 9729.1232
2027-06-25 | 24 | 9475.0136
2027-06-26 | 1 | 9230.2741
2027-06-26 | 2 | 9043.9565
2027-06-26 | 3 | 8933.7449
2027-06-26 | 4 | 8875.2588
2027-06-26 | 5 | 8848.759
2027-06-26 | 6 | 8851.0844
2027-06-26 | 7 | 8873.0171
2027-06-26 | 8 | 9084.5921
2027-06-26 | 9 | 9291.3453
2027-06-26 | 10 | 9510.9322
2027-06-26 | 11 | 9612.3217
2027-06-26 | 12 | 9677.8414
2027-06-26 | 13 | 9650.3317
2027-06-26 | 14 | 9608.3729
2027-06-26 | 15 | 9584.0667
2027-06-26 | 16 | 9579.7377
2027-06-26 | 17 | 9692.5475
2027-06-26 | 18 | 9702.4203
2027-06-26 | 19 | 9699.1656
2027-06-26 | 20 | 9667.9366
2027-06-26 | 21 | 9656.8369
2027-06-26 | 22 | 9542.2471
2027-06-26 | 23 | 9541.3549
2027-06-26 | 24 | 9340.8141
2027-06-27 | 1 | 9159.5912
2027-06-27 | 2 | 9005.8547
2027-06-27 | 3 | 8895.3917
2027-06-27 | 4 | 8838.5257
2027-06-27 | 5 | 8777.5962
2027-06-27 | 6 | 8755.217
2027-06-27 | 7 | 8751.6162
2027-06-27 | 8 | 8905.2577
2027-06-27 | 9 | 9116.7565
2027-06-27 | 10 | 9315.1127
2027-06-27 | 11 | 9416.0547
2027-06-27 | 12 | 9436.3192
2027-06-27 | 13 | 9448.8833
2027-06-27 | 14 | 9433.0672
2027-06-27 | 15 | 9474.724
2027-06-27 | 16 | 9490.5068
2027-06-27 | 17 | 9574.9892
2027-06-27 | 18 | 9675.1354
2027-06-27 | 19 | 9714.8094
2027-06-27 | 20 | 9694.6327
2027-06-27 | 21 | 9681.2289
2027-06-27 | 22 | 9575.0827
2027-06-27 | 23 | 9542.6186
2027-06-27 | 24 | 9269.8534
2027-06-28 | 1 | 9025.742
2027-06-28 | 2 | 8959.9009
2027-06-28 | 3 | 8879.0161
2027-06-28 | 4 | 8848.2039
2027-06-28 | 5 | 8846.1038
2027-06-28 | 6 | 8937.9533
2027-06-28 | 7 | 9157.0856
2027-06-28 | 8 | 9564.8467
2027-06-28 | 9 | 9888.251
2027-06-28 | 10 | 10006.3945
2027-06-28 | 11 | 10051.531
2027-06-28 | 12 | 10018.0654
2027-06-28 | 13 | 9974.6347
2027-06-28 | 14 | 9946.9114
2027-06-28 | 15 | 9933.1961
2027-06-28 | 16 | 9908.8324
2027-06-28 | 17 | 9960.5741
2027-06-28 | 18 | 10041.6642
2027-06-28 | 19 | 9954.7348
2027-06-28 | 20 | 9931.0279
2027-06-28 | 21 | 9913.3676
2027-06-28 | 22 | 9791.6802
2027-06-28 | 23 | 9701.0583
2027-06-28 | 24 | 9403.6107
2027-06-29 | 1 | 9150.0709
2027-06-29 | 2 | 9006.7602
2027-06-29 | 3 | 8925.0272
2027-06-29 | 4 | 8922.3922
2027-06-29 | 5 | 8932.005
2027-06-29 | 6 | 9018.9381
2027-06-29 | 7 | 9230.241
2027-06-29 | 8 | 9644.9053
2027-06-29 | 9 | 9915.2826
2027-06-29 | 10 | 10062.7049
2027-06-29 | 11 | 10065.9841
2027-06-29 | 12 | 10066.8841
2027-06-29 | 13 | 10028.9257
2027-06-29 | 14 | 10027.7573
2027-06-29 | 15 | 10036.9274
2027-06-29 | 16 | 10049.1527
2027-06-29 | 17 | 10093.2672
2027-06-29 | 18 | 10145.7937
2027-06-29 | 19 | 10083.0709
2027-06-29 | 20 | 10062.891
2027-06-29 | 21 | 10052.6316
2027-06-29 | 22 | 9919.3009
2027-06-29 | 23 | 9785.2773
2027-06-29 | 24 | 9459.7205
2027-06-30 | 1 | 9183.3048
2027-06-30 | 2 | 8994.1071
2027-06-30 | 3 | 8922.4558
2027-06-30 | 4 | 8903.8411
2027-06-30 | 5 | 8953.4729
2027-06-30 | 6 | 9047.7692
2027-06-30 | 7 | 9268.2676
2027-06-30 | 8 | 9672.776
2027-06-30 | 9 | 9994.3623
2027-06-30 | 10 | 10154.9188
2027-06-30 | 11 | 10221.7782
2027-06-30 | 12 | 10267.6128
2027-06-30 | 13 | 10243.2295
2027-06-30 | 14 | 10292.8762
2027-06-30 | 15 | 10325.2295
2027-06-30 | 16 | 10303.5154
2027-06-30 | 17 | 10339.6709
2027-06-30 | 18 | 10394.5791
2027-06-30 | 19 | 10325.4384
2027-06-30 | 20 | 10285.7485
2027-06-30 | 21 | 10238.7724
2027-06-30 | 22 | 10110.5347
2027-06-30 | 23 | 9898.0233
2027-06-30 | 24 | 9554.1195
2027-07-01 | 1 | 9320.7368
2027-07-01 | 2 | 9166.1172
2027-07-01 | 3 | 9038.7796
2027-07-01 | 4 | 8980.4316
2027-07-01 | 5 | 8941.4099
2027-07-01 | 6 | 8944.1896
2027-07-01 | 7 | 8961.0067
2027-07-01 | 8 | 9135.8174
2027-07-01 | 9 | 9345.1529
2027-07-01 | 10 | 9631.8006
2027-07-01 | 11 | 9828.1742
2027-07-01 | 12 | 9952.1743
2027-07-01 | 13 | 10169.8291
2027-07-01 | 14 | 10131.6191
2027-07-01 | 15 | 10050.1536
2027-07-01 | 16 | 9972.9633
2027-07-01 | 17 | 9988.8662
2027-07-01 | 18 | 10115.5647
2027-07-01 | 19 | 10126.7029
2027-07-01 | 20 | 10123.3938
2027-07-01 | 21 | 10091.3827
2027-07-01 | 22 | 9956.1962
2027-07-01 | 23 | 9871.5301
2027-07-01 | 24 | 9568.0215
2027-07-02 | 1 | 9303.374
2027-07-02 | 2 | 9241.6264
2027-07-02 | 3 | 9139.8209
2027-07-02 | 4 | 9097.6869
2027-07-02 | 5 | 9095.976
2027-07-02 | 6 | 9185.984
2027-07-02 | 7 | 9427.4258
2027-07-02 | 8 | 9846.5706
2027-07-02 | 9 | 10172.8529
2027-07-02 | 10 | 10345.4179
2027-07-02 | 11 | 10401.2001
2027-07-02 | 12 | 10533.1154
2027-07-02 | 13 | 10379.3516
2027-07-02 | 14 | 10385.5511
2027-07-02 | 15 | 10413.0584
2027-07-02 | 16 | 10396.6771
2027-07-02 | 17 | 10430.0571
2027-07-02 | 18 | 10430.8852
2027-07-02 | 19 | 10343.4884
2027-07-02 | 20 | 10296.6559
2027-07-02 | 21 | 10216.9431
2027-07-02 | 22 | 10080.4326
2027-07-02 | 23 | 9960.2713
2027-07-02 | 24 | 9646.4663
2027-07-03 | 1 | 9372.446
2027-07-03 | 2 | 9188.6414
2027-07-03 | 3 | 9075.791
2027-07-03 | 4 | 9019.1436
2027-07-03 | 5 | 8999.6117
2027-07-03 | 6 | 8998.0869
2027-07-03 | 7 | 9035.6616
2027-07-03 | 8 | 9245.6158
2027-07-03 | 9 | 9501.6679
2027-07-03 | 10 | 9792.9893
2027-07-03 | 11 | 9982.2426
2027-07-03 | 12 | 10053.8622
2027-07-03 | 13 | 10013.9246
2027-07-03 | 14 | 10024.6555
2027-07-03 | 15 | 10049.314
2027-07-03 | 16 | 10090.2727
2027-07-03 | 17 | 10108.1889
2027-07-03 | 18 | 10192.9868
2027-07-03 | 19 | 10170.0307
2027-07-03 | 20 | 10131.779
2027-07-03 | 21 | 10045.0481
2027-07-03 | 22 | 9935.8497
2027-07-03 | 23 | 9887.7695
2027-07-03 | 24 | 9651.9253
2027-07-04 | 1 | 9399.0091
2027-07-04 | 2 | 9237.3983
2027-07-04 | 3 | 9120.4689
2027-07-04 | 4 | 9056.5347
2027-07-04 | 5 | 9026.6487
2027-07-04 | 6 | 8977.1711
2027-07-04 | 7 | 8996.0853
2027-07-04 | 8 | 9168.0549
2027-07-04 | 9 | 9398.6451
2027-07-04 | 10 | 9704.8537
2027-07-04 | 11 | 9963.6269
2027-07-04 | 12 | 10207.898
2027-07-04 | 13 | 10301.4503
2027-07-04 | 14 | 10350.9397
2027-07-04 | 15 | 10458.8249
2027-07-04 | 16 | 10436.6772
2027-07-04 | 17 | 10583.8894
2027-07-04 | 18 | 10646.1421
2027-07-04 | 19 | 10573.2148
2027-07-04 | 20 | 10417.4029
2027-07-04 | 21 | 10363.2816
2027-07-04 | 22 | 10166.2419
2027-07-04 | 23 | 10026.2383
2027-07-04 | 24 | 9722.2013
2027-07-05 | 1 | 9454.9241
2027-07-05 | 2 | 9367.8625
2027-07-05 | 3 | 9268.4159
2027-07-05 | 4 | 9324.7122
2027-07-05 | 5 | 9291.5727
2027-07-05 | 6 | 9340.7237
2027-07-05 | 7 | 9565.2295
2027-07-05 | 8 | 10023.8716
2027-07-05 | 9 | 10363.2403
2027-07-05 | 10 | 10599.3217
2027-07-05 | 11 | 10775.5247
2027-07-05 | 12 | 10927.8384
2027-07-05 | 13 | 10885.5891
2027-07-05 | 14 | 10943.3596
2027-07-05 | 15 | 11051.3141
2027-07-05 | 16 | 11073.4524
2027-07-05 | 17 | 11026.8642
2027-07-05 | 18 | 10903.7681
2027-07-05 | 19 | 10652.9449
2027-07-05 | 20 | 10601.5096
2027-07-05 | 21 | 10547.2522
2027-07-05 | 22 | 10355.3393
2027-07-05 | 23 | 10138.5429
2027-07-05 | 24 | 9785.2235
2027-07-06 | 1 | 9513.9848
2027-07-06 | 2 | 9305.3962
2027-07-06 | 3 | 9201.0843
2027-07-06 | 4 | 9190.2231
2027-07-06 | 5 | 9157.2608
2027-07-06 | 6 | 9236.9737
2027-07-06 | 7 | 9488.8789
2027-07-06 | 8 | 9955.0761
2027-07-06 | 9 | 10260.509
2027-07-06 | 10 | 10432.8475
2027-07-06 | 11 | 10577.6511
2027-07-06 | 12 | 10599.1141
2027-07-06 | 13 | 10562.9809
2027-07-06 | 14 | 10605.3874
2027-07-06 | 15 | 10673.1307
2027-07-06 | 16 | 10704.5713
2027-07-06 | 17 | 10752.5629
2027-07-06 | 18 | 10786.8532
2027-07-06 | 19 | 10647.368
2027-07-06 | 20 | 10593.6252
2027-07-06 | 21 | 10398.9496
2027-07-06 | 22 | 10228.4161
2027-07-06 | 23 | 10059.1796
2027-07-06 | 24 | 9725.6248
2027-07-07 | 1 | 9416.9768
2027-07-07 | 2 | 9234.4019
2027-07-07 | 3 | 9158.032
2027-07-07 | 4 | 9160.9729
2027-07-07 | 5 | 9144.7463
2027-07-07 | 6 | 9192.1538
2027-07-07 | 7 | 9460.7515
2027-07-07 | 8 | 9930.3908
2027-07-07 | 9 | 10256.0549
2027-07-07 | 10 | 10399.8561
2027-07-07 | 11 | 10526.5377
2027-07-07 | 12 | 10496.9176
2027-07-07 | 13 | 10499.1143
2027-07-07 | 14 | 10512.4244
2027-07-07 | 15 | 10542.446
2027-07-07 | 16 | 10535.903
2027-07-07 | 17 | 10630.2848
2027-07-07 | 18 | 10719.8268
2027-07-07 | 19 | 10552.4614
2027-07-07 | 20 | 10436.4371
2027-07-07 | 21 | 10314.6546
2027-07-07 | 22 | 10136.0469
2027-07-07 | 23 | 10049.528
2027-07-07 | 24 | 9726.5503
2027-07-08 | 1 | 9440.8067
2027-07-08 | 2 | 9296.4707
2027-07-08 | 3 | 9199.4525
2027-07-08 | 4 | 9156.8261
2027-07-08 | 5 | 9153.7954
2027-07-08 | 6 | 9225.3467
2027-07-08 | 7 | 9480.3512
2027-07-08 | 8 | 9914.8092
2027-07-08 | 9 | 10230.7086
2027-07-08 | 10 | 10379.0717
2027-07-08 | 11 | 10478.2282
2027-07-08 | 12 | 10561.5127
2027-07-08 | 13 | 10522.5893
2027-07-08 | 14 | 10634.1981
2027-07-08 | 15 | 10657.4037
2027-07-08 | 16 | 10661.1887
2027-07-08 | 17 | 10593.2003
2027-07-08 | 18 | 10571.2632
2027-07-08 | 19 | 10454.6142
2027-07-08 | 20 | 10348.4881
2027-07-08 | 21 | 10281.6003
2027-07-08 | 22 | 10142.8362
2027-07-08 | 23 | 10057.8519
2027-07-08 | 24 | 9755.8843
2027-07-09 | 1 | 9467.6685
2027-07-09 | 2 | 9276.0262
2027-07-09 | 3 | 9168.8163
2027-07-09 | 4 | 9117.7061
2027-07-09 | 5 | 9111.7602
2027-07-09 | 6 | 9179.6178
2027-07-09 | 7 | 9436.4684
2027-07-09 | 8 | 9894.061
2027-07-09 | 9 | 10256.9814
2027-07-09 | 10 | 10455.7001
2027-07-09 | 11 | 10538.7852
2027-07-09 | 12 | 10571.9499
2027-07-09 | 13 | 10575.7608
2027-07-09 | 14 | 10610.6593
2027-07-09 | 15 | 10640.149
2027-07-09 | 16 | 10586.7204
2027-07-09 | 17 | 10625.7916
2027-07-09 | 18 | 10609.5941
2027-07-09 | 19 | 10465.8099
2027-07-09 | 20 | 10417.1151
2027-07-09 | 21 | 10359.6088
2027-07-09 | 22 | 10209.0266
2027-07-09 | 23 | 10109.4539
2027-07-09 | 24 | 9838.8639
2027-07-10 | 1 | 9556.9839
2027-07-10 | 2 | 9370.5119
2027-07-10 | 3 | 9239.9232
2027-07-10 | 4 | 9177.2021
2027-07-10 | 5 | 9128.5882
2027-07-10 | 6 | 9109.3351
2027-07-10 | 7 | 9175.8131
2027-07-10 | 8 | 9408.7519
2027-07-10 | 9 | 9639.855
2027-07-10 | 10 | 9852.451
2027-07-10 | 11 | 9950.9222
2027-07-10 | 12 | 10000.0603
2027-07-10 | 13 | 9985.0461
2027-07-10 | 14 | 9950.8228
2027-07-10 | 15 | 9910.7365
2027-07-10 | 16 | 9931.9092
2027-07-10 | 17 | 9973.6554
2027-07-10 | 18 | 10013.4769
2027-07-10 | 19 | 9995.1471
2027-07-10 | 20 | 9932.74
2027-07-10 | 21 | 9881.4278
2027-07-10 | 22 | 9783.9311
2027-07-10 | 23 | 9787.5791
2027-07-10 | 24 | 9550.6141
2027-07-11 | 1 | 9325.2228
2027-07-11 | 2 | 9165.7191
2027-07-11 | 3 | 9053.1815
2027-07-11 | 4 | 9001.3669
2027-07-11 | 5 | 8954.7281
2027-07-11 | 6 | 8915.2151
2027-07-11 | 7 | 8944.3552
2027-07-11 | 8 | 9124.0608
2027-07-11 | 9 | 9288.5368
2027-07-11 | 10 | 9494.1506
2027-07-11 | 11 | 9616.2517
2027-07-11 | 12 | 9808.7734
2027-07-11 | 13 | 9802.5754
2027-07-11 | 14 | 9721.5634
2027-07-11 | 15 | 9759.4486
2027-07-11 | 16 | 9743.5951
2027-07-11 | 17 | 9850.9172
2027-07-11 | 18 | 9983.5713
2027-07-11 | 19 | 10037.163
2027-07-11 | 20 | 9973.3794
2027-07-11 | 21 | 9969.5991
2027-07-11 | 22 | 9857.3005
2027-07-11 | 23 | 9788.1424
2027-07-11 | 24 | 9482.6302
2027-07-12 | 1 | 9243.9481
2027-07-12 | 2 | 9159.1649
2027-07-12 | 3 | 9079.8422
2027-07-12 | 4 | 9052.0728
2027-07-12 | 5 | 9043.6747
2027-07-12 | 6 | 9121.3653
2027-07-12 | 7 | 9381.5988
2027-07-12 | 8 | 9808.9623
2027-07-12 | 9 | 10127.3938
2027-07-12 | 10 | 10277.0684
2027-07-12 | 11 | 10366.8356
2027-07-12 | 12 | 10393.4994
2027-07-12 | 13 | 10469.0846
2027-07-12 | 14 | 10410.0865
2027-07-12 | 15 | 10562.0637
2027-07-12 | 16 | 10589.4663
2027-07-12 | 17 | 10714.0457
2027-07-12 | 18 | 10647.7022
2027-07-12 | 19 | 10469.0339
2027-07-12 | 20 | 10394.1734
2027-07-12 | 21 | 10361.0144
2027-07-12 | 22 | 10218.0932
2027-07-12 | 23 | 10052.2555
2027-07-12 | 24 | 9699.2132
2027-07-13 | 1 | 9401.2152
2027-07-13 | 2 | 9208.593
2027-07-13 | 3 | 9124.3634
2027-07-13 | 4 | 9085.8527
2027-07-13 | 5 | 9076.5129
2027-07-13 | 6 | 9148.7677
2027-07-13 | 7 | 9440.0861
2027-07-13 | 8 | 9897.6696
2027-07-13 | 9 | 10208.9562
2027-07-13 | 10 | 10364.6635
2027-07-13 | 11 | 10428.4851
2027-07-13 | 12 | 10429.2574
2027-07-13 | 13 | 10421.7536
2027-07-13 | 14 | 10506.8242
2027-07-13 | 15 | 10469.5329
2027-07-13 | 16 | 10500.7392
2027-07-13 | 17 | 10545.0717
2027-07-13 | 18 | 10527.972
2027-07-13 | 19 | 10442.0555
2027-07-13 | 20 | 10337.8693
2027-07-13 | 21 | 10296.9203
2027-07-13 | 22 | 10187.3368
2027-07-13 | 23 | 10053.3731
2027-07-13 | 24 | 9689.8604
2027-07-14 | 1 | 9415.462
2027-07-14 | 2 | 9215.1324
2027-07-14 | 3 | 9130.1191
2027-07-14 | 4 | 9092.2484
2027-07-14 | 5 | 9084
2027-07-14 | 6 | 9152.0414
2027-07-14 | 7 | 9441.8648
2027-07-14 | 8 | 9898.9541
2027-07-14 | 9 | 10241.6521
2027-07-14 | 10 | 10425.47
2027-07-14 | 11 | 10539.9791
2027-07-14 | 12 | 10656.4003
2027-07-14 | 13 | 10682.5435
2027-07-14 | 14 | 10739.1757
2027-07-14 | 15 | 10686.4423
2027-07-14 | 16 | 10684.6952
2027-07-14 | 17 | 10608.9937
2027-07-14 | 18 | 10641.0108
2027-07-14 | 19 | 10451.9805
2027-07-14 | 20 | 10372.8283
2027-07-14 | 21 | 10325.53
2027-07-14 | 22 | 10194.1641
2027-07-14 | 23 | 10051.5816
2027-07-14 | 24 | 9686.5457
2027-07-15 | 1 | 9427.7832
2027-07-15 | 2 | 9281.7642
2027-07-15 | 3 | 9178.885
2027-07-15 | 4 | 9119.0965
2027-07-15 | 5 | 9116.7709
2027-07-15 | 6 | 9209.5623
2027-07-15 | 7 | 9453.6303
2027-07-15 | 8 | 9905.6729
2027-07-15 | 9 | 10241.109
2027-07-15 | 10 | 10498.0249
2027-07-15 | 11 | 10563.7158
2027-07-15 | 12 | 10538.9565
2027-07-15 | 13 | 10534.0131
2027-07-15 | 14 | 10559.8458
2027-07-15 | 15 | 10571.9798
2027-07-15 | 16 | 10575.9289
2027-07-15 | 17 | 10620.6415
2027-07-15 | 18 | 10619.5918
2027-07-15 | 19 | 10511.4438
2027-07-15 | 20 | 10465.5014
2027-07-15 | 21 | 10454.165
2027-07-15 | 22 | 10307.7424
2027-07-15 | 23 | 10111.6681
2027-07-15 | 24 | 9793.6509
2027-07-16 | 1 | 9485.4594
2027-07-16 | 2 | 9338.9244
2027-07-16 | 3 | 9242.8789
2027-07-16 | 4 | 9170.9786
2027-07-16 | 5 | 9155.0644
2027-07-16 | 6 | 9207.3746
2027-07-16 | 7 | 9488.6705
2027-07-16 | 8 | 9955.1463
2027-07-16 | 9 | 10303.9671
2027-07-16 | 10 | 10533.0506
2027-07-16 | 11 | 10724.715
2027-07-16 | 12 | 10793.0081
2027-07-16 | 13 | 10828.8427
2027-07-16 | 14 | 10915.7182
2027-07-16 | 15 | 10976.6271
2027-07-16 | 16 | 11015.8184
2027-07-16 | 17 | 11058.0693
2027-07-16 | 18 | 11049.2342
2027-07-16 | 19 | 10940.0865
2027-07-16 | 20 | 10851.3694
2027-07-16 | 21 | 10727.2142
2027-07-16 | 22 | 10544.0598
2027-07-16 | 23 | 10353.3157
2027-07-16 | 24 | 10008.6027
2027-07-17 | 1 | 9708.1813
2027-07-17 | 2 | 9622.8483
2027-07-17 | 3 | 9404.2019
2027-07-17 | 4 | 9328.7214
2027-07-17 | 5 | 9269.2948
2027-07-17 | 6 | 9208.9991
2027-07-17 | 7 | 9296.672
2027-07-17 | 8 | 9554.3766
2027-07-17 | 9 | 9866.2436
2027-07-17 | 10 | 10249.5916
2027-07-17 | 11 | 10538.0929
2027-07-17 | 12 | 10757.7895
2027-07-17 | 13 | 10807.8507
2027-07-17 | 14 | 10923.1922
2027-07-17 | 15 | 10837.3576
2027-07-17 | 16 | 10780.675
2027-07-17 | 17 | 10855.9113
2027-07-17 | 18 | 10832.6034
2027-07-17 | 19 | 10719.4669
2027-07-17 | 20 | 10678.8601
2027-07-17 | 21 | 10522.6826
2027-07-17 | 22 | 10358.2352
2027-07-17 | 23 | 10202.0877
2027-07-17 | 24 | 9975.6832
2027-07-18 | 1 | 9692.5672
2027-07-18 | 2 | 9496.1182
2027-07-18 | 3 | 9361.2688
2027-07-18 | 4 | 9224.6847
2027-07-18 | 5 | 9268.6469
2027-07-18 | 6 | 9198.7417
2027-07-18 | 7 | 9203.2215
2027-07-18 | 8 | 9383.4325
2027-07-18 | 9 | 9584.3071
2027-07-18 | 10 | 9827.4337
2027-07-18 | 11 | 10007.1355
2027-07-18 | 12 | 10156.6583
2027-07-18 | 13 | 10243.8204
2027-07-18 | 14 | 10256.4509
2027-07-18 | 15 | 10163.0398
2027-07-18 | 16 | 10169.7988
2027-07-18 | 17 | 10263.077
2027-07-18 | 18 | 10345.5702
2027-07-18 | 19 | 10271.7181
2027-07-18 | 20 | 10262.4774
2027-07-18 | 21 | 10218.8589
2027-07-18 | 22 | 10041.9812
2027-07-18 | 23 | 9934.815
2027-07-18 | 24 | 9646.7185
2027-07-19 | 1 | 9394.4401
2027-07-19 | 2 | 9284.9765
2027-07-19 | 3 | 9206.5303
2027-07-19 | 4 | 9156.9854
2027-07-19 | 5 | 9189.8542
2027-07-19 | 6 | 9226.7107
2027-07-19 | 7 | 9484.8074
2027-07-19 | 8 | 9953.2472
2027-07-19 | 9 | 10292.9453
2027-07-19 | 10 | 10501.4974
2027-07-19 | 11 | 10584.108
2027-07-19 | 12 | 10633.6653
2027-07-19 | 13 | 10649.7989
2027-07-19 | 14 | 10708.4847
2027-07-19 | 15 | 10736.3921
2027-07-19 | 16 | 10743.4596
2027-07-19 | 17 | 10838.7591
2027-07-19 | 18 | 10903.7364
2027-07-19 | 19 | 10642.4895
2027-07-19 | 20 | 10628.0056
2027-07-19 | 21 | 10591.1432
2027-07-19 | 22 | 10415.2501
2027-07-19 | 23 | 10217.9584
2027-07-19 | 24 | 9840.313
2027-07-20 | 1 | 9523.2322
2027-07-20 | 2 | 9287.9957
2027-07-20 | 3 | 9182.8676
2027-07-20 | 4 | 9133.3068
2027-07-20 | 5 | 9199.097
2027-07-20 | 6 | 9302.842
2027-07-20 | 7 | 9533.0725
2027-07-20 | 8 | 9994.4984
2027-07-20 | 9 | 10309.1702
2027-07-20 | 10 | 10478.651
2027-07-20 | 11 | 10546.9791
2027-07-20 | 12 | 10602.4926
2027-07-20 | 13 | 10651.3304
2027-07-20 | 14 | 10647.4142
2027-07-20 | 15 | 10696.1527
2027-07-20 | 16 | 10756.8417
2027-07-20 | 17 | 10797.663
2027-07-20 | 18 | 10796.5327
2027-07-20 | 19 | 10666.0422
2027-07-20 | 20 | 10632.9559
2027-07-20 | 21 | 10547.6083
2027-07-20 | 22 | 10395.5603
2027-07-20 | 23 | 10157.8091
2027-07-20 | 24 | 9802.2994
2027-07-21 | 1 | 9473.6225
2027-07-21 | 2 | 9269.1182
2027-07-21 | 3 | 9170.987
2027-07-21 | 4 | 9131.5347
2027-07-21 | 5 | 9202.3478
2027-07-21 | 6 | 9229.1367
2027-07-21 | 7 | 9511.1819
2027-07-21 | 8 | 9983.001
2027-07-21 | 9 | 10331.5507
2027-07-21 | 10 | 10528.1035
2027-07-21 | 11 | 10644.8717
2027-07-21 | 12 | 10818.1174
2027-07-21 | 13 | 10872.3852
2027-07-21 | 14 | 11021.7047
2027-07-21 | 15 | 11117.5612
2027-07-21 | 16 | 11200.6326
2027-07-21 | 17 | 11293.6892
2027-07-21 | 18 | 11241.8935
2027-07-21 | 19 | 11106.8848
2027-07-21 | 20 | 10978.291
2027-07-21 | 21 | 10839.2158
2027-07-21 | 22 | 10703.9574
2027-07-21 | 23 | 10460.0686
2027-07-21 | 24 | 10030.3176
2027-07-22 | 1 | 9745.4344
2027-07-22 | 2 | 9593.4995
2027-07-22 | 3 | 9393.0011
2027-07-22 | 4 | 9336.2623
2027-07-22 | 5 | 9345.8008
2027-07-22 | 6 | 9395.7453
2027-07-22 | 7 | 9674.4215
2027-07-22 | 8 | 10158.9925
2027-07-22 | 9 | 10529.4793
2027-07-22 | 10 | 10816.8658
2027-07-22 | 11 | 10805.6945
2027-07-22 | 12 | 10861.6778
2027-07-22 | 13 | 10837.7337
2027-07-22 | 14 | 10841.821
2027-07-22 | 15 | 10824.3874
2027-07-22 | 16 | 10843.4464
2027-07-22 | 17 | 10880.3822
2027-07-22 | 18 | 10853.4609
2027-07-22 | 19 | 10726.4507
2027-07-22 | 20 | 10609.1432
2027-07-22 | 21 | 10545.9084
2027-07-22 | 22 | 10405.5007
2027-07-22 | 23 | 10171.4789
2027-07-22 | 24 | 9852.4543
2027-07-23 | 1 | 9574.3019
2027-07-23 | 2 | 9405.222
2027-07-23 | 3 | 9297.2782
2027-07-23 | 4 | 9264.0542
2027-07-23 | 5 | 9295.707
2027-07-23 | 6 | 9283.7287
2027-07-23 | 7 | 9553.1452
2027-07-23 | 8 | 10009.827
2027-07-23 | 9 | 10297.0852
2027-07-23 | 10 | 10500.5877
2027-07-23 | 11 | 10599.8675
2027-07-23 | 12 | 10676.3485
2027-07-23 | 13 | 10791.7968
2027-07-23 | 14 | 10856.4607
2027-07-23 | 15 | 10876.9584
2027-07-23 | 16 | 10895.5758
2027-07-23 | 17 | 10821.1408
2027-07-23 | 18 | 10822.2366
2027-07-23 | 19 | 10667.2698
2027-07-23 | 20 | 10602.3243
2027-07-23 | 21 | 10507.9269
2027-07-23 | 22 | 10397.8473
2027-07-23 | 23 | 10163.87
2027-07-23 | 24 | 9827.8459
2027-07-24 | 1 | 9519.2444
2027-07-24 | 2 | 9363.9454
2027-07-24 | 3 | 9239.8657
2027-07-24 | 4 | 9160.115
2027-07-24 | 5 | 9142.4355
2027-07-24 | 6 | 9105.9146
2027-07-24 | 7 | 9179.132
2027-07-24 | 8 | 9411.7521
2027-07-24 | 9 | 9636.615
2027-07-24 | 10 | 9975.6077
2027-07-24 | 11 | 10235.1002
2027-07-24 | 12 | 10328.1288
2027-07-24 | 13 | 10473.9248
2027-07-24 | 14 | 10413.2334
2027-07-24 | 15 | 10330.2188
2027-07-24 | 16 | 10388.0499
2027-07-24 | 17 | 10406.6297
2027-07-24 | 18 | 10407.5425
2027-07-24 | 19 | 10331.6176
2027-07-24 | 20 | 10298.7633
2027-07-24 | 21 | 10219.4013
2027-07-24 | 22 | 10151.711
2027-07-24 | 23 | 10049.7723
2027-07-24 | 24 | 9773.194
2027-07-25 | 1 | 9514.01
2027-07-25 | 2 | 9323.5809
2027-07-25 | 3 | 9190.3948
2027-07-25 | 4 | 9113.2277
2027-07-25 | 5 | 9133.9455
2027-07-25 | 6 | 9033.7642
2027-07-25 | 7 | 9114.2239
2027-07-25 | 8 | 9286.4302
2027-07-25 | 9 | 9507.2687
2027-07-25 | 10 | 9774.0513
2027-07-25 | 11 | 9948.997
2027-07-25 | 12 | 10105.415
2027-07-25 | 13 | 10232.2533
2027-07-25 | 14 | 10367.3116
2027-07-25 | 15 | 10432.8541
2027-07-25 | 16 | 10511.4692
2027-07-25 | 17 | 10628.7796
2027-07-25 | 18 | 10715.9785
2027-07-25 | 19 | 10476.7183
2027-07-25 | 20 | 10453.5346
2027-07-25 | 21 | 10416.7554
2027-07-25 | 22 | 10280.1573
2027-07-25 | 23 | 10108.7542
2027-07-25 | 24 | 9767.2283
2027-07-26 | 1 | 9523.123
2027-07-26 | 2 | 9399.9097
2027-07-26 | 3 | 9298.1338
2027-07-26 | 4 | 9249.9226
2027-07-26 | 5 | 9276.5508
2027-07-26 | 6 | 9243.2823
2027-07-26 | 7 | 9544.0896
2027-07-26 | 8 | 10024.2081
2027-07-26 | 9 | 10393.9152
2027-07-26 | 10 | 10566.1851
2027-07-26 | 11 | 10714.9963
2027-07-26 | 12 | 10874.2879
2027-07-26 | 13 | 10882.0272
2027-07-26 | 14 | 10892.7899
2027-07-26 | 15 | 10938.4
2027-07-26 | 16 | 10987.0889
2027-07-26 | 17 | 11067.4854
2027-07-26 | 18 | 10980.401
2027-07-26 | 19 | 10856.1597
2027-07-26 | 20 | 10824.5265
2027-07-26 | 21 | 10760.3644
2027-07-26 | 22 | 10613.401
2027-07-26 | 23 | 10371.7516
2027-07-26 | 24 | 9951.0648
2027-07-27 | 1 | 9630.4792
2027-07-27 | 2 | 9445.1383
2027-07-27 | 3 | 9324.9289
2027-07-27 | 4 | 9290.5868
2027-07-27 | 5 | 9319.4675
2027-07-27 | 6 | 9316.3301
2027-07-27 | 7 | 9614.4244
2027-07-27 | 8 | 10080.5642
2027-07-27 | 9 | 10427.4742
2027-07-27 | 10 | 10677.1128
2027-07-27 | 11 | 10900.1637
2027-07-27 | 12 | 11082.4414
2027-07-27 | 13 | 11159.0762
2027-07-27 | 14 | 11256.6608
2027-07-27 | 15 | 11306.2546
2027-07-27 | 16 | 11352.4481
2027-07-27 | 17 | 11365.1018
2027-07-27 | 18 | 11260.347
2027-07-27 | 19 | 11160.4241
2027-07-27 | 20 | 11109.9943
2027-07-27 | 21 | 11006.8213
2027-07-27 | 22 | 10836.9331
2027-07-27 | 23 | 10551.0326
2027-07-27 | 24 | 10170.2118
2027-07-28 | 1 | 9849.9062
2027-07-28 | 2 | 9542.9369
2027-07-28 | 3 | 9435.3122
2027-07-28 | 4 | 9384.1423
2027-07-28 | 5 | 9385.4578
2027-07-28 | 6 | 9367.5684
2027-07-28 | 7 | 9683.0386
2027-07-28 | 8 | 10167.9834
2027-07-28 | 9 | 10536.793
2027-07-28 | 10 | 10745.3092
2027-07-28 | 11 | 10885.998
2027-07-28 | 12 | 11027.875
2027-07-28 | 13 | 11121.5336
2027-07-28 | 14 | 11230.4064
2027-07-28 | 15 | 11304.6045
2027-07-28 | 16 | 11348.6151
2027-07-28 | 17 | 11417.5278
2027-07-28 | 18 | 11404.232
2027-07-28 | 19 | 11249.5459
2027-07-28 | 20 | 11147.1558
2027-07-28 | 21 | 11052.8205
2027-07-28 | 22 | 10852.9462
2027-07-28 | 23 | 10629.7794
2027-07-28 | 24 | 10239.6823
2027-07-29 | 1 | 9932.2007
2027-07-29 | 2 | 9665.4882
2027-07-29 | 3 | 9487.6863
2027-07-29 | 4 | 9412.8862
2027-07-29 | 5 | 9433.4018
2027-07-29 | 6 | 9454.9001
2027-07-29 | 7 | 9718.7792
2027-07-29 | 8 | 10184.3763
2027-07-29 | 9 | 10481.2913
2027-07-29 | 10 | 10654.6477
2027-07-29 | 11 | 10729.8923
2027-07-29 | 12 | 10789.4102
2027-07-29 | 13 | 10783.4816
2027-07-29 | 14 | 10803.6138
2027-07-29 | 15 | 10815.0555
2027-07-29 | 16 | 10808.929
2027-07-29 | 17 | 10767.1615
2027-07-29 | 18 | 10782.8173
2027-07-29 | 19 | 10630.6932
2027-07-29 | 20 | 10522.8025
2027-07-29 | 21 | 10414.1736
2027-07-29 | 22 | 10362.5416
2027-07-29 | 23 | 10175.5068
2027-07-29 | 24 | 9839.7293
2027-07-30 | 1 | 9609.7017
2027-07-30 | 2 | 9427.8716
2027-07-30 | 3 | 9320.2115
2027-07-30 | 4 | 9269.0131
2027-07-30 | 5 | 9294.974
2027-07-30 | 6 | 9375.823
2027-07-30 | 7 | 9694.9017
2027-07-30 | 8 | 10000.5731
2027-07-30 | 9 | 10298.321
2027-07-30 | 10 | 10444.6443
2027-07-30 | 11 | 10500.6668
2027-07-30 | 12 | 10612.8248
2027-07-30 | 13 | 10456.8868
2027-07-30 | 14 | 10474.9996
2027-07-30 | 15 | 10513.9929
2027-07-30 | 16 | 10607.7826
2027-07-30 | 17 | 10606.719
2027-07-30 | 18 | 10595.638
2027-07-30 | 19 | 10507.0823
2027-07-30 | 20 | 10462.8046
2027-07-30 | 21 | 10376.5501
2027-07-30 | 22 | 10315.5518
2027-07-30 | 23 | 10111.3768
2027-07-30 | 24 | 9783.5941
2027-07-31 | 1 | 9521.5792
2027-07-31 | 2 | 9330.2117
2027-07-31 | 3 | 9207.7778
2027-07-31 | 4 | 9149.8927
2027-07-31 | 5 | 9161.9911
2027-07-31 | 6 | 9146.2793
2027-07-31 | 7 | 9254.7931
2027-07-31 | 8 | 9365.2118
2027-07-31 | 9 | 9638.6268
2027-07-31 | 10 | 9965.9957
2027-07-31 | 11 | 10185.1481
2027-07-31 | 12 | 10330.848
2027-07-31 | 13 | 10391.4521
2027-07-31 | 14 | 10403.5977
2027-07-31 | 15 | 10484.2749
2027-07-31 | 16 | 10505.3052
2027-07-31 | 17 | 10596.7973
2027-07-31 | 18 | 10630.614
2027-07-31 | 19 | 10553.7036
2027-07-31 | 20 | 10469.4259
2027-07-31 | 21 | 10372.1336
2027-07-31 | 22 | 10331.8512
2027-07-31 | 23 | 10126.8145
2027-07-31 | 24 | 9824.5612
2027-08-01 | 1 | 9605.0643
2027-08-01 | 2 | 9338.2309
2027-08-01 | 3 | 9187.4455
2027-08-01 | 4 | 9120.3233
2027-08-01 | 5 | 9166.7743
2027-08-01 | 6 | 9129.5902
2027-08-01 | 7 | 9216.1791
2027-08-01 | 8 | 9281.8295
2027-08-01 | 9 | 9540.024
2027-08-01 | 10 | 9874.6331
2027-08-01 | 11 | 10160.109
2027-08-01 | 12 | 10447.4302
2027-08-01 | 13 | 10585.3494
2027-08-01 | 14 | 10669.8717
2027-08-01 | 15 | 10673.4097
2027-08-01 | 16 | 10747.7075
2027-08-01 | 17 | 10938.4353
2027-08-01 | 18 | 10917.8718
2027-08-01 | 19 | 10804.3645
2027-08-01 | 20 | 10736.5271
2027-08-01 | 21 | 10580.5982
2027-08-01 | 22 | 10482.8936
2027-08-01 | 23 | 10244.9153
2027-08-01 | 24 | 9876.8351
2027-08-02 | 1 | 9579.405
2027-08-02 | 2 | 9477.8895
2027-08-02 | 3 | 9371.5627
2027-08-02 | 4 | 9294.2559
2027-08-02 | 5 | 9301.8341
2027-08-02 | 6 | 9282.3482
2027-08-02 | 7 | 9371.1499
2027-08-02 | 8 | 9533.7208
2027-08-02 | 9 | 9848.4332
2027-08-02 | 10 | 10185.9848
2027-08-02 | 11 | 10424.3155
2027-08-02 | 12 | 10575.0391
2027-08-02 | 13 | 10630.3449
2027-08-02 | 14 | 10652.4255
2027-08-02 | 15 | 10581.6375
2027-08-02 | 16 | 10598.3508
2027-08-02 | 17 | 10653.7034
2027-08-02 | 18 | 10675.0815
2027-08-02 | 19 | 10609.7787
2027-08-02 | 20 | 10517.4654
2027-08-02 | 21 | 10372.9639
2027-08-02 | 22 | 10365.3965
2027-08-02 | 23 | 10145.8145
2027-08-02 | 24 | 9846.6601
2027-08-03 | 1 | 9584.8294
2027-08-03 | 2 | 9432.4573
2027-08-03 | 3 | 9297.2201
2027-08-03 | 4 | 9236.6512
2027-08-03 | 5 | 9256.601
2027-08-03 | 6 | 9321.9521
2027-08-03 | 7 | 9708.6648
2027-08-03 | 8 | 10075.3765
2027-08-03 | 9 | 10365.406
2027-08-03 | 10 | 10645.605
2027-08-03 | 11 | 10821.6584
2027-08-03 | 12 | 10878.9679
2027-08-03 | 13 | 10877.0602
2027-08-03 | 14 | 10922.1418
2027-08-03 | 15 | 10941.7121
2027-08-03 | 16 | 11066.6402
2027-08-03 | 17 | 11129.5081
2027-08-03 | 18 | 11136.5133
2027-08-03 | 19 | 11007.3483
2027-08-03 | 20 | 10936.3116
2027-08-03 | 21 | 10807.3048
2027-08-03 | 22 | 10674.7553
2027-08-03 | 23 | 10342.2319
2027-08-03 | 24 | 9880.3395
2027-08-04 | 1 | 9609.966
2027-08-04 | 2 | 9405.7222
2027-08-04 | 3 | 9306.4266
2027-08-04 | 4 | 9258.6556
2027-08-04 | 5 | 9279.1206
2027-08-04 | 6 | 9346.1812
2027-08-04 | 7 | 9724.3346
2027-08-04 | 8 | 10093.9564
2027-08-04 | 9 | 10443.9679
2027-08-04 | 10 | 10638.3008
2027-08-04 | 11 | 10836.8984
2027-08-04 | 12 | 10953.1401
2027-08-04 | 13 | 11017.2036
2027-08-04 | 14 | 11101.9406
2027-08-04 | 15 | 11180.5223
2027-08-04 | 16 | 11236.6267
2027-08-04 | 17 | 11298.1227
2027-08-04 | 18 | 11311.5876
2027-08-04 | 19 | 11074.471
2027-08-04 | 20 | 10970.8096
2027-08-04 | 21 | 10915.4542
2027-08-04 | 22 | 10820.8021
2027-08-04 | 23 | 10487.673
2027-08-04 | 24 | 10166.3772
2027-08-05 | 1 | 9842.5437
2027-08-05 | 2 | 9588.247
2027-08-05 | 3 | 9460.0822
2027-08-05 | 4 | 9413.8055
2027-08-05 | 5 | 9418.0281
2027-08-05 | 6 | 9496.0669
2027-08-05 | 7 | 9758.8478
2027-08-05 | 8 | 10149.6063
2027-08-05 | 9 | 10458.6403
2027-08-05 | 10 | 10768.5505
2027-08-05 | 11 | 10893.4578
2027-08-05 | 12 | 10981.9127
2027-08-05 | 13 | 11098.3495
2027-08-05 | 14 | 11183.5205
2027-08-05 | 15 | 11189.427
2027-08-05 | 16 | 11422.757
2027-08-05 | 17 | 11492.142
2027-08-05 | 18 | 11262.5358
2027-08-05 | 19 | 11054.9833
2027-08-05 | 20 | 10974.9298
2027-08-05 | 21 | 10877.3798
2027-08-05 | 22 | 10768.15
2027-08-05 | 23 | 10486.7096
2027-08-05 | 24 | 10144.1666
2027-08-06 | 1 | 9831.7456
2027-08-06 | 2 | 9587.8351
2027-08-06 | 3 | 9425.4248
2027-08-06 | 4 | 9346.4822
2027-08-06 | 5 | 9407.0901
2027-08-06 | 6 | 9497.5158
2027-08-06 | 7 | 9803.5866
2027-08-06 | 8 | 10190.6078
2027-08-06 | 9 | 10546.1824
2027-08-06 | 10 | 10776.9991
2027-08-06 | 11 | 10965.6305
2027-08-06 | 12 | 11147.4794
2027-08-06 | 13 | 11248.6692
2027-08-06 | 14 | 11369.1021
2027-08-06 | 15 | 11502.9798
2027-08-06 | 16 | 11733.7742
2027-08-06 | 17 | 11650.5921
2027-08-06 | 18 | 11563.1666
2027-08-06 | 19 | 11444.7013
2027-08-06 | 20 | 11259.1738
2027-08-06 | 21 | 11087.0949
2027-08-06 | 22 | 10992.9761
2027-08-06 | 23 | 10690.2055
2027-08-06 | 24 | 10304.8267
2027-08-07 | 1 | 9984.4483
2027-08-07 | 2 | 9716.0384
2027-08-07 | 3 | 9534.9137
2027-08-07 | 4 | 9481.3673
2027-08-07 | 5 | 9459.3669
2027-08-07 | 6 | 9473.2383
2027-08-07 | 7 | 9591.8805
2027-08-07 | 8 | 9676.6038
2027-08-07 | 9 | 9926.4778
2027-08-07 | 10 | 10252.6096
2027-08-07 | 11 | 10451.2885
2027-08-07 | 12 | 10559.514
2027-08-07 | 13 | 10651.6668
2027-08-07 | 14 | 10675.5921
2027-08-07 | 15 | 10673.5263
2027-08-07 | 16 | 10724.5864
2027-08-07 | 17 | 10719.2856
2027-08-07 | 18 | 10742.5141
2027-08-07 | 19 | 10616.8938
2027-08-07 | 20 | 10536.9418
2027-08-07 | 21 | 10410.4421
2027-08-07 | 22 | 10401.8192
2027-08-07 | 23 | 10148.4628
2027-08-07 | 24 | 9859.2264
2027-08-08 | 1 | 9609.07
2027-08-08 | 2 | 9421.561
2027-08-08 | 3 | 9286.3417
2027-08-08 | 4 | 9215.7492
2027-08-08 | 5 | 9229.364
2027-08-08 | 6 | 9226.2993
2027-08-08 | 7 | 9309.8898
2027-08-08 | 8 | 9350.6253
2027-08-08 | 9 | 9578.0547
2027-08-08 | 10 | 9895.0865
2027-08-08 | 11 | 10100.9645
2027-08-08 | 12 | 10269.0239
2027-08-08 | 13 | 10343.8723
2027-08-08 | 14 | 10282.5878
2027-08-08 | 15 | 10274.2829
2027-08-08 | 16 | 10343.3246
2027-08-08 | 17 | 10607.383
2027-08-08 | 18 | 10545.5527
2027-08-08 | 19 | 10606.2376
2027-08-08 | 20 | 10482.9813
2027-08-08 | 21 | 10407.4286
2027-08-08 | 22 | 10477.5751
2027-08-08 | 23 | 10164.2474
2027-08-08 | 24 | 9865.4907
2027-08-09 | 1 | 9595.8303
2027-08-09 | 2 | 9455.0279
2027-08-09 | 3 | 9344.9718
2027-08-09 | 4 | 9267.4392
2027-08-09 | 5 | 9332.5389
2027-08-09 | 6 | 9485.1232
2027-08-09 | 7 | 9865.9708
2027-08-09 | 8 | 10172.4175
2027-08-09 | 9 | 10431.2694
2027-08-09 | 10 | 10576.1492
2027-08-09 | 11 | 10756.4718
2027-08-09 | 12 | 10751.3174
2027-08-09 | 13 | 10679.4694
2027-08-09 | 14 | 10865.5955
2027-08-09 | 15 | 10659.6179
2027-08-09 | 16 | 10707.0917
2027-08-09 | 17 | 10750.1189
2027-08-09 | 18 | 10744.9205
2027-08-09 | 19 | 10588.518
2027-08-09 | 20 | 10525.2972
2027-08-09 | 21 | 10466.1285
2027-08-09 | 22 | 10473.3603
2027-08-09 | 23 | 10194.8769
2027-08-09 | 24 | 9828.2088
2027-08-10 | 1 | 9541.0091
2027-08-10 | 2 | 9337.9521
2027-08-10 | 3 | 9284.5863
2027-08-10 | 4 | 9247.2645
2027-08-10 | 5 | 9277.1762
2027-08-10 | 6 | 9371.8191
2027-08-10 | 7 | 9693.4528
2027-08-10 | 8 | 9998.0221
2027-08-10 | 9 | 10311.3314
2027-08-10 | 10 | 10471.2269
2027-08-10 | 11 | 10577.0949
2027-08-10 | 12 | 10643.1466
2027-08-10 | 13 | 10681.8337
2027-08-10 | 14 | 10747.4383
2027-08-10 | 15 | 10802.0143
2027-08-10 | 16 | 10884.9028
2027-08-10 | 17 | 10886.6875
2027-08-10 | 18 | 10917.7541
2027-08-10 | 19 | 10791.6368
2027-08-10 | 20 | 10766.5677
2027-08-10 | 21 | 10725.3604
2027-08-10 | 22 | 10699.0548
2027-08-10 | 23 | 10435.3959
2027-08-10 | 24 | 10063.2916
2027-08-11 | 1 | 9813.0871
2027-08-11 | 2 | 9551.7271
2027-08-11 | 3 | 9422.1068
2027-08-11 | 4 | 9346.7769
2027-08-11 | 5 | 9341.1053
2027-08-11 | 6 | 9500.7278
2027-08-11 | 7 | 9822.8195
2027-08-11 | 8 | 10117.035
2027-08-11 | 9 | 10499.6466
2027-08-11 | 10 | 10731.3592
2027-08-11 | 11 | 10841.8872
2027-08-11 | 12 | 10865.8469
2027-08-11 | 13 | 10835.9373
2027-08-11 | 14 | 10849.8907
2027-08-11 | 15 | 10943.9145
2027-08-11 | 16 | 10902.6604
2027-08-11 | 17 | 10875.4943
2027-08-11 | 18 | 10955.4642
2027-08-11 | 19 | 10817.1182
2027-08-11 | 20 | 10739.3893
2027-08-11 | 21 | 10666.4981
2027-08-11 | 22 | 10724.3595
2027-08-11 | 23 | 10395.5748
2027-08-11 | 24 | 9978.1772
2027-08-12 | 1 | 9677.2722
2027-08-12 | 2 | 9510.7432
2027-08-12 | 3 | 9399.1622
2027-08-12 | 4 | 9344.8955
2027-08-12 | 5 | 9359.3743
2027-08-12 | 6 | 9490.2294
2027-08-12 | 7 | 9786.3986
2027-08-12 | 8 | 10101.3033
2027-08-12 | 9 | 10427.5736
2027-08-12 | 10 | 10614.5964
2027-08-12 | 11 | 10713.1511
2027-08-12 | 12 | 10738.9812
2027-08-12 | 13 | 10761.8722
2027-08-12 | 14 | 10786.1888
2027-08-12 | 15 | 10807.2576
2027-08-12 | 16 | 10784.6747
2027-08-12 | 17 | 10777.5167
2027-08-12 | 18 | 10875.8585
2027-08-12 | 19 | 10607.3121
2027-08-12 | 20 | 10539.1718
2027-08-12 | 21 | 10450.9858
2027-08-12 | 22 | 10513.8377
2027-08-12 | 23 | 10186.2959
2027-08-12 | 24 | 9884.4841
2027-08-13 | 1 | 9663.9188
2027-08-13 | 2 | 9473.4852
2027-08-13 | 3 | 9356.91
2027-08-13 | 4 | 9301.7057
2027-08-13 | 5 | 9332.7169
2027-08-13 | 6 | 9462.4728
2027-08-13 | 7 | 9777.4604
2027-08-13 | 8 | 10054.5722
2027-08-13 | 9 | 10372.9634
2027-08-13 | 10 | 10555.1435
2027-08-13 | 11 | 10627.6717
2027-08-13 | 12 | 10664.2303
2027-08-13 | 13 | 10656.608
2027-08-13 | 14 | 10699.8729
2027-08-13 | 15 | 10714.0583
2027-08-13 | 16 | 10760.1943
2027-08-13 | 17 | 10807.8251
2027-08-13 | 18 | 10803.9208
2027-08-13 | 19 | 10656.8757
2027-08-13 | 20 | 10584.9521
2027-08-13 | 21 | 10550.3772
2027-08-13 | 22 | 10564.5842
2027-08-13 | 23 | 10251.5433
2027-08-13 | 24 | 9955.3727
2027-08-14 | 1 | 9671.5595
2027-08-14 | 2 | 9457.0337
2027-08-14 | 3 | 9345.7587
2027-08-14 | 4 | 9287.4047
2027-08-14 | 5 | 9273.2563
2027-08-14 | 6 | 9264.4501
2027-08-14 | 7 | 9369.2351
2027-08-14 | 8 | 9449.0198
2027-08-14 | 9 | 9783.7874
2027-08-14 | 10 | 10091.1223
2027-08-14 | 11 | 10266.8081
2027-08-14 | 12 | 10370.9782
2027-08-14 | 13 | 10459.2383
2027-08-14 | 14 | 10535.247
2027-08-14 | 15 | 10531.6369
2027-08-14 | 16 | 10566.2673
2027-08-14 | 17 | 10658.7323
2027-08-14 | 18 | 10697.7641
2027-08-14 | 19 | 10596.0081
2027-08-14 | 20 | 10597.3631
2027-08-14 | 21 | 10457.4773
2027-08-14 | 22 | 10519.3275
2027-08-14 | 23 | 10332.582
2027-08-14 | 24 | 10010.9111
2027-08-15 | 1 | 9813.3742
2027-08-15 | 2 | 9566.6538
2027-08-15 | 3 | 9419.942
2027-08-15 | 4 | 9333.4298
2027-08-15 | 5 | 9301.1163
2027-08-15 | 6 | 9306.9498
2027-08-15 | 7 | 9390.3089
2027-08-15 | 8 | 9402.4239
2027-08-15 | 9 | 9624.9409
2027-08-15 | 10 | 9885.0973
2027-08-15 | 11 | 10118.995
2027-08-15 | 12 | 10312.9787
2027-08-15 | 13 | 10423.6735
2027-08-15 | 14 | 10462.0945
2027-08-15 | 15 | 10441.4086
2027-08-15 | 16 | 10464.7602
2027-08-15 | 17 | 10568.1388
2027-08-15 | 18 | 10699.6509
2027-08-15 | 19 | 10524.5901
2027-08-15 | 20 | 10469.1948
2027-08-15 | 21 | 10383.3836
2027-08-15 | 22 | 10408.5725
2027-08-15 | 23 | 10163.705
2027-08-15 | 24 | 9916.7141
2027-08-16 | 1 | 9684.9594
2027-08-16 | 2 | 9509.966
2027-08-16 | 3 | 9381.8243
2027-08-16 | 4 | 9327.6027
2027-08-16 | 5 | 9345.6054
2027-08-16 | 6 | 9459.0689
2027-08-16 | 7 | 9763.9576
2027-08-16 | 8 | 10063.4001
2027-08-16 | 9 | 10366.2298
2027-08-16 | 10 | 10532.3278
2027-08-16 | 11 | 10614.1896
2027-08-16 | 12 | 10653.3
2027-08-16 | 13 | 10650.1179
2027-08-16 | 14 | 10696.5594
2027-08-16 | 15 | 10712.8066
2027-08-16 | 16 | 10833.83
2027-08-16 | 17 | 10913.9978
2027-08-16 | 18 | 10932.2557
2027-08-16 | 19 | 10776.7425
2027-08-16 | 20 | 10679.2767
2027-08-16 | 21 | 10571.2401
2027-08-16 | 22 | 10609.0616
2027-08-16 | 23 | 10254.5365
2027-08-16 | 24 | 9888.5186
2027-08-17 | 1 | 9591.3923
2027-08-17 | 2 | 9378.7382
2027-08-17 | 3 | 9314.0285
2027-08-17 | 4 | 9265.4594
2027-08-17 | 5 | 9317.6006
2027-08-17 | 6 | 9426.1262
2027-08-17 | 7 | 9704.6629
2027-08-17 | 8 | 10034.6604
2027-08-17 | 9 | 10344.509
2027-08-17 | 10 | 10484.4117
2027-08-17 | 11 | 10559.0967
2027-08-17 | 12 | 10602.5898
2027-08-17 | 13 | 10622.632
2027-08-17 | 14 | 10713.7149
2027-08-17 | 15 | 10779.6479
2027-08-17 | 16 | 10836.7733
2027-08-17 | 17 | 10918.4546
2027-08-17 | 18 | 10942.8386
2027-08-17 | 19 | 10725.1826
2027-08-17 | 20 | 10660.3651
2027-08-17 | 21 | 10593.9751
2027-08-17 | 22 | 10560.7701
2027-08-17 | 23 | 10283.999
2027-08-17 | 24 | 9907.5783
2027-08-18 | 1 | 9536.6652
2027-08-18 | 2 | 9356.1732
2027-08-18 | 3 | 9259.211
2027-08-18 | 4 | 9210.3772
2027-08-18 | 5 | 9284.7114
2027-08-18 | 6 | 9433.4327
2027-08-18 | 7 | 9720.2499
2027-08-18 | 8 | 10042.4406
2027-08-18 | 9 | 10370.5348
2027-08-18 | 10 | 10544.9287
2027-08-18 | 11 | 10764.9932
2027-08-18 | 12 | 10839.0827
2027-08-18 | 13 | 10894.3665
2027-08-18 | 14 | 10979.5987
2027-08-18 | 15 | 10997.5018
2027-08-18 | 16 | 11077.465
2027-08-18 | 17 | 11127.5335
2027-08-18 | 18 | 11157.4727
2027-08-18 | 19 | 11103.3839
2027-08-18 | 20 | 10949.7978
2027-08-18 | 21 | 10857.1134
2027-08-18 | 22 | 10726.0606
2027-08-18 | 23 | 10360.2584
2027-08-18 | 24 | 10072.9249
2027-08-19 | 1 | 9698.3007
2027-08-19 | 2 | 9517.2186
2027-08-19 | 3 | 9407.872
2027-08-19 | 4 | 9328.7168
2027-08-19 | 5 | 9352.4396
2027-08-19 | 6 | 9507.0819
2027-08-19 | 7 | 9776.6927
2027-08-19 | 8 | 10103.8843
2027-08-19 | 9 | 10394.2376
2027-08-19 | 10 | 10651.5357
2027-08-19 | 11 | 10841.5912
2027-08-19 | 12 | 10962.6327
2027-08-19 | 13 | 11010.5686
2027-08-19 | 14 | 11124.1508
2027-08-19 | 15 | 11160.3398
2027-08-19 | 16 | 11230.069
2027-08-19 | 17 | 11291.6711
2027-08-19 | 18 | 11247.84
2027-08-19 | 19 | 11069.6381
2027-08-19 | 20 | 10950.0562
2027-08-19 | 21 | 10787.5988
2027-08-19 | 22 | 10691.4564
2027-08-19 | 23 | 10306.0505
2027-08-19 | 24 | 9996.0125
2027-08-20 | 1 | 9640.3368
2027-08-20 | 2 | 9440.3766
2027-08-20 | 3 | 9327.6988
2027-08-20 | 4 | 9283.8818
2027-08-20 | 5 | 9304.1101
2027-08-20 | 6 | 9463.998
2027-08-20 | 7 | 9723.7349
2027-08-20 | 8 | 10061.5991
2027-08-20 | 9 | 10393.693
2027-08-20 | 10 | 10641.2358
2027-08-20 | 11 | 10819.7917
2027-08-20 | 12 | 10961.7324
2027-08-20 | 13 | 11074.5509
2027-08-20 | 14 | 11187.0483
2027-08-20 | 15 | 11243.7257
2027-08-20 | 16 | 11326.9626
2027-08-20 | 17 | 11363.3319
2027-08-20 | 18 | 11336.4887
2027-08-20 | 19 | 11156.8789
2027-08-20 | 20 | 11099.8265
2027-08-20 | 21 | 10918.7457
2027-08-20 | 22 | 10884.156
2027-08-20 | 23 | 10503.5914
2027-08-20 | 24 | 10146.9459
2027-08-21 | 1 | 9855.8763
2027-08-21 | 2 | 9674.2328
2027-08-21 | 3 | 9535.6054
2027-08-21 | 4 | 9482.9027
2027-08-21 | 5 | 9464.3403
2027-08-21 | 6 | 9541.4569
2027-08-21 | 7 | 9610.9248
2027-08-21 | 8 | 9676.4891
2027-08-21 | 9 | 9988.9217
2027-08-21 | 10 | 10258.2118
2027-08-21 | 11 | 10546.7364
2027-08-21 | 12 | 10617.8153
2027-08-21 | 13 | 10588.2105
2027-08-21 | 14 | 10543.0462
2027-08-21 | 15 | 10446.993
2027-08-21 | 16 | 10548.2494
2027-08-21 | 17 | 10651.8799
2027-08-21 | 18 | 10741.0795
2027-08-21 | 19 | 10638.326
2027-08-21 | 20 | 10477.6902
2027-08-21 | 21 | 10426.1794
2027-08-21 | 22 | 10423.3567
2027-08-21 | 23 | 10145.1797
2027-08-21 | 24 | 9848.4831
2027-08-22 | 1 | 9605.8769
2027-08-22 | 2 | 9437.0492
2027-08-22 | 3 | 9286.8363
2027-08-22 | 4 | 9205.8596
2027-08-22 | 5 | 9182.5214
2027-08-22 | 6 | 9235.5435
2027-08-22 | 7 | 9284.8585
2027-08-22 | 8 | 9346.7634
2027-08-22 | 9 | 9599.2667
2027-08-22 | 10 | 9947.674
2027-08-22 | 11 | 10167.3841
2027-08-22 | 12 | 10307.2755
2027-08-22 | 13 | 10416.2476
2027-08-22 | 14 | 10422.9332
2027-08-22 | 15 | 10658.8409
2027-08-22 | 16 | 10517.5875
2027-08-22 | 17 | 10591.8747
2027-08-22 | 18 | 10652.582
2027-08-22 | 19 | 10598.6267
2027-08-22 | 20 | 10578.5013
2027-08-22 | 21 | 10525.2522
2027-08-22 | 22 | 10513.9024
2027-08-22 | 23 | 10222.8671
2027-08-22 | 24 | 9852.5221
2027-08-23 | 1 | 9600.369
2027-08-23 | 2 | 9487.3399
2027-08-23 | 3 | 9382.2779
2027-08-23 | 4 | 9315.0322
2027-08-23 | 5 | 9338.4729
2027-08-23 | 6 | 9533.0595
2027-08-23 | 7 | 9735.9657
2027-08-23 | 8 | 10121.4765
2027-08-23 | 9 | 10450.925
2027-08-23 | 10 | 10659.3279
2027-08-23 | 11 | 10833.5803
2027-08-23 | 12 | 10940.7456
2027-08-23 | 13 | 11033.42
2027-08-23 | 14 | 11111.2521
2027-08-23 | 15 | 11207.7099
2027-08-23 | 16 | 11317.7322
2027-08-23 | 17 | 11332.4798
2027-08-23 | 18 | 11316.2773
2027-08-23 | 19 | 11167.7249
2027-08-23 | 20 | 11068.6222
2027-08-23 | 21 | 10922.9641
2027-08-23 | 22 | 10758.6237
2027-08-23 | 23 | 10432.5363
2027-08-23 | 24 | 10047.1465
2027-08-24 | 1 | 9711.904
2027-08-24 | 2 | 9474.2749
2027-08-24 | 3 | 9379.8118
2027-08-24 | 4 | 9352.4124
2027-08-24 | 5 | 9362.9712
2027-08-24 | 6 | 9531.5063
2027-08-24 | 7 | 9785.6171
2027-08-24 | 8 | 10150.2221
2027-08-24 | 9 | 10448.9528
2027-08-24 | 10 | 10614.9191
2027-08-24 | 11 | 10736.7263
2027-08-24 | 12 | 10778.0243
2027-08-24 | 13 | 10808.2665
2027-08-24 | 14 | 10861.5685
2027-08-24 | 15 | 10857.2425
2027-08-24 | 16 | 10887.9306
2027-08-24 | 17 | 10981.3094
2027-08-24 | 18 | 10926.134
2027-08-24 | 19 | 10735.3875
2027-08-24 | 20 | 10591.8547
2027-08-24 | 21 | 10642.7107
2027-08-24 | 22 | 10634.0649
2027-08-24 | 23 | 10264.4218
2027-08-24 | 24 | 9893.0996
2027-08-25 | 1 | 9559.2447
2027-08-25 | 2 | 9372.1848
2027-08-25 | 3 | 9271.5159
2027-08-25 | 4 | 9269.33
2027-08-25 | 5 | 9296.8671
2027-08-25 | 6 | 9455.5737
2027-08-25 | 7 | 9658.8638
2027-08-25 | 8 | 10051.5818
2027-08-25 | 9 | 10353.4076
2027-08-25 | 10 | 10508.9849
2027-08-25 | 11 | 10605.5621
2027-08-25 | 12 | 10596.7
2027-08-25 | 13 | 10633.9895
2027-08-25 | 14 | 10621.7446
2027-08-25 | 15 | 10690.5115
2027-08-25 | 16 | 10760.1052
2027-08-25 | 17 | 10770.1074
2027-08-25 | 18 | 10770.7655
2027-08-25 | 19 | 10672.5908
2027-08-25 | 20 | 10548.1359
2027-08-25 | 21 | 10529.9881
2027-08-25 | 22 | 10440.6056
2027-08-25 | 23 | 10103.3445
2027-08-25 | 24 | 9812.8195
2027-08-26 | 1 | 9506.1373
2027-08-26 | 2 | 9344.7816
2027-08-26 | 3 | 9258.3606
2027-08-26 | 4 | 9261.714
2027-08-26 | 5 | 9294.8032
2027-08-26 | 6 | 9411.7609
2027-08-26 | 7 | 9636.528
2027-08-26 | 8 | 9989.9018
2027-08-26 | 9 | 10276.113
2027-08-26 | 10 | 10479.4407
2027-08-26 | 11 | 10626.0523
2027-08-26 | 12 | 10733.0514
2027-08-26 | 13 | 10830.9888
2027-08-26 | 14 | 10835.0453
2027-08-26 | 15 | 10848.8885
2027-08-26 | 16 | 10996.8364
2027-08-26 | 17 | 11099.9139
2027-08-26 | 18 | 11073.8474
2027-08-26 | 19 | 10880.2234
2027-08-26 | 20 | 10730.9486
2027-08-26 | 21 | 10677.5724
2027-08-26 | 22 | 10617.522
2027-08-26 | 23 | 10267.5929
2027-08-26 | 24 | 9962.0384
2027-08-27 | 1 | 9668.8022
2027-08-27 | 2 | 9440.9945
2027-08-27 | 3 | 9304.6572
2027-08-27 | 4 | 9193.9631
2027-08-27 | 5 | 9229.3636
2027-08-27 | 6 | 9401.7987
2027-08-27 | 7 | 9655.4152
2027-08-27 | 8 | 9986.0511
2027-08-27 | 9 | 10311.0668
2027-08-27 | 10 | 10500.5773
2027-08-27 | 11 | 10647.8129
2027-08-27 | 12 | 10729.272
2027-08-27 | 13 | 10712.8025
2027-08-27 | 14 | 10800.4392
2027-08-27 | 15 | 10827.1015
2027-08-27 | 16 | 10910.1016
2027-08-27 | 17 | 10898.2667
2027-08-27 | 18 | 10819.5984
2027-08-27 | 19 | 10735.635
2027-08-27 | 20 | 10640.6721
2027-08-27 | 21 | 10575.6013
2027-08-27 | 22 | 10537.0444
2027-08-27 | 23 | 10244.9822
2027-08-27 | 24 | 9922.5138
2027-08-28 | 1 | 9647.9938
2027-08-28 | 2 | 9407.024
2027-08-28 | 3 | 9310.1794
2027-08-28 | 4 | 9342.7463
2027-08-28 | 5 | 9323.8676
2027-08-28 | 6 | 9426.4094
2027-08-28 | 7 | 9444.1567
2027-08-28 | 8 | 9475.8703
2027-08-28 | 9 | 9685.6293
2027-08-28 | 10 | 9920.2432
2027-08-28 | 11 | 10073.3067
2027-08-28 | 12 | 10135.6949
2027-08-28 | 13 | 10124.6382
2027-08-28 | 14 | 10151.8999
2027-08-28 | 15 | 10083.075
2027-08-28 | 16 | 10119.7175
2027-08-28 | 17 | 10190.2253
2027-08-28 | 18 | 10228.2537
2027-08-28 | 19 | 10175.3459
2027-08-28 | 20 | 10109.6362
2027-08-28 | 21 | 10141.8744
2027-08-28 | 22 | 10086.5157
2027-08-28 | 23 | 9875.9107
2027-08-28 | 24 | 9627.9337
2027-08-29 | 1 | 9399.4152
2027-08-29 | 2 | 9208.0496
2027-08-29 | 3 | 9103.9431
2027-08-29 | 4 | 9057.6379
2027-08-29 | 5 | 9056.31
2027-08-29 | 6 | 9122.1594
2027-08-29 | 7 | 9102.0716
2027-08-29 | 8 | 9204.4743
2027-08-29 | 9 | 9351.5182
2027-08-29 | 10 | 9587.206
2027-08-29 | 11 | 9749.2597
2027-08-29 | 12 | 9841.0978
2027-08-29 | 13 | 9933.4269
2027-08-29 | 14 | 9981.7276
2027-08-29 | 15 | 10006.2476
2027-08-29 | 16 | 10050.8694
2027-08-29 | 17 | 10142.7677
2027-08-29 | 18 | 10218.4267
2027-08-29 | 19 | 10174.534
2027-08-29 | 20 | 10172.3395
2027-08-29 | 21 | 10216.0225
2027-08-29 | 22 | 10127.7715
2027-08-29 | 23 | 9851.1321
2027-08-29 | 24 | 9535.4802
2027-08-30 | 1 | 9282.9276
2027-08-30 | 2 | 9220.9999
2027-08-30 | 3 | 9144.4845
2027-08-30 | 4 | 9093.7121
2027-08-30 | 5 | 9094.3496
2027-08-30 | 6 | 9268.9676
2027-08-30 | 7 | 9491.4782
2027-08-30 | 8 | 9859.2325
2027-08-30 | 9 | 10158.7951
2027-08-30 | 10 | 10335.5026
2027-08-30 | 11 | 10432.8377
2027-08-30 | 12 | 10567.384
2027-08-30 | 13 | 10542.9676
2027-08-30 | 14 | 10581.2555
2027-08-30 | 15 | 10596.7616
2027-08-30 | 16 | 10639.7463
2027-08-30 | 17 | 10692.56
2027-08-30 | 18 | 10669.9864
2027-08-30 | 19 | 10547.2588
2027-08-30 | 20 | 10430.3665
2027-08-30 | 21 | 10454.2156
2027-08-30 | 22 | 10330.2694
2027-08-30 | 23 | 9971.5145
2027-08-30 | 24 | 9622.0867
2027-08-31 | 1 | 9331.1561
2027-08-31 | 2 | 9147.6988
2027-08-31 | 3 | 9070.4055
2027-08-31 | 4 | 9036.2649
2027-08-31 | 5 | 9070.1146
2027-08-31 | 6 | 9277.9747
2027-08-31 | 7 | 9485.3402
2027-08-31 | 8 | 9886.8178
2027-08-31 | 9 | 10174.5859
2027-08-31 | 10 | 10334.4936
2027-08-31 | 11 | 10414.4943
2027-08-31 | 12 | 10434.8544
2027-08-31 | 13 | 10413.6372
2027-08-31 | 14 | 10551.0918
2027-08-31 | 15 | 10575.1119
2027-08-31 | 16 | 10672.8932
2027-08-31 | 17 | 10756.6015
2027-08-31 | 18 | 10738.3689
2027-08-31 | 19 | 10605.1047
2027-08-31 | 20 | 10533.3596
2027-08-31 | 21 | 10575.6071
2027-08-31 | 22 | 10447.0864
2027-08-31 | 23 | 10181.9942
2027-08-31 | 24 | 9765.2255
2027-09-01 | 1 | 9525.6745
2027-09-01 | 2 | 9265.0905
2027-09-01 | 3 | 9159.8276
2027-09-01 | 4 | 9090.682
2027-09-01 | 5 | 9145.1701
2027-09-01 | 6 | 9301.751
2027-09-01 | 7 | 9503.5282
2027-09-01 | 8 | 9868.5526
2027-09-01 | 9 | 10158.8736
2027-09-01 | 10 | 10307.9446
2027-09-01 | 11 | 10452.6372
2027-09-01 | 12 | 10440.4097
2027-09-01 | 13 | 10470.1827
2027-09-01 | 14 | 10434.4406
2027-09-01 | 15 | 10429.1126
2027-09-01 | 16 | 10421.4011
2027-09-01 | 17 | 10421.0229
2027-09-01 | 18 | 10417.8582
2027-09-01 | 19 | 10299.0941
2027-09-01 | 20 | 10242.5772
2027-09-01 | 21 | 10356.0068
2027-09-01 | 22 | 10290.3027
2027-09-01 | 23 | 9979.4832
2027-09-01 | 24 | 9641.7066
2027-09-02 | 1 | 9371.7337
2027-09-02 | 2 | 9234.6495
2027-09-02 | 3 | 9136.6129
2027-09-02 | 4 | 9089.3326
2027-09-02 | 5 | 9087.1708
2027-09-02 | 6 | 9252.7931
2027-09-02 | 7 | 9434.9781
2027-09-02 | 8 | 9797.6198
2027-09-02 | 9 | 10097.0008
2027-09-02 | 10 | 10224.0347
2027-09-02 | 11 | 10288.7285
2027-09-02 | 12 | 10289.939
2027-09-02 | 13 | 10259.9071
2027-09-02 | 14 | 10270.6867
2027-09-02 | 15 | 10259.1492
2027-09-02 | 16 | 10254.6632
2027-09-02 | 17 | 10281.7972
2027-09-02 | 18 | 10298.7226
2027-09-02 | 19 | 10231.7409
2027-09-02 | 20 | 10187.3989
2027-09-02 | 21 | 10270.8531
2027-09-02 | 22 | 10179.7153
2027-09-02 | 23 | 9949.3346
2027-09-02 | 24 | 9606.1514
2027-09-03 | 1 | 9360.6055
2027-09-03 | 2 | 9232.4055
2027-09-03 | 3 | 9143.4751
2027-09-03 | 4 | 9111.3609
2027-09-03 | 5 | 9144.7703
2027-09-03 | 6 | 9277.2611
2027-09-03 | 7 | 9454.3108
2027-09-03 | 8 | 9891.9285
2027-09-03 | 9 | 10111.2724
2027-09-03 | 10 | 10281.5086
2027-09-03 | 11 | 10297.5748
2027-09-03 | 12 | 10332.8934
2027-09-03 | 13 | 10382.3859
2027-09-03 | 14 | 10339.0768
2027-09-03 | 15 | 10355.3456
2027-09-03 | 16 | 10378.176
2027-09-03 | 17 | 10481.2234
2027-09-03 | 18 | 10425.0119
2027-09-03 | 19 | 10349.6438
2027-09-03 | 20 | 10305.3475
2027-09-03 | 21 | 10357.7263
2027-09-03 | 22 | 10242.0153
2027-09-03 | 23 | 9903.5594
2027-09-03 | 24 | 9634.6707
2027-09-04 | 1 | 9330.7742
2027-09-04 | 2 | 9118.9536
2027-09-04 | 3 | 9021.3647
2027-09-04 | 4 | 8968.2561
2027-09-04 | 5 | 9022.5897
2027-09-04 | 6 | 9078.8712
2027-09-04 | 7 | 9091.0251
2027-09-04 | 8 | 9252.1064
2027-09-04 | 9 | 9447.75
2027-09-04 | 10 | 9671.3143
2027-09-04 | 11 | 9868.9217
2027-09-04 | 12 | 9870.025
2027-09-04 | 13 | 9914.543
2027-09-04 | 14 | 9977.3486
2027-09-04 | 15 | 10039.7333
2027-09-04 | 16 | 10050.7678
2027-09-04 | 17 | 10116.1193
2027-09-04 | 18 | 10177.1622
2027-09-04 | 19 | 10124.3991
2027-09-04 | 20 | 10123.6441
2027-09-04 | 21 | 10112.5793
2027-09-04 | 22 | 10021.4054
2027-09-04 | 23 | 9798.6
2027-09-04 | 24 | 9541.1759
2027-09-05 | 1 | 9306.9876
2027-09-05 | 2 | 9184.3831
2027-09-05 | 3 | 9040.2118
2027-09-05 | 4 | 8975.5255
2027-09-05 | 5 | 9023.2833
2027-09-05 | 6 | 9109.0069
2027-09-05 | 7 | 9075.2739
2027-09-05 | 8 | 9223.8252
2027-09-05 | 9 | 9441.5197
2027-09-05 | 10 | 9723.4472
2027-09-05 | 11 | 9897.4921
2027-09-05 | 12 | 10038.5118
2027-09-05 | 13 | 10142.9627
2027-09-05 | 14 | 10170.5222
2027-09-05 | 15 | 10196.6592
2027-09-05 | 16 | 10227.5728
2027-09-05 | 17 | 10289.6228
2027-09-05 | 18 | 10319.4372
2027-09-05 | 19 | 10220.3425
2027-09-05 | 20 | 10105.8452
2027-09-05 | 21 | 10183.1366
2027-09-05 | 22 | 10085.4089
2027-09-05 | 23 | 9853.2768
2027-09-05 | 24 | 9558.7522
2027-09-06 | 1 | 9337.3723
2027-09-06 | 2 | 9204.5128
2027-09-06 | 3 | 9059.419
2027-09-06 | 4 | 9021.8403
2027-09-06 | 5 | 9030.0788
2027-09-06 | 6 | 9072.7252
2027-09-06 | 7 | 9028.8911
2027-09-06 | 8 | 9215.8594
2027-09-06 | 9 | 9442.5128
2027-09-06 | 10 | 9696.4071
2027-09-06 | 11 | 9843.5337
2027-09-06 | 12 | 9964.4429
2027-09-06 | 13 | 9949.6911
2027-09-06 | 14 | 9924.7962
2027-09-06 | 15 | 9887.2356
2027-09-06 | 16 | 9956.4048
2027-09-06 | 17 | 9941.9707
2027-09-06 | 18 | 10014.6479
2027-09-06 | 19 | 9930.0095
2027-09-06 | 20 | 9873.2692
2027-09-06 | 21 | 9987.6359
2027-09-06 | 22 | 9871.0125
2027-09-06 | 23 | 9668.029
2027-09-06 | 24 | 9411.6532
2027-09-07 | 1 | 9186.538
2027-09-07 | 2 | 9113.2837
2027-09-07 | 3 | 9014.602
2027-09-07 | 4 | 8975.5216
2027-09-07 | 5 | 9008.6127
2027-09-07 | 6 | 9171.0088
2027-09-07 | 7 | 9378.7235
2027-09-07 | 8 | 9844.4683
2027-09-07 | 9 | 10066.0296
2027-09-07 | 10 | 10222.9501
2027-09-07 | 11 | 10296.8721
2027-09-07 | 12 | 10359.7277
2027-09-07 | 13 | 10362.1918
2027-09-07 | 14 | 10405.0422
2027-09-07 | 15 | 10467.2064
2027-09-07 | 16 | 10509.9076
2027-09-07 | 17 | 10522.3073
2027-09-07 | 18 | 10530.4061
2027-09-07 | 19 | 10387.1717
2027-09-07 | 20 | 10266.9232
2027-09-07 | 21 | 10282.8563
2027-09-07 | 22 | 10112.8033
2027-09-07 | 23 | 9847.4419
2027-09-07 | 24 | 9517.5989
2027-09-08 | 1 | 9251.7623
2027-09-08 | 2 | 9013.8185
2027-09-08 | 3 | 8926.6602
2027-09-08 | 4 | 8892.8638
2027-09-08 | 5 | 8931.7139
2027-09-08 | 6 | 9103.6608
2027-09-08 | 7 | 9359.948
2027-09-08 | 8 | 9829.8696
2027-09-08 | 9 | 10036.5746
2027-09-08 | 10 | 10243.4401
2027-09-08 | 11 | 10402.4763
2027-09-08 | 12 | 10618.951
2027-09-08 | 13 | 10783.6877
2027-09-08 | 14 | 10914.1823
2027-09-08 | 15 | 10942.1338
2027-09-08 | 16 | 11084.9491
2027-09-08 | 17 | 11139.1823
2027-09-08 | 18 | 11156.689
2027-09-08 | 19 | 10949.0566
2027-09-08 | 20 | 10761.158
2027-09-08 | 21 | 10558.0591
2027-09-08 | 22 | 10324.8437
2027-09-08 | 23 | 9990.9067
2027-09-08 | 24 | 9663.4599
2027-09-09 | 1 | 9398.1943
2027-09-09 | 2 | 9261.7175
2027-09-09 | 3 | 9127.7932
2027-09-09 | 4 | 9079.1234
2027-09-09 | 5 | 9112.6282
2027-09-09 | 6 | 9290.1886
2027-09-09 | 7 | 9544.6917
2027-09-09 | 8 | 9932.2814
2027-09-09 | 9 | 10214.2176
2027-09-09 | 10 | 10408.473
2027-09-09 | 11 | 10525.7408
2027-09-09 | 12 | 10575.8861
2027-09-09 | 13 | 10588.8519
2027-09-09 | 14 | 10650.0331
2027-09-09 | 15 | 10714.913
2027-09-09 | 16 | 10810.8114
2027-09-09 | 17 | 10835.4309
2027-09-09 | 18 | 10746.6443
2027-09-09 | 19 | 10539.3523
2027-09-09 | 20 | 10377.5005
2027-09-09 | 21 | 10447.3146
2027-09-09 | 22 | 10194.9119
2027-09-09 | 23 | 9899.7045
2027-09-09 | 24 | 9627.2894
2027-09-10 | 1 | 9355.448
2027-09-10 | 2 | 9175.4834
2027-09-10 | 3 | 9036.0927
2027-09-10 | 4 | 8954.1918
2027-09-10 | 5 | 8986.274
2027-09-10 | 6 | 9187.953
2027-09-10 | 7 | 9388.1675
2027-09-10 | 8 | 9823.4587
2027-09-10 | 9 | 10046.5228
2027-09-10 | 10 | 10244.0416
2027-09-10 | 11 | 10394.1157
2027-09-10 | 12 | 10449.345
2027-09-10 | 13 | 10652.425
2027-09-10 | 14 | 10779.9635
2027-09-10 | 15 | 10580.1178
2027-09-10 | 16 | 10652.8823
2027-09-10 | 17 | 10682.6108
2027-09-10 | 18 | 10734.5405
2027-09-10 | 19 | 10530.2662
2027-09-10 | 20 | 10362.0701
2027-09-10 | 21 | 10425.3557
2027-09-10 | 22 | 10250.9634
2027-09-10 | 23 | 9972.8379
2027-09-10 | 24 | 9634.5631
2027-09-11 | 1 | 9380.1087
2027-09-11 | 2 | 9192.8607
2027-09-11 | 3 | 9064.3708
2027-09-11 | 4 | 8937.1414
2027-09-11 | 5 | 8936.1673
2027-09-11 | 6 | 9028.7268
2027-09-11 | 7 | 9145.6227
2027-09-11 | 8 | 9361.2552
2027-09-11 | 9 | 9402.6185
2027-09-11 | 10 | 9670.0684
2027-09-11 | 11 | 9942.548
2027-09-11 | 12 | 10148.7342
2027-09-11 | 13 | 10332.4149
2027-09-11 | 14 | 10397.3777
2027-09-11 | 15 | 10376.2905
2027-09-11 | 16 | 10434.8627
2027-09-11 | 17 | 10500.8521
2027-09-11 | 18 | 10495.9382
2027-09-11 | 19 | 10302.5528
2027-09-11 | 20 | 10184.5823
2027-09-11 | 21 | 10110.611
2027-09-11 | 22 | 9952.9375
2027-09-11 | 23 | 9773.9811
2027-09-11 | 24 | 9542.0746
2027-09-12 | 1 | 9289.9509
2027-09-12 | 2 | 9137.2628
2027-09-12 | 3 | 9035.6776
2027-09-12 | 4 | 8965.6158
2027-09-12 | 5 | 8963.4935
2027-09-12 | 6 | 9031.4767
2027-09-12 | 7 | 9130.0812
2027-09-12 | 8 | 9269.675
2027-09-12 | 9 | 9251.7046
2027-09-12 | 10 | 9522.2168
2027-09-12 | 11 | 9740.9327
2027-09-12 | 12 | 9928.8513
2027-09-12 | 13 | 10104.1003
2027-09-12 | 14 | 10305.4466
2027-09-12 | 15 | 10390.5072
2027-09-12 | 16 | 10439.1986
2027-09-12 | 17 | 10575.2721
2027-09-12 | 18 | 10557.3937
2027-09-12 | 19 | 10401.693
2027-09-12 | 20 | 10324.0264
2027-09-12 | 21 | 10362.984
2027-09-12 | 22 | 10236.7468
2027-09-12 | 23 | 9971.2163
2027-09-12 | 24 | 9586.4427
2027-09-13 | 1 | 9382.5833
2027-09-13 | 2 | 9241.0479
2027-09-13 | 3 | 9131.6591
2027-09-13 | 4 | 9056.5732
2027-09-13 | 5 | 9125.451
2027-09-13 | 6 | 9275.9551
2027-09-13 | 7 | 9638.923
2027-09-13 | 8 | 10059.4578
2027-09-13 | 9 | 10166.2295
2027-09-13 | 10 | 10271.8062
2027-09-13 | 11 | 10291.797
2027-09-13 | 12 | 10301.3122
2027-09-13 | 13 | 10388.1544
2027-09-13 | 14 | 10296.6911
2027-09-13 | 15 | 10323.5123
2027-09-13 | 16 | 10438.3676
2027-09-13 | 17 | 10481.5828
2027-09-13 | 18 | 10444.1788
2027-09-13 | 19 | 10265.9017
2027-09-13 | 20 | 10174.1678
2027-09-13 | 21 | 10302.093
2027-09-13 | 22 | 10139.6789
2027-09-13 | 23 | 9832.3003
2027-09-13 | 24 | 9492.2444
2027-09-14 | 1 | 9225.5303
2027-09-14 | 2 | 9031.8608
2027-09-14 | 3 | 8947.6912
2027-09-14 | 4 | 8910.3231
2027-09-14 | 5 | 8938.9268
2027-09-14 | 6 | 9088.6382
2027-09-14 | 7 | 9415.4154
2027-09-14 | 8 | 9832.8156
2027-09-14 | 9 | 9985.0483
2027-09-14 | 10 | 10123.7818
2027-09-14 | 11 | 10156.2219
2027-09-14 | 12 | 10196.8933
2027-09-14 | 13 | 10199.6102
2027-09-14 | 14 | 10177.4438
2027-09-14 | 15 | 10160.3254
2027-09-14 | 16 | 10192.5262
2027-09-14 | 17 | 10214.186
2027-09-14 | 18 | 10276.844
2027-09-14 | 19 | 10162.8312
2027-09-14 | 20 | 10056.5695
2027-09-14 | 21 | 10238.8652
2027-09-14 | 22 | 10099.632
2027-09-14 | 23 | 9810.4215
2027-09-14 | 24 | 9462.5999
2027-09-15 | 1 | 9196.2362
2027-09-15 | 2 | 9044.6989
2027-09-15 | 3 | 8968.4142
2027-09-15 | 4 | 8939.8375
2027-09-15 | 5 | 8970.2393
2027-09-15 | 6 | 9124.0301
2027-09-15 | 7 | 9453.5276
2027-09-15 | 8 | 9874.006
2027-09-15 | 9 | 9993.6042
2027-09-15 | 10 | 10127.7525
2027-09-15 | 11 | 10221.23
2027-09-15 | 12 | 10283.3368
2027-09-15 | 13 | 10305.3217
2027-09-15 | 14 | 10329.736
2027-09-15 | 15 | 10330.1745
2027-09-15 | 16 | 10382.9664
2027-09-15 | 17 | 10412.8076
2027-09-15 | 18 | 10407.2896
2027-09-15 | 19 | 10267.4781
2027-09-15 | 20 | 10178.9112
2027-09-15 | 21 | 10211.3467
2027-09-15 | 22 | 10092.7069
2027-09-15 | 23 | 9746.5437
2027-09-15 | 24 | 9412.221
2027-09-16 | 1 | 9155.4405
2027-09-16 | 2 | 9029.6413
2027-09-16 | 3 | 8939.1516
2027-09-16 | 4 | 8909.0947
2027-09-16 | 5 | 8934.9761
2027-09-16 | 6 | 9089.2046
2027-09-16 | 7 | 9408.8247
2027-09-16 | 8 | 9852.682
2027-09-16 | 9 | 10020.3267
2027-09-16 | 10 | 10158.1303
2027-09-16 | 11 | 10225.617
2027-09-16 | 12 | 10319.0907
2027-09-16 | 13 | 10301.1138
2027-09-16 | 14 | 10317.5434
2027-09-16 | 15 | 10313.0138
2027-09-16 | 16 | 10311.8532
2027-09-16 | 17 | 10289.5281
2027-09-16 | 18 | 10213.8363
2027-09-16 | 19 | 10090.5789
2027-09-16 | 20 | 10081.1124
2027-09-16 | 21 | 10210.532
2027-09-16 | 22 | 10069.0577
2027-09-16 | 23 | 9802.262
2027-09-16 | 24 | 9507.4786
2027-09-17 | 1 | 9286.2551
2027-09-17 | 2 | 9085.8664
2027-09-17 | 3 | 8989.5373
2027-09-17 | 4 | 8946.9474
2027-09-17 | 5 | 8976.3008
2027-09-17 | 6 | 9098.571
2027-09-17 | 7 | 9454.9777
2027-09-17 | 8 | 9866.711
2027-09-17 | 9 | 9990.1304
2027-09-17 | 10 | 10147.2301
2027-09-17 | 11 | 10148.3823
2027-09-17 | 12 | 10130.7846
2027-09-17 | 13 | 10033.8419
2027-09-17 | 14 | 10082.0252
2027-09-17 | 15 | 10064.2311
2027-09-17 | 16 | 10068.778
2027-09-17 | 17 | 10129.3976
2027-09-17 | 18 | 10122.8269
2027-09-17 | 19 | 10071.8947
2027-09-17 | 20 | 10067.1029
2027-09-17 | 21 | 10174.7837
2027-09-17 | 22 | 10036.5907
2027-09-17 | 23 | 9771.0017
2027-09-17 | 24 | 9468.7862
2027-09-18 | 1 | 9244.812
2027-09-18 | 2 | 9033.8264
2027-09-18 | 3 | 8944.386
2027-09-18 | 4 | 8889.0156
2027-09-18 | 5 | 8950.174
2027-09-18 | 6 | 8996.8646
2027-09-18 | 7 | 9140.5981
2027-09-18 | 8 | 9326.1402
2027-09-18 | 9 | 9388.7129
2027-09-18 | 10 | 9534.3227
2027-09-18 | 11 | 9628.454
2027-09-18 | 12 | 9590.5459
2027-09-18 | 13 | 9642.3481
2027-09-18 | 14 | 9633.9525
2027-09-18 | 15 | 9567.5749
2027-09-18 | 16 | 9608.9392
2027-09-18 | 17 | 9684.1225
2027-09-18 | 18 | 9767.458
2027-09-18 | 19 | 9817.0487
2027-09-18 | 20 | 9825.0533
2027-09-18 | 21 | 9938.4753
2027-09-18 | 22 | 9834.5241
2027-09-18 | 23 | 9607.2427
2027-09-18 | 24 | 9395.4084
2027-09-19 | 1 | 9165.7037
2027-09-19 | 2 | 8994.7828
2027-09-19 | 3 | 8871.8091
2027-09-19 | 4 | 8767.5434
2027-09-19 | 5 | 8766.8056
2027-09-19 | 6 | 8824.0114
2027-09-19 | 7 | 8959.4245
2027-09-19 | 8 | 9057.503
2027-09-19 | 9 | 9136.7661
2027-09-19 | 10 | 9338.4461
2027-09-19 | 11 | 9457.1098
2027-09-19 | 12 | 9568.6487
2027-09-19 | 13 | 9637.4457
2027-09-19 | 14 | 9530.6063
2027-09-19 | 15 | 9564.4048
2027-09-19 | 16 | 9648.5221
2027-09-19 | 17 | 9681.5207
2027-09-19 | 18 | 9770.8327
2027-09-19 | 19 | 9810.572
2027-09-19 | 20 | 9906.8853
2027-09-19 | 21 | 9960.6837
2027-09-19 | 22 | 9832.0077
2027-09-19 | 23 | 9583.4827
2027-09-19 | 24 | 9300.4959
2027-09-20 | 1 | 9065.5093
2027-09-20 | 2 | 9006.0936
2027-09-20 | 3 | 8921.7489
2027-09-20 | 4 | 8898.6676
2027-09-20 | 5 | 8957.0866
2027-09-20 | 6 | 9135.196
2027-09-20 | 7 | 9480.394
2027-09-20 | 8 | 9902.0041
2027-09-20 | 9 | 10050.6761
2027-09-20 | 10 | 10172.019
2027-09-20 | 11 | 10174.7004
2027-09-20 | 12 | 10146.7508
2027-09-20 | 13 | 10111.0999
2027-09-20 | 14 | 10151.001
2027-09-20 | 15 | 10044.4387
2027-09-20 | 16 | 10086.1968
2027-09-20 | 17 | 10082.6481
2027-09-20 | 18 | 10191.6387
2027-09-20 | 19 | 10132.6337
2027-09-20 | 20 | 10209.018
2027-09-20 | 21 | 10351.4699
2027-09-20 | 22 | 10195.0585
2027-09-20 | 23 | 9914.9962
2027-09-20 | 24 | 9549.7897
2027-09-21 | 1 | 9295.014
2027-09-21 | 2 | 9129.1162
2027-09-21 | 3 | 9067.8814
2027-09-21 | 4 | 9048.3367
2027-09-21 | 5 | 9085.6915
2027-09-21 | 6 | 9242.3737
2027-09-21 | 7 | 9596.4615
2027-09-21 | 8 | 10003.6382
2027-09-21 | 9 | 10180.6653
2027-09-21 | 10 | 10342.8234
2027-09-21 | 11 | 10349.4816
2027-09-21 | 12 | 10318.3376
2027-09-21 | 13 | 10225.4555
2027-09-21 | 14 | 10215.1125
2027-09-21 | 15 | 10227.0822
2027-09-21 | 16 | 10212.5971
2027-09-21 | 17 | 10321.469
2027-09-21 | 18 | 10334.732
2027-09-21 | 19 | 10378.9336
2027-09-21 | 20 | 10488.317
2027-09-21 | 21 | 10564.7015
2027-09-21 | 22 | 10406.7194
2027-09-21 | 23 | 10105.4078
2027-09-21 | 24 | 9752.8809
2027-09-22 | 1 | 9479.0035
2027-09-22 | 2 | 9290.3582
2027-09-22 | 3 | 9202.499
2027-09-22 | 4 | 9170.402
2027-09-22 | 5 | 9222.1208
2027-09-22 | 6 | 9357.5457
2027-09-22 | 7 | 9692.6664
2027-09-22 | 8 | 10081.3778
2027-09-22 | 9 | 10280.7247
2027-09-22 | 10 | 10386.8557
2027-09-22 | 11 | 10404.405
2027-09-22 | 12 | 10425.6686
2027-09-22 | 13 | 10452.0941
2027-09-22 | 14 | 10453.113
2027-09-22 | 15 | 10425.7822
2027-09-22 | 16 | 10413.5121
2027-09-22 | 17 | 10430.8468
2027-09-22 | 18 | 10319.1637
2027-09-22 | 19 | 10382.4314
2027-09-22 | 20 | 10455.6279
2027-09-22 | 21 | 10507.1489
2027-09-22 | 22 | 10370.3431
2027-09-22 | 23 | 10060.7696
2027-09-22 | 24 | 9710.8167
2027-09-23 | 1 | 9463.1719
2027-09-23 | 2 | 9370.1916
2027-09-23 | 3 | 9257.3153
2027-09-23 | 4 | 9223.3445
2027-09-23 | 5 | 9238.4497
2027-09-23 | 6 | 9365.3213
2027-09-23 | 7 | 9685.7718
2027-09-23 | 8 | 10029.4785
2027-09-23 | 9 | 10203.9768
2027-09-23 | 10 | 10282.7463
2027-09-23 | 11 | 10184.9441
2027-09-23 | 12 | 10092.9517
2027-09-23 | 13 | 10010.3979
2027-09-23 | 14 | 9988.2949
2027-09-23 | 15 | 10097.6819
2027-09-23 | 16 | 10037.1353
2027-09-23 | 17 | 10048.03
2027-09-23 | 18 | 10104.1972
2027-09-23 | 19 | 10062.6307
2027-09-23 | 20 | 10132.2497
2027-09-23 | 21 | 10198.7895
2027-09-23 | 22 | 10067.9704
2027-09-23 | 23 | 9812.8533
2027-09-23 | 24 | 9503.2696
2027-09-24 | 1 | 9278.1814
2027-09-24 | 2 | 9056.6018
2027-09-24 | 3 | 9024.1204
2027-09-24 | 4 | 9000.3662
2027-09-24 | 5 | 9028.8251
2027-09-24 | 6 | 9147.0102
2027-09-24 | 7 | 9523.0416
2027-09-24 | 8 | 9861.8053
2027-09-24 | 9 | 10020.2805
2027-09-24 | 10 | 10088.7303
2027-09-24 | 11 | 10174.1442
2027-09-24 | 12 | 10105.7957
2027-09-24 | 13 | 10067.4595
2027-09-24 | 14 | 10032.9317
2027-09-24 | 15 | 10039.5874
2027-09-24 | 16 | 10059.5211
2027-09-24 | 17 | 10114.7869
2027-09-24 | 18 | 10051.9724
2027-09-24 | 19 | 9975.9786
2027-09-24 | 20 | 10093.1739
2027-09-24 | 21 | 10149.1642
2027-09-24 | 22 | 10012.5825
2027-09-24 | 23 | 9780.9456
2027-09-24 | 24 | 9475.3821
2027-09-25 | 1 | 9214.7979
2027-09-25 | 2 | 9080.3104
2027-09-25 | 3 | 8959.3938
2027-09-25 | 4 | 8929.4783
2027-09-25 | 5 | 8926.0846
2027-09-25 | 6 | 8973.348
2027-09-25 | 7 | 9132.5799
2027-09-25 | 8 | 9247.9326
2027-09-25 | 9 | 9424.0235
2027-09-25 | 10 | 9546.3155
2027-09-25 | 11 | 9622.3388
2027-09-25 | 12 | 9648.8257
2027-09-25 | 13 | 9629.0325
2027-09-25 | 14 | 9614.8327
2027-09-25 | 15 | 9625.7276
2027-09-25 | 16 | 9581.6235
2027-09-25 | 17 | 9615.3233
2027-09-25 | 18 | 9739.6026
2027-09-25 | 19 | 9760.8475
2027-09-25 | 20 | 9871.9521
2027-09-25 | 21 | 9975.9904
2027-09-25 | 22 | 9868.4087
2027-09-25 | 23 | 9686.3821
2027-09-25 | 24 | 9446.2742
2027-09-26 | 1 | 9241.872
2027-09-26 | 2 | 9066.7297
2027-09-26 | 3 | 8943.238
2027-09-26 | 4 | 8879.5852
2027-09-26 | 5 | 8907.8405
2027-09-26 | 6 | 8932.114
2027-09-26 | 7 | 9062.534
2027-09-26 | 8 | 9138.7773
2027-09-26 | 9 | 9233.3993
2027-09-26 | 10 | 9440.1317
2027-09-26 | 11 | 9539.3608
2027-09-26 | 12 | 9626.7282
2027-09-26 | 13 | 9647.0966
2027-09-26 | 14 | 9593.909
2027-09-26 | 15 | 9508.4935
2027-09-26 | 16 | 9587.3327
2027-09-26 | 17 | 9683.4666
2027-09-26 | 18 | 9757.1345
2027-09-26 | 19 | 9760.0949
2027-09-26 | 20 | 9910.7958
2027-09-26 | 21 | 9980.2765
2027-09-26 | 22 | 9874.7119
2027-09-26 | 23 | 9664.9703
2027-09-26 | 24 | 9354.8593
2027-09-27 | 1 | 9103.2679
2027-09-27 | 2 | 9018.2609
2027-09-27 | 3 | 8952.5538
2027-09-27 | 4 | 8934.5655
2027-09-27 | 5 | 8949.9901
2027-09-27 | 6 | 9138.0982
2027-09-27 | 7 | 9515.1806
2027-09-27 | 8 | 9833.1959
2027-09-27 | 9 | 10034.7318
2027-09-27 | 10 | 10115.9861
2027-09-27 | 11 | 10110.9654
2027-09-27 | 12 | 10104.754
2027-09-27 | 13 | 10029.9175
2027-09-27 | 14 | 10059.451
2027-09-27 | 15 | 10073.4256
2027-09-27 | 16 | 10290.4479
2027-09-27 | 17 | 10322.2514
2027-09-27 | 18 | 10332.7039
2027-09-27 | 19 | 10226.5189
2027-09-27 | 20 | 10247.9592
2027-09-27 | 21 | 10315.192
2027-09-27 | 22 | 10174.0494
2027-09-27 | 23 | 9877.7024
2027-09-27 | 24 | 9537.0794
2027-09-28 | 1 | 9227.0433
2027-09-28 | 2 | 9041.3314
2027-09-28 | 3 | 8926.667
2027-09-28 | 4 | 8901.2954
2027-09-28 | 5 | 8982.2359
2027-09-28 | 6 | 9181.1395
2027-09-28 | 7 | 9574.3906
2027-09-28 | 8 | 9940.3069
2027-09-28 | 9 | 10116.6322
2027-09-28 | 10 | 10205.3604
2027-09-28 | 11 | 10193.0013
2027-09-28 | 12 | 10154.9493
2027-09-28 | 13 | 10155.9747
2027-09-28 | 14 | 10145.8853
2027-09-28 | 15 | 10133.4348
2027-09-28 | 16 | 10136.3057
2027-09-28 | 17 | 10149.2865
2027-09-28 | 18 | 10156.8839
2027-09-28 | 19 | 10137.4612
2027-09-28 | 20 | 10286.0901
2027-09-28 | 21 | 10327.4453
2027-09-28 | 22 | 10197.8659
2027-09-28 | 23 | 9934.8044
2027-09-28 | 24 | 9597.6958
2027-09-29 | 1 | 9390.0207
2027-09-29 | 2 | 9175.271
2027-09-29 | 3 | 9177.5164
2027-09-29 | 4 | 9079.0892
2027-09-29 | 5 | 9122.5833
2027-09-29 | 6 | 9313.6098
2027-09-29 | 7 | 9786.5973
2027-09-29 | 8 | 10150.5156
2027-09-29 | 9 | 10357.3936
2027-09-29 | 10 | 10307.9961
2027-09-29 | 11 | 10212.6382
2027-09-29 | 12 | 10071.691
2027-09-29 | 13 | 10008.2457
2027-09-29 | 14 | 10022.4742
2027-09-29 | 15 | 10004.8645
2027-09-29 | 16 | 10000.3828
2027-09-29 | 17 | 10038.0183
2027-09-29 | 18 | 10097.3943
2027-09-29 | 19 | 10069.5183
2027-09-29 | 20 | 10238.6275
2027-09-29 | 21 | 10225.487
2027-09-29 | 22 | 10089.448
2027-09-29 | 23 | 9839.0623
2027-09-29 | 24 | 9483.1374
2027-09-30 | 1 | 9172.8295
2027-09-30 | 2 | 9023.5978
2027-09-30 | 3 | 8928.0901
2027-09-30 | 4 | 8889.4604
2027-09-30 | 5 | 8915.4511
2027-09-30 | 6 | 9056.4195
2027-09-30 | 7 | 9407.358
2027-09-30 | 8 | 9708.7837
2027-09-30 | 9 | 9973.0314
2027-09-30 | 10 | 10145.0633
2027-09-30 | 11 | 10179.4247
2027-09-30 | 12 | 10146.9623
2027-09-30 | 13 | 10123.2968
2027-09-30 | 14 | 10134.4303
2027-09-30 | 15 | 10134.6069
2027-09-30 | 16 | 10142.6466
2027-09-30 | 17 | 10188.1451
2027-09-30 | 18 | 10199.9775
2027-09-30 | 19 | 10102.1701
2027-09-30 | 20 | 10264.1363
2027-09-30 | 21 | 10241.661
2027-09-30 | 22 | 10087.433
2027-09-30 | 23 | 9812.5723
2027-09-30 | 24 | 9508.5204
2027-10-01 | 1 | 9260.1316
2027-10-01 | 2 | 9186.4004
2027-10-01 | 3 | 9097.7661
2027-10-01 | 4 | 9124.0612
2027-10-01 | 5 | 9159.7082
2027-10-01 | 6 | 9324.8987
2027-10-01 | 7 | 9694.4566
2027-10-01 | 8 | 10014.2818
2027-10-01 | 9 | 10213.4243
2027-10-01 | 10 | 10307.3786
2027-10-01 | 11 | 10299.4483
2027-10-01 | 12 | 10271.4129
2027-10-01 | 13 | 10227.397
2027-10-01 | 14 | 10226.2776
2027-10-01 | 15 | 10214.8949
2027-10-01 | 16 | 10206.9751
2027-10-01 | 17 | 10218.4704
2027-10-01 | 18 | 10249.5242
2027-10-01 | 19 | 10204.5517
2027-10-01 | 20 | 10389.4743
2027-10-01 | 21 | 10403.1696
2027-10-01 | 22 | 10252.1288
2027-10-01 | 23 | 9985.2015
2027-10-01 | 24 | 9685.093
2027-10-02 | 1 | 9432.6248
2027-10-02 | 2 | 9263.7708
2027-10-02 | 3 | 9162.8097
2027-10-02 | 4 | 9143.6212
2027-10-02 | 5 | 9190.8356
2027-10-02 | 6 | 9204.2312
2027-10-02 | 7 | 9330.7492
2027-10-02 | 8 | 9407.0428
2027-10-02 | 9 | 9567.7675
2027-10-02 | 10 | 9755.3369
2027-10-02 | 11 | 9824.4631
2027-10-02 | 12 | 9872.1687
2027-10-02 | 13 | 9832.9593
2027-10-02 | 14 | 9841.0783
2027-10-02 | 15 | 9814.6316
2027-10-02 | 16 | 9767.638
2027-10-02 | 17 | 9787.4811
2027-10-02 | 18 | 9874.7406
2027-10-02 | 19 | 9903.9877
2027-10-02 | 20 | 10130.7768
2027-10-02 | 21 | 10141.5621
2027-10-02 | 22 | 10045.3841
2027-10-02 | 23 | 9872.0351
2027-10-02 | 24 | 9644.6791
2027-10-03 | 1 | 9469.729
2027-10-03 | 2 | 9283.274
2027-10-03 | 3 | 9224.614
2027-10-03 | 4 | 9186.0842
2027-10-03 | 5 | 9187.6189
2027-10-03 | 6 | 9254.626
2027-10-03 | 7 | 9398.9138
2027-10-03 | 8 | 9440.5823
2027-10-03 | 9 | 9563.7803
2027-10-03 | 10 | 9700.3241
2027-10-03 | 11 | 9714.706
2027-10-03 | 12 | 9726.2817
2027-10-03 | 13 | 9754.7706
2027-10-03 | 14 | 9726.3388
2027-10-03 | 15 | 9710.7439
2027-10-03 | 16 | 9720.4034
2027-10-03 | 17 | 9814.6148
2027-10-03 | 18 | 9958.32
2027-10-03 | 19 | 10035.0947
2027-10-03 | 20 | 10277.4852
2027-10-03 | 21 | 10280.1064
2027-10-03 | 22 | 10201.8896
2027-10-03 | 23 | 9927.0804
2027-10-03 | 24 | 9622.9149
2027-10-04 | 1 | 9382.136
2027-10-04 | 2 | 9297.6999
2027-10-04 | 3 | 9253.7729
2027-10-04 | 4 | 9267.768
2027-10-04 | 5 | 9262.5047
2027-10-04 | 6 | 9430.2665
2027-10-04 | 7 | 9806.3879
2027-10-04 | 8 | 10138.6316
2027-10-04 | 9 | 10368.2741
2027-10-04 | 10 | 10429.2428
2027-10-04 | 11 | 10402.3392
2027-10-04 | 12 | 10343.4485
2027-10-04 | 13 | 10294.9175
2027-10-04 | 14 | 10267.4453
2027-10-04 | 15 | 10248.6313
2027-10-04 | 16 | 10258.1517
2027-10-04 | 17 | 10313.3762
2027-10-04 | 18 | 10373.4885
2027-10-04 | 19 | 10353.5137
2027-10-04 | 20 | 10609.7723
2027-10-04 | 21 | 10642.3648
2027-10-04 | 22 | 10506.3347
2027-10-04 | 23 | 10186.2368
2027-10-04 | 24 | 9843.5246
2027-10-05 | 1 | 9631.5985
2027-10-05 | 2 | 9429.244
2027-10-05 | 3 | 9356.7821
2027-10-05 | 4 | 9340.2302
2027-10-05 | 5 | 9426.0268
2027-10-05 | 6 | 9558.5485
2027-10-05 | 7 | 9913.1579
2027-10-05 | 8 | 10230.6692
2027-10-05 | 9 | 10457.1642
2027-10-05 | 10 | 10469.1056
2027-10-05 | 11 | 10396.9823
2027-10-05 | 12 | 10354.1633
2027-10-05 | 13 | 10239.5663
2027-10-05 | 14 | 10216.9355
2027-10-05 | 15 | 10205.3183
2027-10-05 | 16 | 10235.005
2027-10-05 | 17 | 10296.1934
2027-10-05 | 18 | 10343.7446
2027-10-05 | 19 | 10315.4238
2027-10-05 | 20 | 10558.4925
2027-10-05 | 21 | 10568.3154
2027-10-05 | 22 | 10446.7175
2027-10-05 | 23 | 10204.1912
2027-10-05 | 24 | 9876.1985
2027-10-06 | 1 | 9541.2503
2027-10-06 | 2 | 9353.0725
2027-10-06 | 3 | 9287.0515
2027-10-06 | 4 | 9224.7052
2027-10-06 | 5 | 9250.4618
2027-10-06 | 6 | 9407.5298
2027-10-06 | 7 | 9786.0792
2027-10-06 | 8 | 10125.679
2027-10-06 | 9 | 10383.305
2027-10-06 | 10 | 10431.4989
2027-10-06 | 11 | 10417.7352
2027-10-06 | 12 | 10448.2719
2027-10-06 | 13 | 10251.8509
2027-10-06 | 14 | 10262.8876
2027-10-06 | 15 | 10221.9025
2027-10-06 | 16 | 10229.2473
2027-10-06 | 17 | 10288.8328
2027-10-06 | 18 | 10410.2027
2027-10-06 | 19 | 10322.5899
2027-10-06 | 20 | 10539.2792
2027-10-06 | 21 | 10464.3007
2027-10-06 | 22 | 10334.1972
2027-10-06 | 23 | 10037.9752
2027-10-06 | 24 | 9691.6227
2027-10-07 | 1 | 9429.2404
2027-10-07 | 2 | 9300.7008
2027-10-07 | 3 | 9208.501
2027-10-07 | 4 | 9170.929
2027-10-07 | 5 | 9187.3918
2027-10-07 | 6 | 9343.0301
2027-10-07 | 7 | 9705.6152
2027-10-07 | 8 | 9992.7436
2027-10-07 | 9 | 10255.2537
2027-10-07 | 10 | 10338.7589
2027-10-07 | 11 | 10318.3896
2027-10-07 | 12 | 10285.5912
2027-10-07 | 13 | 10259.3788
2027-10-07 | 14 | 10234.4642
2027-10-07 | 15 | 10228.8266
2027-10-07 | 16 | 10339.1271
2027-10-07 | 17 | 10237.6079
2027-10-07 | 18 | 10256.0095
2027-10-07 | 19 | 10215.3478
2027-10-07 | 20 | 10434.7648
2027-10-07 | 21 | 10392.596
2027-10-07 | 22 | 10276.1236
2027-10-07 | 23 | 10007.3279
2027-10-07 | 24 | 9712.3942
2027-10-08 | 1 | 9470.2238
2027-10-08 | 2 | 9319.8398
2027-10-08 | 3 | 9227.1098
2027-10-08 | 4 | 9173.3794
2027-10-08 | 5 | 9238.9938
2027-10-08 | 6 | 9414.6503
2027-10-08 | 7 | 9778.2316
2027-10-08 | 8 | 10079.8386
2027-10-08 | 9 | 10348.0757
2027-10-08 | 10 | 10380.7107
2027-10-08 | 11 | 10339.909
2027-10-08 | 12 | 10296.4345
2027-10-08 | 13 | 10263.3153
2027-10-08 | 14 | 10278.7993
2027-10-08 | 15 | 10287.7439
2027-10-08 | 16 | 10284.6792
2027-10-08 | 17 | 10282.1384
2027-10-08 | 18 | 10289.1327
2027-10-08 | 19 | 10250.0818
2027-10-08 | 20 | 10433.5843
2027-10-08 | 21 | 10384.4109
2027-10-08 | 22 | 10254.692
2027-10-08 | 23 | 9990.5398
2027-10-08 | 24 | 9687.678
2027-10-09 | 1 | 9428.1036
2027-10-09 | 2 | 9254.4386
2027-10-09 | 3 | 9161.7063
2027-10-09 | 4 | 9119.3158
2027-10-09 | 5 | 9154.1409
2027-10-09 | 6 | 9241.9351
2027-10-09 | 7 | 9398.392
2027-10-09 | 8 | 9434.3481
2027-10-09 | 9 | 9615.9888
2027-10-09 | 10 | 9760.1477
2027-10-09 | 11 | 9858.941
2027-10-09 | 12 | 9938.98
2027-10-09 | 13 | 10055.1192
2027-10-09 | 14 | 9939.8765
2027-10-09 | 15 | 9929.4782
2027-10-09 | 16 | 9885.553
2027-10-09 | 17 | 10017.1154
2027-10-09 | 18 | 10013.9813
2027-10-09 | 19 | 10035.9243
2027-10-09 | 20 | 10159.7607
2027-10-09 | 21 | 10102.8984
2027-10-09 | 22 | 9996.9337
2027-10-09 | 23 | 9803.0419
2027-10-09 | 24 | 9563.6974
2027-10-10 | 1 | 9355.9557
2027-10-10 | 2 | 9197.2889
2027-10-10 | 3 | 9076.4794
2027-10-10 | 4 | 9013.3826
2027-10-10 | 5 | 9004.071
2027-10-10 | 6 | 9064.2817
2027-10-10 | 7 | 9215.7791
2027-10-10 | 8 | 9228.5533
2027-10-10 | 9 | 9402.7671
2027-10-10 | 10 | 9558.8774
2027-10-10 | 11 | 9658.084
2027-10-10 | 12 | 9733.3523
2027-10-10 | 13 | 9818.0206
2027-10-10 | 14 | 9897.6996
2027-10-10 | 15 | 9760.84
2027-10-10 | 16 | 9895.1196
2027-10-10 | 17 | 9981.8808
2027-10-10 | 18 | 10078.2795
2027-10-10 | 19 | 10079.161
2027-10-10 | 20 | 10215.3299
2027-10-10 | 21 | 10159.9741
2027-10-10 | 22 | 10073.7157
2027-10-10 | 23 | 9804.2828
2027-10-10 | 24 | 9511.2248
2027-10-11 | 1 | 9275.1226
2027-10-11 | 2 | 9235.0216
2027-10-11 | 3 | 9110.0052
2027-10-11 | 4 | 9081.9622
2027-10-11 | 5 | 9103.1083
2027-10-11 | 6 | 9184.4067
2027-10-11 | 7 | 9330.6802
2027-10-11 | 8 | 9320.6075
2027-10-11 | 9 | 9573.116
2027-10-11 | 10 | 9746.2484
2027-10-11 | 11 | 9898.8848
2027-10-11 | 12 | 9844.709
2027-10-11 | 13 | 9845.4062
2027-10-11 | 14 | 9845.463
2027-10-11 | 15 | 9883.0151
2027-10-11 | 16 | 9934.3826
2027-10-11 | 17 | 9968.5987
2027-10-11 | 18 | 10103.2597
2027-10-11 | 19 | 10026.9967
2027-10-11 | 20 | 10163.4926
2027-10-11 | 21 | 10101.1968
2027-10-11 | 22 | 9995.7977
2027-10-11 | 23 | 9768.9885
2027-10-11 | 24 | 9515.2485
2027-10-12 | 1 | 9281.6482
2027-10-12 | 2 | 9134.1152
2027-10-12 | 3 | 9050.9094
2027-10-12 | 4 | 9017.0507
2027-10-12 | 5 | 9053.421
2027-10-12 | 6 | 9220.329
2027-10-12 | 7 | 9598.544
2027-10-12 | 8 | 9854.3408
2027-10-12 | 9 | 10124.3271
2027-10-12 | 10 | 10251.2169
2027-10-12 | 11 | 10334.7568
2027-10-12 | 12 | 10412.2842
2027-10-12 | 13 | 10444.7222
2027-10-12 | 14 | 10486.1968
2027-10-12 | 15 | 10388.5102
2027-10-12 | 16 | 10285.2079
2027-10-12 | 17 | 10342.3446
2027-10-12 | 18 | 10348.2429
2027-10-12 | 19 | 10359.4941
2027-10-12 | 20 | 10458.6166
2027-10-12 | 21 | 10390.6093
2027-10-12 | 22 | 10246.5046
2027-10-12 | 23 | 9950.3835
2027-10-12 | 24 | 9606.4626
2027-10-13 | 1 | 9338.7192
2027-10-13 | 2 | 9160.2203
2027-10-13 | 3 | 9075.3877
2027-10-13 | 4 | 9046.0814
2027-10-13 | 5 | 9084.0462
2027-10-13 | 6 | 9255.8509
2027-10-13 | 7 | 9639.4151
2027-10-13 | 8 | 9938.2664
2027-10-13 | 9 | 10215.4091
2027-10-13 | 10 | 10332.0472
2027-10-13 | 11 | 10347.6366
2027-10-13 | 12 | 10294.2664
2027-10-13 | 13 | 10268.6888
2027-10-13 | 14 | 10385.5646
2027-10-13 | 15 | 10398.8333
2027-10-13 | 16 | 10396.469
2027-10-13 | 17 | 10475.362
2027-10-13 | 18 | 10511.7821
2027-10-13 | 19 | 10497.6558
2027-10-13 | 20 | 10580.6023
2027-10-13 | 21 | 10451.0383
2027-10-13 | 22 | 10344.6338
2027-10-13 | 23 | 10008.7874
2027-10-13 | 24 | 9667.188
2027-10-14 | 1 | 9404.5442
2027-10-14 | 2 | 9257.0197
2027-10-14 | 3 | 9164.2727
2027-10-14 | 4 | 9151.9636
2027-10-14 | 5 | 9225.703
2027-10-14 | 6 | 9379.9681
2027-10-14 | 7 | 9686.5373
2027-10-14 | 8 | 9953.7409
2027-10-14 | 9 | 10276.5518
2027-10-14 | 10 | 10320.5721
2027-10-14 | 11 | 10311.196
2027-10-14 | 12 | 10281.7727
2027-10-14 | 13 | 10313.801
2027-10-14 | 14 | 10402.2426
2027-10-14 | 15 | 10447.2047
2027-10-14 | 16 | 10331.5025
2027-10-14 | 17 | 10447.9203
2027-10-14 | 18 | 10389.7362
2027-10-14 | 19 | 10438.4891
2027-10-14 | 20 | 10544.6121
2027-10-14 | 21 | 10421.8229
2027-10-14 | 22 | 10289.0786
2027-10-14 | 23 | 10030.5473
2027-10-14 | 24 | 9732.1739
2027-10-15 | 1 | 9462.0776
2027-10-15 | 2 | 9296.86
2027-10-15 | 3 | 9203.0913
2027-10-15 | 4 | 9173.3974
2027-10-15 | 5 | 9206.5355
2027-10-15 | 6 | 9363.224
2027-10-15 | 7 | 9716.4562
2027-10-15 | 8 | 10113.8876
2027-10-15 | 9 | 10446.5025
2027-10-15 | 10 | 10420.3517
2027-10-15 | 11 | 10487.0246
2027-10-15 | 12 | 10520.1227
2027-10-15 | 13 | 10443.8029
2027-10-15 | 14 | 10313.3017
2027-10-15 | 15 | 10306.5148
2027-10-15 | 16 | 10299.84
2027-10-15 | 17 | 10278.3301
2027-10-15 | 18 | 10370.9143
2027-10-15 | 19 | 10443.917
2027-10-15 | 20 | 10568.2789
2027-10-15 | 21 | 10504.0056
2027-10-15 | 22 | 10366.1648
2027-10-15 | 23 | 10089.6411
2027-10-15 | 24 | 9818.3995
2027-10-16 | 1 | 9564.7062
2027-10-16 | 2 | 9342.8444
2027-10-16 | 3 | 9233.8421
2027-10-16 | 4 | 9177.2142
2027-10-16 | 5 | 9191.3716
2027-10-16 | 6 | 9281.0576
2027-10-16 | 7 | 9428.2629
2027-10-16 | 8 | 9692.2083
2027-10-16 | 9 | 9981.8233
2027-10-16 | 10 | 9936.5296
2027-10-16 | 11 | 10001.1583
2027-10-16 | 12 | 9966.5595
2027-10-16 | 13 | 9943.6571
2027-10-16 | 14 | 9942.8892
2027-10-16 | 15 | 9896.1361
2027-10-16 | 16 | 9821.3112
2027-10-16 | 17 | 9884.871
2027-10-16 | 18 | 10071.8082
2027-10-16 | 19 | 10145.7524
2027-10-16 | 20 | 10344.1303
2027-10-16 | 21 | 10299.0158
2027-10-16 | 22 | 10197.5405
2027-10-16 | 23 | 10050.1125
2027-10-16 | 24 | 9819.3639
2027-10-17 | 1 | 9604.0502
2027-10-17 | 2 | 9461.9461
2027-10-17 | 3 | 9332.7806
2027-10-17 | 4 | 9234.3392
2027-10-17 | 5 | 9240.0809
2027-10-17 | 6 | 9269.5829
2027-10-17 | 7 | 9350.0297
2027-10-17 | 8 | 9529.9412
2027-10-17 | 9 | 9725.6588
2027-10-17 | 10 | 9717.045
2027-10-17 | 11 | 9744.1872
2027-10-17 | 12 | 9846.9164
2027-10-17 | 13 | 9732.9587
2027-10-17 | 14 | 9740.3575
2027-10-17 | 15 | 9705.2224
2027-10-17 | 16 | 9769.5581
2027-10-17 | 17 | 9975.6954
2027-10-17 | 18 | 10056.2072
2027-10-17 | 19 | 10218.5795
2027-10-17 | 20 | 10412.4389
2027-10-17 | 21 | 10352.2293
2027-10-17 | 22 | 10244.0431
2027-10-17 | 23 | 10018.0748
2027-10-17 | 24 | 9713.2497
2027-10-18 | 1 | 9453.6569
2027-10-18 | 2 | 9366.3212
2027-10-18 | 3 | 9291.2969
2027-10-18 | 4 | 9249.2202
2027-10-18 | 5 | 9282.7212
2027-10-18 | 6 | 9440.9101
2027-10-18 | 7 | 9815.3997
2027-10-18 | 8 | 10258.7621
2027-10-18 | 9 | 10535.9096
2027-10-18 | 10 | 10484.458
2027-10-18 | 11 | 10430.6762
2027-10-18 | 12 | 10379.7981
2027-10-18 | 13 | 10436.386
2027-10-18 | 14 | 10341.252
2027-10-18 | 15 | 10386.6011
2027-10-18 | 16 | 10315.0183
2027-10-18 | 17 | 10379.5076
2027-10-18 | 18 | 10490.7676
2027-10-18 | 19 | 10577.6141
2027-10-18 | 20 | 10731.8968
2027-10-18 | 21 | 10693.0973
2027-10-18 | 22 | 10490.5993
2027-10-18 | 23 | 10222.2635
2027-10-18 | 24 | 9894.2495
2027-10-19 | 1 | 9653.179
2027-10-19 | 2 | 9482.13
2027-10-19 | 3 | 9428.8254
2027-10-19 | 4 | 9396.6098
2027-10-19 | 5 | 9431.8886
2027-10-19 | 6 | 9565.6529
2027-10-19 | 7 | 9935.7673
2027-10-19 | 8 | 10362.0033
2027-10-19 | 9 | 10640.1123
2027-10-19 | 10 | 10571.9711
2027-10-19 | 11 | 10547.6668
2027-10-19 | 12 | 10495.3067
2027-10-19 | 13 | 10456.6186
2027-10-19 | 14 | 10421.069
2027-10-19 | 15 | 10444.0429
2027-10-19 | 16 | 10431.3861
2027-10-19 | 17 | 10542.7077
2027-10-19 | 18 | 10596.6734
2027-10-19 | 19 | 10748.7601
2027-10-19 | 20 | 10791.137
2027-10-19 | 21 | 10734.8656
2027-10-19 | 22 | 10601.3338
2027-10-19 | 23 | 10268.1188
2027-10-19 | 24 | 9945.336
2027-10-20 | 1 | 9669.2853
2027-10-20 | 2 | 9466.3111
2027-10-20 | 3 | 9376.1754
2027-10-20 | 4 | 9345.4753
2027-10-20 | 5 | 9327.8232
2027-10-20 | 6 | 9482.4514
2027-10-20 | 7 | 9803.6551
2027-10-20 | 8 | 10254.6204
2027-10-20 | 9 | 10601.1416
2027-10-20 | 10 | 10550.7581
2027-10-20 | 11 | 10508.675
2027-10-20 | 12 | 10451.0614
2027-10-20 | 13 | 10429.4619
2027-10-20 | 14 | 10386.0703
2027-10-20 | 15 | 10390.4545
2027-10-20 | 16 | 10379.0734
2027-10-20 | 17 | 10398.9861
2027-10-20 | 18 | 10499.3055
2027-10-20 | 19 | 10717.3614
2027-10-20 | 20 | 10823.1674
2027-10-20 | 21 | 10782.2645
2027-10-20 | 22 | 10606.79
2027-10-20 | 23 | 10329.4144
2027-10-20 | 24 | 9985.9843
2027-10-21 | 1 | 9707.1082
2027-10-21 | 2 | 9628.0474
2027-10-21 | 3 | 9522.3561
2027-10-21 | 4 | 9462.7583
2027-10-21 | 5 | 9493.2023
2027-10-21 | 6 | 9592.8737
2027-10-21 | 7 | 9896.5049
2027-10-21 | 8 | 10270.8117
2027-10-21 | 9 | 10573.0568
2027-10-21 | 10 | 10545.8521
2027-10-21 | 11 | 10493.618
2027-10-21 | 12 | 10402.958
2027-10-21 | 13 | 10338.3448
2027-10-21 | 14 | 10358.6538
2027-10-21 | 15 | 10275.7729
2027-10-21 | 16 | 10316.9972
2027-10-21 | 17 | 10280.2688
2027-10-21 | 18 | 10341.7072
2027-10-21 | 19 | 10539.9052
2027-10-21 | 20 | 10590.9133
2027-10-21 | 21 | 10528.5285
2027-10-21 | 22 | 10411.459
2027-10-21 | 23 | 10168.3683
2027-10-21 | 24 | 9842.8935
2027-10-22 | 1 | 9581.6301
2027-10-22 | 2 | 9396.5257
2027-10-22 | 3 | 9275.2489
2027-10-22 | 4 | 9231.8523
2027-10-22 | 5 | 9254.9494
2027-10-22 | 6 | 9382.4716
2027-10-22 | 7 | 9698.0736
2027-10-22 | 8 | 10124.9155
2027-10-22 | 9 | 10452.7107
2027-10-22 | 10 | 10439.4545
2027-10-22 | 11 | 10497.7883
2027-10-22 | 12 | 10435.0917
2027-10-22 | 13 | 10471.684
2027-10-22 | 14 | 10456.8809
2027-10-22 | 15 | 10309.8245
2027-10-22 | 16 | 10278.0877
2027-10-22 | 17 | 10276.591
2027-10-22 | 18 | 10280.7531
2027-10-22 | 19 | 10431.4102
2027-10-22 | 20 | 10530.603
2027-10-22 | 21 | 10459.6916
2027-10-22 | 22 | 10325.5321
2027-10-22 | 23 | 10055.1836
2027-10-22 | 24 | 9778.9335
2027-10-23 | 1 | 9520.5842
2027-10-23 | 2 | 9361.6949
2027-10-23 | 3 | 9221.4246
2027-10-23 | 4 | 9187.6083
2027-10-23 | 5 | 9220.291
2027-10-23 | 6 | 9257.4182
2027-10-23 | 7 | 9396.1154
2027-10-23 | 8 | 9610.9507
2027-10-23 | 9 | 9798.1107
2027-10-23 | 10 | 9838.6975
2027-10-23 | 11 | 9882.6472
2027-10-23 | 12 | 9867.8728
2027-10-23 | 13 | 9834.1678
2027-10-23 | 14 | 9811.4781
2027-10-23 | 15 | 9781.3749
2027-10-23 | 16 | 9770.85
2027-10-23 | 17 | 9882.2893
2027-10-23 | 18 | 9972.7187
2027-10-23 | 19 | 10178.63
2027-10-23 | 20 | 10245.312
2027-10-23 | 21 | 10167.0116
2027-10-23 | 22 | 10079.538
2027-10-23 | 23 | 9891.6094
2027-10-23 | 24 | 9689.1119
2027-10-24 | 1 | 9436.5935
2027-10-24 | 2 | 9297.6295
2027-10-24 | 3 | 9188.4239
2027-10-24 | 4 | 9136.2427
2027-10-24 | 5 | 9147.1716
2027-10-24 | 6 | 9200.9537
2027-10-24 | 7 | 9342.7997
2027-10-24 | 8 | 9580.0311
2027-10-24 | 9 | 9709.3744
2027-10-24 | 10 | 9715.8248
2027-10-24 | 11 | 9754.6681
2027-10-24 | 12 | 9837.474
2027-10-24 | 13 | 9878.8698
2027-10-24 | 14 | 9897.9481
2027-10-24 | 15 | 9829.6265
2027-10-24 | 16 | 9868.2556
2027-10-24 | 17 | 10021.3783
2027-10-24 | 18 | 10049.3659
2027-10-24 | 19 | 10306.1897
2027-10-24 | 20 | 10338.2068
2027-10-24 | 21 | 10307.4819
2027-10-24 | 22 | 10188.4614
2027-10-24 | 23 | 9958.6492
2027-10-24 | 24 | 9658.0599
2027-10-25 | 1 | 9412.1587
2027-10-25 | 2 | 9284.9779
2027-10-25 | 3 | 9201.0843
2027-10-25 | 4 | 9160.4654
2027-10-25 | 5 | 9193.8901
2027-10-25 | 6 | 9384.5117
2027-10-25 | 7 | 9783.3737
2027-10-25 | 8 | 10225.9331
2027-10-25 | 9 | 10444.0159
2027-10-25 | 10 | 10417.8337
2027-10-25 | 11 | 10420.1488
2027-10-25 | 12 | 10435.2468
2027-10-25 | 13 | 10304.9737
2027-10-25 | 14 | 10394.2347
2027-10-25 | 15 | 10361.9815
2027-10-25 | 16 | 10299.9086
2027-10-25 | 17 | 10383.7485
2027-10-25 | 18 | 10370.5471
2027-10-25 | 19 | 10594.6503
2027-10-25 | 20 | 10589.1365
2027-10-25 | 21 | 10558.7579
2027-10-25 | 22 | 10414.3656
2027-10-25 | 23 | 10109.6728
2027-10-25 | 24 | 9762.3711
2027-10-26 | 1 | 9488.9182
2027-10-26 | 2 | 9302.3499
2027-10-26 | 3 | 9231.1689
2027-10-26 | 4 | 9202.9319
2027-10-26 | 5 | 9230.8585
2027-10-26 | 6 | 9381.8727
2027-10-26 | 7 | 9744.4844
2027-10-26 | 8 | 10174.9991
2027-10-26 | 9 | 10436.2768
2027-10-26 | 10 | 10438.3586
2027-10-26 | 11 | 10466.9938
2027-10-26 | 12 | 10384.4255
2027-10-26 | 13 | 10375.3091
2027-10-26 | 14 | 10484.2917
2027-10-26 | 15 | 10561.0987
2027-10-26 | 16 | 10558.5795
2027-10-26 | 17 | 10584.301
2027-10-26 | 18 | 10560.1575
2027-10-26 | 19 | 10589.4536
2027-10-26 | 20 | 10518.7894
2027-10-26 | 21 | 10481.1485
2027-10-26 | 22 | 10336.2349
2027-10-26 | 23 | 10037.2278
2027-10-26 | 24 | 9695.7206
2027-10-27 | 1 | 9432.9156
2027-10-27 | 2 | 9250.1097
2027-10-27 | 3 | 9180.3139
2027-10-27 | 4 | 9151.7661
2027-10-27 | 5 | 9194.831
2027-10-27 | 6 | 9379.8683
2027-10-27 | 7 | 9751.5384
2027-10-27 | 8 | 10221.5381
2027-10-27 | 9 | 10454.527
2027-10-27 | 10 | 10461.9947
2027-10-27 | 11 | 10508.1964
2027-10-27 | 12 | 10533.6854
2027-10-27 | 13 | 10553.9008
2027-10-27 | 14 | 10543.2732
2027-10-27 | 15 | 10515.2436
2027-10-27 | 16 | 10508.5032
2027-10-27 | 17 | 10551.3456
2027-10-27 | 18 | 10584.7434
2027-10-27 | 19 | 10638.567
2027-10-27 | 20 | 10608.3257
2027-10-27 | 21 | 10531.4184
2027-10-27 | 22 | 10393.3965
2027-10-27 | 23 | 10139.7059
2027-10-27 | 24 | 9787.5007
2027-10-28 | 1 | 9513.7613
2027-10-28 | 2 | 9399.3368
2027-10-28 | 3 | 9302.7546
2027-10-28 | 4 | 9267.0339
2027-10-28 | 5 | 9257.6333
2027-10-28 | 6 | 9407.25
2027-10-28 | 7 | 9712.8543
2027-10-28 | 8 | 10147.2227
2027-10-28 | 9 | 10383.6554
2027-10-28 | 10 | 10433.0845
2027-10-28 | 11 | 10508.9846
2027-10-28 | 12 | 10539.6597
2027-10-28 | 13 | 10548.6167
2027-10-28 | 14 | 10540.571
2027-10-28 | 15 | 10530.2881
2027-10-28 | 16 | 10550.0185
2027-10-28 | 17 | 10555.413
2027-10-28 | 18 | 10584.6459
2027-10-28 | 19 | 10750.7669
2027-10-28 | 20 | 10709.0526
2027-10-28 | 21 | 10589.934
2027-10-28 | 22 | 10434.6204
2027-10-28 | 23 | 10149.694
2027-10-28 | 24 | 9850.4714
2027-10-29 | 1 | 9579.6196
2027-10-29 | 2 | 9397.2462
2027-10-29 | 3 | 9323.2231
2027-10-29 | 4 | 9271.7077
2027-10-29 | 5 | 9327.767
2027-10-29 | 6 | 9478.122
2027-10-29 | 7 | 9821.7015
2027-10-29 | 8 | 10259.5938
2027-10-29 | 9 | 10520.2932
2027-10-29 | 10 | 10561.2853
2027-10-29 | 11 | 10545.1879
2027-10-29 | 12 | 10543.4544
2027-10-29 | 13 | 10579.6557
2027-10-29 | 14 | 10577.8969
2027-10-29 | 15 | 10394.6746
2027-10-29 | 16 | 10541.0116
2027-10-29 | 17 | 10555.8832
2027-10-29 | 18 | 10557.6891
2027-10-29 | 19 | 10761.572
2027-10-29 | 20 | 10796.7258
2027-10-29 | 21 | 10753.886
2027-10-29 | 22 | 10655.1473
2027-10-29 | 23 | 10351.0709
2027-10-29 | 24 | 10093.4159
2027-10-30 | 1 | 9778.5368
2027-10-30 | 2 | 9642.3923
2027-10-30 | 3 | 9560.9616
2027-10-30 | 4 | 9498.9403
2027-10-30 | 5 | 9500.5723
2027-10-30 | 6 | 9510.1377
2027-10-30 | 7 | 9599.7831
2027-10-30 | 8 | 9808.2831
2027-10-30 | 9 | 9977.8507
2027-10-30 | 10 | 10075.556
2027-10-30 | 11 | 10026.6803
2027-10-30 | 12 | 9939.2192
2027-10-30 | 13 | 9884.3254
2027-10-30 | 14 | 9837.9449
2027-10-30 | 15 | 9808.114
2027-10-30 | 16 | 9794.2008
2027-10-30 | 17 | 9941.277
2027-10-30 | 18 | 9969.1115
2027-10-30 | 19 | 10316.0873
2027-10-30 | 20 | 10306.7294
2027-10-30 | 21 | 10255.0447
2027-10-30 | 22 | 10167.2059
2027-10-30 | 23 | 9988.4706
2027-10-30 | 24 | 9731.8188
2027-10-31 | 1 | 9543.7264
2027-10-31 | 2 | 9375.1636
2027-10-31 | 3 | 9310.1143
2027-10-31 | 4 | 9263.6272
2027-10-31 | 5 | 9255.7543
2027-10-31 | 6 | 9288.2624
2027-10-31 | 7 | 9404.4439
2027-10-31 | 8 | 9503.842
2027-10-31 | 9 | 9639.8637
2027-10-31 | 10 | 9722.6646
2027-10-31 | 11 | 9784.5416
2027-10-31 | 12 | 9791.7942
2027-10-31 | 13 | 9791.2047
2027-10-31 | 14 | 9850.0603
2027-10-31 | 15 | 9791.0831
2027-10-31 | 16 | 9799.074
2027-10-31 | 17 | 9909.0375
2027-10-31 | 18 | 10063.3812
2027-10-31 | 19 | 10323.5118
2027-10-31 | 20 | 10309.7941
2027-10-31 | 21 | 10248.5261
2027-10-31 | 22 | 10144.0656
2027-10-31 | 23 | 9924.8218
2027-10-31 | 24 | 9627.5156
2027-11-01 | 1 | 9377.9383
2027-11-01 | 2 | 9284.053
2027-11-01 | 3 | 9186.3763
2027-11-01 | 4 | 9143.095
2027-11-01 | 5 | 9181.2626
2027-11-01 | 6 | 9345.1713
2027-11-01 | 7 | 9725.6948
2027-11-01 | 8 | 10128.1252
2027-11-01 | 9 | 10331.2652
2027-11-01 | 10 | 10374.486
2027-11-01 | 11 | 10428.7492
2027-11-01 | 12 | 10482.2242
2027-11-01 | 13 | 10578.5005
2027-11-01 | 14 | 10591.0314
2027-11-01 | 15 | 10602.1679
2027-11-01 | 16 | 10622.3068
2027-11-01 | 17 | 10558.2115
2027-11-01 | 18 | 10662.606
2027-11-01 | 19 | 10808.9692
2027-11-01 | 20 | 10782.0912
2027-11-01 | 21 | 10680.5718
2027-11-01 | 22 | 10509.37
2027-11-01 | 23 | 10210.7686
2027-11-01 | 24 | 9877.5212
2027-11-02 | 1 | 9619.7814
2027-11-02 | 2 | 9421.0581
2027-11-02 | 3 | 9347.0855
2027-11-02 | 4 | 9320.535
2027-11-02 | 5 | 9363.8093
2027-11-02 | 6 | 9533.2451
2027-11-02 | 7 | 9893.0727
2027-11-02 | 8 | 10378.8918
2027-11-02 | 9 | 10592.3888
2027-11-02 | 10 | 10657.3581
2027-11-02 | 11 | 10687.8847
2027-11-02 | 12 | 10723.7459
2027-11-02 | 13 | 10672.133
2027-11-02 | 14 | 10581.143
2027-11-02 | 15 | 10581.3663
2027-11-02 | 16 | 10661.4149
2027-11-02 | 17 | 10771.1452
2027-11-02 | 18 | 10879.7832
2027-11-02 | 19 | 11079.7844
2027-11-02 | 20 | 11042.0463
2027-11-02 | 21 | 10968.7952
2027-11-02 | 22 | 10817.6639
2027-11-02 | 23 | 10527.7479
2027-11-02 | 24 | 10142.3835
2027-11-03 | 1 | 9864.8755
2027-11-03 | 2 | 9665.73
2027-11-03 | 3 | 9575.0751
2027-11-03 | 4 | 9533.5475
2027-11-03 | 5 | 9562.0379
2027-11-03 | 6 | 9716.6063
2027-11-03 | 7 | 10059.4387
2027-11-03 | 8 | 10585.8479
2027-11-03 | 9 | 10799.5359
2027-11-03 | 10 | 10840.1005
2027-11-03 | 11 | 10929.1354
2027-11-03 | 12 | 10895.3797
2027-11-03 | 13 | 10956.3785
2027-11-03 | 14 | 10846.2176
2027-11-03 | 15 | 10898.8954
2027-11-03 | 16 | 10872.547
2027-11-03 | 17 | 10986.4769
2027-11-03 | 18 | 11095.3264
2027-11-03 | 19 | 11368.8576
2027-11-03 | 20 | 11314.1833
2027-11-03 | 21 | 11218.0774
2027-11-03 | 22 | 11055.1809
2027-11-03 | 23 | 10759.9049
2027-11-03 | 24 | 10403.7441
2027-11-04 | 1 | 10116.8075
2027-11-04 | 2 | 9965.5725
2027-11-04 | 3 | 9866.0428
2027-11-04 | 4 | 9810.3459
2027-11-04 | 5 | 9824.3574
2027-11-04 | 6 | 9949.2723
2027-11-04 | 7 | 10252.3983
2027-11-04 | 8 | 10718.4398
2027-11-04 | 9 | 10955.5688
2027-11-04 | 10 | 11072.5732
2027-11-04 | 11 | 11073.3586
2027-11-04 | 12 | 11033.6856
2027-11-04 | 13 | 10990.4998
2027-11-04 | 14 | 10988.347
2027-11-04 | 15 | 10990.4887
2027-11-04 | 16 | 10981.2596
2027-11-04 | 17 | 11033.7767
2027-11-04 | 18 | 11196.2536
2027-11-04 | 19 | 11547.1488
2027-11-04 | 20 | 11513.7676
2027-11-04 | 21 | 11409.587
2027-11-04 | 22 | 11255.28
2027-11-04 | 23 | 11001.5723
2027-11-04 | 24 | 10691.2517
2027-11-05 | 1 | 10394.6874
2027-11-05 | 2 | 10211.962
2027-11-05 | 3 | 10094.2832
2027-11-05 | 4 | 10049.4771
2027-11-05 | 5 | 10059.038
2027-11-05 | 6 | 10173.2082
2027-11-05 | 7 | 10476.9047
2027-11-05 | 8 | 10934.8203
2027-11-05 | 9 | 11148.8695
2027-11-05 | 10 | 11264.4252
2027-11-05 | 11 | 11339.5095
2027-11-05 | 12 | 11294.4197
2027-11-05 | 13 | 11160.2027
2027-11-05 | 14 | 11082.8723
2027-11-05 | 15 | 11014.2422
2027-11-05 | 16 | 10981.3611
2027-11-05 | 17 | 11016.4212
2027-11-05 | 18 | 11179.6253
2027-11-05 | 19 | 11510.5794
2027-11-05 | 20 | 11482.4681
2027-11-05 | 21 | 11404.7046
2027-11-05 | 22 | 11230.7631
2027-11-05 | 23 | 10974.3135
2027-11-05 | 24 | 10667.7145
2027-11-06 | 1 | 10375.5349
2027-11-06 | 2 | 10057.4231
2027-11-06 | 3 | 9926.9084
2027-11-06 | 4 | 9834.642
2027-11-06 | 5 | 9793.9794
2027-11-06 | 6 | 9771.3265
2027-11-06 | 7 | 9778.5414
2027-11-06 | 8 | 9956.8427
2027-11-06 | 9 | 10181.0728
2027-11-06 | 10 | 10403.8531
2027-11-06 | 11 | 10462.3086
2027-11-06 | 12 | 10422.5929
2027-11-06 | 13 | 10363.316
2027-11-06 | 14 | 10314.1833
2027-11-06 | 15 | 10260.4167
2027-11-06 | 16 | 10222.9101
2027-11-06 | 17 | 10311.89
2027-11-06 | 18 | 10500.3744
2027-11-06 | 19 | 10834.5
2027-11-06 | 20 | 10802.4505
2027-11-06 | 21 | 10722.8063
2027-11-06 | 22 | 10600.3581
2027-11-06 | 23 | 10401.6251
2027-11-06 | 24 | 10132.2947
2027-11-07 | 1 | 9877.6997
2027-11-07 | 2 | 9678.7103
2027-11-07 | 02X | 9676.8893
2027-11-07 | 3 | 9608.2251
2027-11-07 | 4 | 9583.7892
2027-11-07 | 5 | 9616.9359
2027-11-07 | 6 | 9701.271
2027-11-07 | 7 | 9859.6684
2027-11-07 | 8 | 9956.2249
2027-11-07 | 9 | 10070.2046
2027-11-07 | 10 | 10145.2069
2027-11-07 | 11 | 10167.8711
2027-11-07 | 12 | 10205.6515
2027-11-07 | 13 | 10214.3206
2027-11-07 | 14 | 10185.7591
2027-11-07 | 15 | 10191.0844
2027-11-07 | 16 | 10324.511
2027-11-07 | 17 | 10579.3871
2027-11-07 | 18 | 10881.6324
2027-11-07 | 19 | 10843.8117
2027-11-07 | 20 | 10785.3762
2027-11-07 | 21 | 10650.7704
2027-11-07 | 22 | 10405.6746
2027-11-07 | 23 | 10095.6615
2027-11-07 | 24 | 9836.096
2027-11-08 | 1 | 9720.7902
2027-11-08 | 2 | 9643.1638
2027-11-08 | 3 | 9612.3446
2027-11-08 | 4 | 9625.8216
2027-11-08 | 5 | 9779.7105
2027-11-08 | 6 | 10123.7562
2027-11-08 | 7 | 10604.5244
2027-11-08 | 8 | 10763.2271
2027-11-08 | 9 | 10805.7268
2027-11-08 | 10 | 10798.4952
2027-11-08 | 11 | 10769.4657
2027-11-08 | 12 | 10691.0467
2027-11-08 | 13 | 10684.8937
2027-11-08 | 14 | 10764.7045
2027-11-08 | 15 | 10702.3379
2027-11-08 | 16 | 10835.8546
2027-11-08 | 17 | 11072.6926
2027-11-08 | 18 | 11225.0744
2027-11-08 | 19 | 11169.5529
2027-11-08 | 20 | 11095.2137
2027-11-08 | 21 | 10948.7827
2027-11-08 | 22 | 10653.127
2027-11-08 | 23 | 10303.6958
2027-11-08 | 24 | 10030.2104
2027-11-09 | 1 | 9828.9572
2027-11-09 | 2 | 9749.2108
2027-11-09 | 3 | 9719.8125
2027-11-09 | 4 | 9755.3011
2027-11-09 | 5 | 9912.132
2027-11-09 | 6 | 10267.4894
2027-11-09 | 7 | 10771.8871
2027-11-09 | 8 | 10929.616
2027-11-09 | 9 | 11007.4654
2027-11-09 | 10 | 11029.2362
2027-11-09 | 11 | 11176.4247
2027-11-09 | 12 | 11159.7915
2027-11-09 | 13 | 11119.0883
2027-11-09 | 14 | 10992.1036
2027-11-09 | 15 | 10987.6611
2027-11-09 | 16 | 11161.8617
2027-11-09 | 17 | 11360.5884
2027-11-09 | 18 | 11584.8242
2027-11-09 | 19 | 11496.9551
2027-11-09 | 20 | 11410.1136
2027-11-09 | 21 | 11261.7241
2027-11-09 | 22 | 10972.4126
2027-11-09 | 23 | 10615.4895
2027-11-09 | 24 | 10338.0519
2027-11-10 | 1 | 10139.5017
2027-11-10 | 2 | 10047.2373
2027-11-10 | 3 | 10013.4507
2027-11-10 | 4 | 10009.6898
2027-11-10 | 5 | 10143.9493
2027-11-10 | 6 | 10426.9422
2027-11-10 | 7 | 10867.031
2027-11-10 | 8 | 11064.3243
2027-11-10 | 9 | 11201.4557
2027-11-10 | 10 | 11266.4211
2027-11-10 | 11 | 11244.8387
2027-11-10 | 12 | 11144.6559
2027-11-10 | 13 | 11126.4222
2027-11-10 | 14 | 11161.8076
2027-11-10 | 15 | 11135.2096
2027-11-10 | 16 | 11145.5943
2027-11-10 | 17 | 11290.5842
2027-11-10 | 18 | 11507.5782
2027-11-10 | 19 | 11451.3549
2027-11-10 | 20 | 11394.161
2027-11-10 | 21 | 11269.0044
2027-11-10 | 22 | 10984.6312
2027-11-10 | 23 | 10637.7614
2027-11-10 | 24 | 10343.2646
2027-11-11 | 1 | 10122.3714
2027-11-11 | 2 | 10009.5757
2027-11-11 | 3 | 9931.1196
2027-11-11 | 4 | 9905.6773
2027-11-11 | 5 | 9922.8931
2027-11-11 | 6 | 9969.3487
2027-11-11 | 7 | 10153.268
2027-11-11 | 8 | 10206.1907
2027-11-11 | 9 | 10409.5409
2027-11-11 | 10 | 10427.356
2027-11-11 | 11 | 10493.4321
2027-11-11 | 12 | 10544.4341
2027-11-11 | 13 | 10592.8555
2027-11-11 | 14 | 10588.3899
2027-11-11 | 15 | 10548.6803
2027-11-11 | 16 | 10685.1627
2027-11-11 | 17 | 10908.2581
2027-11-11 | 18 | 11189.3633
2027-11-11 | 19 | 11169.4871
2027-11-11 | 20 | 11118.9905
2027-11-11 | 21 | 10976.6532
2027-11-11 | 22 | 10748.0262
2027-11-11 | 23 | 10432.1455
2027-11-11 | 24 | 10169.2804
2027-11-12 | 1 | 10092.8149
2027-11-12 | 2 | 9987.5618
2027-11-12 | 3 | 9943.6581
2027-11-12 | 4 | 9944.5609
2027-11-12 | 5 | 10068.3019
2027-11-12 | 6 | 10343.9181
2027-11-12 | 7 | 10806.1718
2027-11-12 | 8 | 11036.634
2027-11-12 | 9 | 11151.4216
2027-11-12 | 10 | 11154.0528
2027-11-12 | 11 | 11173.6183
2027-11-12 | 12 | 11013.1657
2027-11-12 | 13 | 10899.6265
2027-11-12 | 14 | 10886.4423
2027-11-12 | 15 | 10848.0647
2027-11-12 | 16 | 10977.8952
2027-11-12 | 17 | 11159.7631
2027-11-12 | 18 | 11310.4375
2027-11-12 | 19 | 11233.2834
2027-11-12 | 20 | 11158.2446
2027-11-12 | 21 | 11003.6142
2027-11-12 | 22 | 10752.279
2027-11-12 | 23 | 10432.5982
2027-11-12 | 24 | 10144.1551
2027-11-13 | 1 | 9931.9964
2027-11-13 | 2 | 9807.3184
2027-11-13 | 3 | 9730.313
2027-11-13 | 4 | 9707.4334
2027-11-13 | 5 | 9733.1394
2027-11-13 | 6 | 9838.2557
2027-11-13 | 7 | 10052.8139
2027-11-13 | 8 | 10204.1631
2027-11-13 | 9 | 10445.4366
2027-11-13 | 10 | 10547.3784
2027-11-13 | 11 | 10414.6829
2027-11-13 | 12 | 10549.3546
2027-11-13 | 13 | 10593.1581
2027-11-13 | 14 | 10549.2116
2027-11-13 | 15 | 10540.7853
2027-11-13 | 16 | 10581.7916
2027-11-13 | 17 | 10765.0105
2027-11-13 | 18 | 10997.3106
2027-11-13 | 19 | 10923.5923
2027-11-13 | 20 | 10841.7798
2027-11-13 | 21 | 10719.8134
2027-11-13 | 22 | 10538.3944
2027-11-13 | 23 | 10288.7721
2027-11-13 | 24 | 10045.7255
2027-11-14 | 1 | 9877.1371
2027-11-14 | 2 | 9773.6757
2027-11-14 | 3 | 9718.6681
2027-11-14 | 4 | 9724.5774
2027-11-14 | 5 | 9782.2506
2027-11-14 | 6 | 9891.1255
2027-11-14 | 7 | 10091.0452
2027-11-14 | 8 | 10160.1112
2027-11-14 | 9 | 10371.8603
2027-11-14 | 10 | 10443.9228
2027-11-14 | 11 | 10458.6335
2027-11-14 | 12 | 10397.0412
2027-11-14 | 13 | 10540.319
2027-11-14 | 14 | 10335.9236
2027-11-14 | 15 | 10510.5837
2027-11-14 | 16 | 10621.7147
2027-11-14 | 17 | 10869.0883
2027-11-14 | 18 | 11094.9867
2027-11-14 | 19 | 11040.1059
2027-11-14 | 20 | 10971.4306
2027-11-14 | 21 | 10837.5469
2027-11-14 | 22 | 10603.6302
2027-11-14 | 23 | 10281.3062
2027-11-14 | 24 | 10006.9734
2027-11-15 | 1 | 9878.202
2027-11-15 | 2 | 9774.5559
2027-11-15 | 3 | 9715.8071
2027-11-15 | 4 | 9716.0432
2027-11-15 | 5 | 9830.8941
2027-11-15 | 6 | 10139.9756
2027-11-15 | 7 | 10571.153
2027-11-15 | 8 | 10866.215
2027-11-15 | 9 | 10963.5824
2027-11-15 | 10 | 10796.2013
2027-11-15 | 11 | 10740.996
2027-11-15 | 12 | 10760.7928
2027-11-15 | 13 | 10744.8795
2027-11-15 | 14 | 10750.1543
2027-11-15 | 15 | 10815.2005
2027-11-15 | 16 | 10935.8103
2027-11-15 | 17 | 11084.6431
2027-11-15 | 18 | 11187.7859
2027-11-15 | 19 | 11090.8094
2027-11-15 | 20 | 11003.3087
2027-11-15 | 21 | 10870.1322
2027-11-15 | 22 | 10518.765
2027-11-15 | 23 | 10192.055
2027-11-15 | 24 | 9906.4042
2027-11-16 | 1 | 9714.26
2027-11-16 | 2 | 9625.0286
2027-11-16 | 3 | 9590.243
2027-11-16 | 4 | 9579.4658
2027-11-16 | 5 | 9733.8579
2027-11-16 | 6 | 10086.2554
2027-11-16 | 7 | 10612.0212
2027-11-16 | 8 | 10849.0123
2027-11-16 | 9 | 10997.0235
2027-11-16 | 10 | 10961.9777
2027-11-16 | 11 | 10849.4119
2027-11-16 | 12 | 10795.0673
2027-11-16 | 13 | 10713.1972
2027-11-16 | 14 | 10702.9692
2027-11-16 | 15 | 10873.4201
2027-11-16 | 16 | 11018.2191
2027-11-16 | 17 | 11171.1437
2027-11-16 | 18 | 11285.2941
2027-11-16 | 19 | 11224.8955
2027-11-16 | 20 | 11148.2724
2027-11-16 | 21 | 10992.0238
2027-11-16 | 22 | 10643.9621
2027-11-16 | 23 | 10296.8793
2027-11-16 | 24 | 10020.0995
2027-11-17 | 1 | 9819.7843
2027-11-17 | 2 | 9725.957
2027-11-17 | 3 | 9682.5095
2027-11-17 | 4 | 9727.6947
2027-11-17 | 5 | 9859.7761
2027-11-17 | 6 | 10201.8612
2027-11-17 | 7 | 10636.1107
2027-11-17 | 8 | 10895.0453
2027-11-17 | 9 | 11037.4261
2027-11-17 | 10 | 11010.4288
2027-11-17 | 11 | 11046.3035
2027-11-17 | 12 | 10954.0643
2027-11-17 | 13 | 10951.1583
2027-11-17 | 14 | 10913.0488
2027-11-17 | 15 | 10909.6664
2027-11-17 | 16 | 10999.1918
2027-11-17 | 17 | 11284.7051
2027-11-17 | 18 | 11442.1654
2027-11-17 | 19 | 11336.3529
2027-11-17 | 20 | 11259.5678
2027-11-17 | 21 | 11051.6121
2027-11-17 | 22 | 10745.1014
2027-11-17 | 23 | 10376.8241
2027-11-17 | 24 | 10083.103
2027-11-18 | 1 | 9914.1502
2027-11-18 | 2 | 9817.7804
2027-11-18 | 3 | 9768.3419
2027-11-18 | 4 | 9783.547
2027-11-18 | 5 | 9916.2543
2027-11-18 | 6 | 10224.47
2027-11-18 | 7 | 10685.3951
2027-11-18 | 8 | 11002.4833
2027-11-18 | 9 | 11146.2193
2027-11-18 | 10 | 11043.8298
2027-11-18 | 11 | 11089.5637
2027-11-18 | 12 | 10993.1738
2027-11-18 | 13 | 11019.9219
2027-11-18 | 14 | 11012.8244
2027-11-18 | 15 | 11032.7841
2027-11-18 | 16 | 11068.781
2027-11-18 | 17 | 11222.601
2027-11-18 | 18 | 11332.825
2027-11-18 | 19 | 11258.3295
2027-11-18 | 20 | 11178.8004
2027-11-18 | 21 | 11012.9794
2027-11-18 | 22 | 10726.2031
2027-11-18 | 23 | 10403.3874
2027-11-18 | 24 | 10130.4275
2027-11-19 | 1 | 9944.9042
2027-11-19 | 2 | 9834.651
2027-11-19 | 3 | 9791.6235
2027-11-19 | 4 | 9807.2745
2027-11-19 | 5 | 9956.1195
2027-11-19 | 6 | 10266.2199
2027-11-19 | 7 | 10733.1678
2027-11-19 | 8 | 11086.9168
2027-11-19 | 9 | 11232.3333
2027-11-19 | 10 | 10970.189
2027-11-19 | 11 | 10942.28
2027-11-19 | 12 | 10947.0492
2027-11-19 | 13 | 10929.9925
2027-11-19 | 14 | 10959.7617
2027-11-19 | 15 | 10986.7647
2027-11-19 | 16 | 11087.1605
2027-11-19 | 17 | 11403.0567
2027-11-19 | 18 | 11541.1989
2027-11-19 | 19 | 11443.851
2027-11-19 | 20 | 11352.8093
2027-11-19 | 21 | 11196.595
2027-11-19 | 22 | 10918.9226
2027-11-19 | 23 | 10590.5343
2027-11-19 | 24 | 10314.4046
2027-11-20 | 1 | 10127.013
2027-11-20 | 2 | 10022.2843
2027-11-20 | 3 | 9939.5488
2027-11-20 | 4 | 9919.9223
2027-11-20 | 5 | 9950.7294
2027-11-20 | 6 | 10036.0096
2027-11-20 | 7 | 10236.4233
2027-11-20 | 8 | 10545.4864
2027-11-20 | 9 | 10787.0079
2027-11-20 | 10 | 10655.7025
2027-11-20 | 11 | 10708.5318
2027-11-20 | 12 | 10665.9497
2027-11-20 | 13 | 10710.5577
2027-11-20 | 14 | 10614.242
2027-11-20 | 15 | 10661.2549
2027-11-20 | 16 | 10753.5255
2027-11-20 | 17 | 11116.3241
2027-11-20 | 18 | 11328.3102
2027-11-20 | 19 | 11275.4971
2027-11-20 | 20 | 11202.2506
2027-11-20 | 21 | 11081.0493
2027-11-20 | 22 | 10914.7979
2027-11-20 | 23 | 10636.1343
2027-11-20 | 24 | 10382.4406
2027-11-21 | 1 | 10187.2531
2027-11-21 | 2 | 10059.3326
2027-11-21 | 3 | 9976.5124
2027-11-21 | 4 | 9940.1054
2027-11-21 | 5 | 9933.9683
2027-11-21 | 6 | 9957.2057
2027-11-21 | 7 | 10141.2041
2027-11-21 | 8 | 10447.2478
2027-11-21 | 9 | 10643.1619
2027-11-21 | 10 | 10574.8282
2027-11-21 | 11 | 10596.6063
2027-11-21 | 12 | 10726.8922
2027-11-21 | 13 | 10697.2577
2027-11-21 | 14 | 10617.1527
2027-11-21 | 15 | 10692.3553
2027-11-21 | 16 | 10791.931
2027-11-21 | 17 | 11092.0025
2027-11-21 | 18 | 11338.6337
2027-11-21 | 19 | 11284.5342
2027-11-21 | 20 | 11207.2485
2027-11-21 | 21 | 11062.0532
2027-11-21 | 22 | 10828.0266
2027-11-21 | 23 | 10519.4806
2027-11-21 | 24 | 10253.5095
2027-11-22 | 1 | 10128.9363
2027-11-22 | 2 | 10050.8775
2027-11-22 | 3 | 9996.8848
2027-11-22 | 4 | 10003.3646
2027-11-22 | 5 | 10064.8261
2027-11-22 | 6 | 10348.0449
2027-11-22 | 7 | 10806.196
2027-11-22 | 8 | 11170.5132
2027-11-22 | 9 | 11316.9897
2027-11-22 | 10 | 11140.3185
2027-11-22 | 11 | 11139.99
2027-11-22 | 12 | 11090.3127
2027-11-22 | 13 | 11165.9429
2027-11-22 | 14 | 11100.1678
2027-11-22 | 15 | 11203.6775
2027-11-22 | 16 | 11267.4889
2027-11-22 | 17 | 11517.1857
2027-11-22 | 18 | 11694.9452
2027-11-22 | 19 | 11623.1211
2027-11-22 | 20 | 11546.0091
2027-11-22 | 21 | 11389.3871
2027-11-22 | 22 | 11097.8826
2027-11-22 | 23 | 10728.2158
2027-11-22 | 24 | 10425.0294
2027-11-23 | 1 | 10201.71
2027-11-23 | 2 | 10100.1841
2027-11-23 | 3 | 10058.8737
2027-11-23 | 4 | 10072.58
2027-11-23 | 5 | 10205.4486
2027-11-23 | 6 | 10511.3195
2027-11-23 | 7 | 10977.9438
2027-11-23 | 8 | 11336.8939
2027-11-23 | 9 | 11444.8543
2027-11-23 | 10 | 11400.7383
2027-11-23 | 11 | 11456.3953
2027-11-23 | 12 | 11461.3787
2027-11-23 | 13 | 11448.6657
2027-11-23 | 14 | 11403.7405
2027-11-23 | 15 | 11453.9148
2027-11-23 | 16 | 11543.8528
2027-11-23 | 17 | 11794.3677
2027-11-23 | 18 | 12006.5681
2027-11-23 | 19 | 11901.7001
2027-11-23 | 20 | 11793.909
2027-11-23 | 21 | 11656.4071
2027-11-23 | 22 | 11418.8827
2027-11-23 | 23 | 11067.0339
2027-11-23 | 24 | 10711.6187
2027-11-24 | 1 | 10469.145
2027-11-24 | 2 | 10369.3281
2027-11-24 | 3 | 10313.4959
2027-11-24 | 4 | 10300.5562
2027-11-24 | 5 | 10386.5263
2027-11-24 | 6 | 10597.7061
2027-11-24 | 7 | 11055.783
2027-11-24 | 8 | 11462.387
2027-11-24 | 9 | 11622.548
2027-11-24 | 10 | 11535.0368
2027-11-24 | 11 | 11487.1929
2027-11-24 | 12 | 11439.7995
2027-11-24 | 13 | 11398.5711
2027-11-24 | 14 | 11482.2182
2027-11-24 | 15 | 11368.7307
2027-11-24 | 16 | 11535.7535
2027-11-24 | 17 | 11807.0207
2027-11-24 | 18 | 12025.5767
2027-11-24 | 19 | 11959.4535
2027-11-24 | 20 | 11858.8236
2027-11-24 | 21 | 11709.2768
2027-11-24 | 22 | 11496.2783
2027-11-24 | 23 | 11131.0321
2027-11-24 | 24 | 10798.4878
2027-11-25 | 1 | 10571.2118
2027-11-25 | 2 | 10464.5162
2027-11-25 | 3 | 10392.2106
2027-11-25 | 4 | 10379.3829
2027-11-25 | 5 | 10425.37
2027-11-25 | 6 | 10572.8428
2027-11-25 | 7 | 10980.9448
2027-11-25 | 8 | 11447.0607
2027-11-25 | 9 | 11616.6361
2027-11-25 | 10 | 11481.5786
2027-11-25 | 11 | 11368.4582
2027-11-25 | 12 | 11364.9911
2027-11-25 | 13 | 11337.9365
2027-11-25 | 14 | 11317.6968
2027-11-25 | 15 | 11320.2282
2027-11-25 | 16 | 11374.6314
2027-11-25 | 17 | 11686.1412
2027-11-25 | 18 | 11860.7556
2027-11-25 | 19 | 11775.8893
2027-11-25 | 20 | 11632.2413
2027-11-25 | 21 | 11503.5159
2027-11-25 | 22 | 11270.8437
2027-11-25 | 23 | 10949.8196
2027-11-25 | 24 | 10638.9145
2027-11-26 | 1 | 10413.7603
2027-11-26 | 2 | 10286.459
2027-11-26 | 3 | 10213.2848
2027-11-26 | 4 | 10203.1536
2027-11-26 | 5 | 10293.1837
2027-11-26 | 6 | 10492.3468
2027-11-26 | 7 | 10948.9255
2027-11-26 | 8 | 11364.2252
2027-11-26 | 9 | 11518.9452
2027-11-26 | 10 | 11418.5709
2027-11-26 | 11 | 11325.3625
2027-11-26 | 12 | 11269.911
2027-11-26 | 13 | 11156.1866
2027-11-26 | 14 | 11162.1667
2027-11-26 | 15 | 11179.6291
2027-11-26 | 16 | 11145.4359
2027-11-26 | 17 | 11465.4647
2027-11-26 | 18 | 11605.081
2027-11-26 | 19 | 11523.4221
2027-11-26 | 20 | 11447.4284
2027-11-26 | 21 | 11334.4322
2027-11-26 | 22 | 11076.1315
2027-11-26 | 23 | 10745.5334
2027-11-26 | 24 | 10463.0425
2027-11-27 | 1 | 10237.9166
2027-11-27 | 2 | 10096.9115
2027-11-27 | 3 | 10030.8207
2027-11-27 | 4 | 9975.9341
2027-11-27 | 5 | 9953.7989
2027-11-27 | 6 | 9997.4671
2027-11-27 | 7 | 10169.077
2027-11-27 | 8 | 10518.5911
2027-11-27 | 9 | 10702.5427
2027-11-27 | 10 | 10686.4169
2027-11-27 | 11 | 10744.725
2027-11-27 | 12 | 10559.6019
2027-11-27 | 13 | 10528.6935
2027-11-27 | 14 | 10502.9755
2027-11-27 | 15 | 10646.534
2027-11-27 | 16 | 10629.6996
2027-11-27 | 17 | 10953.3911
2027-11-27 | 18 | 11094.2645
2027-11-27 | 19 | 11021.7109
2027-11-27 | 20 | 10958.3617
2027-11-27 | 21 | 10832.4114
2027-11-27 | 22 | 10626.127
2027-11-27 | 23 | 10361.005
2027-11-27 | 24 | 10116.1376
2027-11-28 | 1 | 9940.4469
2027-11-28 | 2 | 9820.8659
2027-11-28 | 3 | 9754.7557
2027-11-28 | 4 | 9720.6076
2027-11-28 | 5 | 9717.505
2027-11-28 | 6 | 9799.2776
2027-11-28 | 7 | 9974.812
2027-11-28 | 8 | 10250.4809
2027-11-28 | 9 | 10431.1155
2027-11-28 | 10 | 10432.3342
2027-11-28 | 11 | 10515.1813
2027-11-28 | 12 | 10375.6307
2027-11-28 | 13 | 10464.7001
2027-11-28 | 14 | 10491.1063
2027-11-28 | 15 | 10530.2182
2027-11-28 | 16 | 10621.6831
2027-11-28 | 17 | 10902.6855
2027-11-28 | 18 | 11067.19
2027-11-28 | 19 | 11011.8329
2027-11-28 | 20 | 10931.6714
2027-11-28 | 21 | 10797.108
2027-11-28 | 22 | 10567.3518
2027-11-28 | 23 | 10257.7799
2027-11-28 | 24 | 9996.3699
2027-11-29 | 1 | 9890.589
2027-11-29 | 2 | 9794.3205
2027-11-29 | 3 | 9750.0473
2027-11-29 | 4 | 9764.0272
2027-11-29 | 5 | 9927.3912
2027-11-29 | 6 | 10303.1249
2027-11-29 | 7 | 10734.7048
2027-11-29 | 8 | 11102.0768
2027-11-29 | 9 | 11201.4337
2027-11-29 | 10 | 11050.5127
2027-11-29 | 11 | 11146.359
2027-11-29 | 12 | 11126.3895
2027-11-29 | 13 | 11103.7454
2027-11-29 | 14 | 10920.9946
2027-11-29 | 15 | 10956.8792
2027-11-29 | 16 | 11070.5659
2027-11-29 | 17 | 11387.3599
2027-11-29 | 18 | 11476.1988
2027-11-29 | 19 | 11401.5437
2027-11-29 | 20 | 11354.7594
2027-11-29 | 21 | 11148.3297
2027-11-29 | 22 | 10857.2157
2027-11-29 | 23 | 10480.0194
2027-11-29 | 24 | 10181.4458
2027-11-30 | 1 | 9977.5483
2027-11-30 | 2 | 9883.976
2027-11-30 | 3 | 9836.5768
2027-11-30 | 4 | 9879.7938
2027-11-30 | 5 | 10012.1363
2027-11-30 | 6 | 10341.2971
2027-11-30 | 7 | 10789.7634
2027-11-30 | 8 | 11172.2966
2027-11-30 | 9 | 11242.4831
2027-11-30 | 10 | 11111.2803
2027-11-30 | 11 | 10924.7383
2027-11-30 | 12 | 11071.3865
2027-11-30 | 13 | 11052.0011
2027-11-30 | 14 | 11095.7428
2027-11-30 | 15 | 11130.8143
2027-11-30 | 16 | 11195.0371
2027-11-30 | 17 | 11401.6975
2027-11-30 | 18 | 11460.1017
2027-11-30 | 19 | 11431.1116
2027-11-30 | 20 | 11362.7544
2027-11-30 | 21 | 11197.6719
2027-11-30 | 22 | 10896.6446
2027-11-30 | 23 | 10532.7697
2027-11-30 | 24 | 10200.3815
2027-12-01 | 1 | 10155.1608
2027-12-01 | 2 | 10061.0771
2027-12-01 | 3 | 9998.6899
2027-12-01 | 4 | 10013.761
2027-12-01 | 5 | 10163.2898
2027-12-01 | 6 | 10472.2607
2027-12-01 | 7 | 10946.2637
2027-12-01 | 8 | 11305.3506
2027-12-01 | 9 | 11377.0517
2027-12-01 | 10 | 11184.7142
2027-12-01 | 11 | 11136.6606
2027-12-01 | 12 | 11147.5287
2027-12-01 | 13 | 11270.2437
2027-12-01 | 14 | 11083.9989
2027-12-01 | 15 | 11103.2996
2027-12-01 | 16 | 11210.1327
2027-12-01 | 17 | 11489.3277
2027-12-01 | 18 | 11555.2224
2027-12-01 | 19 | 11472.8655
2027-12-01 | 20 | 11452.0834
2027-12-01 | 21 | 11292.1566
2027-12-01 | 22 | 11012.5789
2027-12-01 | 23 | 10652.897
2027-12-01 | 24 | 10329.4845
2027-12-02 | 1 | 10175.0022
2027-12-02 | 2 | 10060.4507
2027-12-02 | 3 | 9966.5201
2027-12-02 | 4 | 10039.8409
2027-12-02 | 5 | 10157.1666
2027-12-02 | 6 | 10448.5286
2027-12-02 | 7 | 10909.4736
2027-12-02 | 8 | 11234.5294
2027-12-02 | 9 | 11264.0569
2027-12-02 | 10 | 11174.4049
2027-12-02 | 11 | 11188.8441
2027-12-02 | 12 | 11118.7221
2027-12-02 | 13 | 11030.1092
2027-12-02 | 14 | 11033.7567
2027-12-02 | 15 | 11089.0415
2027-12-02 | 16 | 11141.987
2027-12-02 | 17 | 11321.9847
2027-12-02 | 18 | 11395.6954
2027-12-02 | 19 | 11321.9413
2027-12-02 | 20 | 11238.0233
2027-12-02 | 21 | 11080.0151
2027-12-02 | 22 | 10813.1862
2027-12-02 | 23 | 10496.0129
2027-12-02 | 24 | 10230.292
2027-12-03 | 1 | 10049.1616
2027-12-03 | 2 | 9953.439
2027-12-03 | 3 | 9923.0219
2027-12-03 | 4 | 9931.214
2027-12-03 | 5 | 10083.0275
2027-12-03 | 6 | 10449.9217
2027-12-03 | 7 | 10946.474
2027-12-03 | 8 | 11261.9754
2027-12-03 | 9 | 11336.9038
2027-12-03 | 10 | 11309.0607
2027-12-03 | 11 | 11344.3688
2027-12-03 | 12 | 11283.7765
2027-12-03 | 13 | 11299.8596
2027-12-03 | 14 | 11244.9006
2027-12-03 | 15 | 11130.512
2027-12-03 | 16 | 11220.3707
2027-12-03 | 17 | 11552.3792
2027-12-03 | 18 | 11648.1868
2027-12-03 | 19 | 11536.3479
2027-12-03 | 20 | 11442.7334
2027-12-03 | 21 | 11294.121
2027-12-03 | 22 | 11023.5043
2027-12-03 | 23 | 10710.5809
2027-12-03 | 24 | 10425.9697
2027-12-04 | 1 | 10208.3173
2027-12-04 | 2 | 10071.0505
2027-12-04 | 3 | 9997.3064
2027-12-04 | 4 | 9980.9145
2027-12-04 | 5 | 10004.5836
2027-12-04 | 6 | 10088.8406
2027-12-04 | 7 | 10284.8517
2027-12-04 | 8 | 10599.2619
2027-12-04 | 9 | 10762.1573
2027-12-04 | 10 | 10669.962
2027-12-04 | 11 | 10840.9672
2027-12-04 | 12 | 10850.2713
2027-12-04 | 13 | 10818.4721
2027-12-04 | 14 | 10807.3571
2027-12-04 | 15 | 10808.8664
2027-12-04 | 16 | 10896.8978
2027-12-04 | 17 | 11139.8371
2027-12-04 | 18 | 11255.8467
2027-12-04 | 19 | 11175.4707
2027-12-04 | 20 | 11082.626
2027-12-04 | 21 | 10946.4554
2027-12-04 | 22 | 10736.0506
2027-12-04 | 23 | 10463.666
2027-12-04 | 24 | 10212.7798
2027-12-05 | 1 | 10044.6996
2027-12-05 | 2 | 9926.5635
2027-12-05 | 3 | 9864.2182
2027-12-05 | 4 | 9849.3402
2027-12-05 | 5 | 9889.9116
2027-12-05 | 6 | 10036.951
2027-12-05 | 7 | 10224.7272
2027-12-05 | 8 | 10481.1578
2027-12-05 | 9 | 10617.0486
2027-12-05 | 10 | 10553.0419
2027-12-05 | 11 | 10616.2958
2027-12-05 | 12 | 10654.6747
2027-12-05 | 13 | 10668.9986
2027-12-05 | 14 | 10690.3726
2027-12-05 | 15 | 10840.6655
2027-12-05 | 16 | 10986.0308
2027-12-05 | 17 | 11279.2972
2027-12-05 | 18 | 11452.4066
2027-12-05 | 19 | 11384.1279
2027-12-05 | 20 | 11311.0271
2027-12-05 | 21 | 11191.3427
2027-12-05 | 22 | 10976.7015
2027-12-05 | 23 | 10664.5184
2027-12-05 | 24 | 10406.7494
2027-12-06 | 1 | 10338.8186
2027-12-06 | 2 | 10204.462
2027-12-06 | 3 | 10161.4518
2027-12-06 | 4 | 10176.9785
2027-12-06 | 5 | 10294.6273
2027-12-06 | 6 | 10585.693
2027-12-06 | 7 | 11020.3003
2027-12-06 | 8 | 11395.0552
2027-12-06 | 9 | 11444.3423
2027-12-06 | 10 | 11377.5759
2027-12-06 | 11 | 11405.3906
2027-12-06 | 12 | 11319.9803
2027-12-06 | 13 | 11243.6011
2027-12-06 | 14 | 11294.3923
2027-12-06 | 15 | 11270.7872
2027-12-06 | 16 | 11322.5684
2027-12-06 | 17 | 11540.5147
2027-12-06 | 18 | 11575.2901
2027-12-06 | 19 | 11483.6921
2027-12-06 | 20 | 11434.1706
2027-12-06 | 21 | 11287.1058
2027-12-06 | 22 | 10989.7616
2027-12-06 | 23 | 10622.6885
2027-12-06 | 24 | 10320.1806
2027-12-07 | 1 | 10105.4846
2027-12-07 | 2 | 10010.7527
2027-12-07 | 3 | 9958.8113
2027-12-07 | 4 | 10000.0957
2027-12-07 | 5 | 10125.3126
2027-12-07 | 6 | 10415.0134
2027-12-07 | 7 | 10892.343
2027-12-07 | 8 | 11270.7484
2027-12-07 | 9 | 11302.6007
2027-12-07 | 10 | 11275.7835
2027-12-07 | 11 | 11265.4451
2027-12-07 | 12 | 11274.6442
2027-12-07 | 13 | 11201.0098
2027-12-07 | 14 | 11306.8501
2027-12-07 | 15 | 11258.8491
2027-12-07 | 16 | 11411.5782
2027-12-07 | 17 | 11642.4286
2027-12-07 | 18 | 11731.5674
2027-12-07 | 19 | 11645.3201
2027-12-07 | 20 | 11541.0904
2027-12-07 | 21 | 11376.5959
2027-12-07 | 22 | 11070.7698
2027-12-07 | 23 | 10719.4624
2027-12-07 | 24 | 10443.7818
2027-12-08 | 1 | 10244.2832
2027-12-08 | 2 | 10160.4938
2027-12-08 | 3 | 10121.9209
2027-12-08 | 4 | 10174.3327
2027-12-08 | 5 | 10304.0633
2027-12-08 | 6 | 10582.7458
2027-12-08 | 7 | 11024.9053
2027-12-08 | 8 | 11399.5067
2027-12-08 | 9 | 11437.2737
2027-12-08 | 10 | 11345.4933
2027-12-08 | 11 | 11385.7334
2027-12-08 | 12 | 11216.1946
2027-12-08 | 13 | 11216.324
2027-12-08 | 14 | 11221.3536
2027-12-08 | 15 | 11247.2896
2027-12-08 | 16 | 11386.9961
2027-12-08 | 17 | 11704.5457
2027-12-08 | 18 | 11793.4841
2027-12-08 | 19 | 11711.7307
2027-12-08 | 20 | 11637.3341
2027-12-08 | 21 | 11472.5865
2027-12-08 | 22 | 11181.0955
2027-12-08 | 23 | 10852.4338
2027-12-08 | 24 | 10519.151
2027-12-09 | 1 | 10348.9906
2027-12-09 | 2 | 10224.5525
2027-12-09 | 3 | 10159.6249
2027-12-09 | 4 | 10169.0648
2027-12-09 | 5 | 10319.8199
2027-12-09 | 6 | 10576.6927
2027-12-09 | 7 | 11041.5798
2027-12-09 | 8 | 11417.9347
2027-12-09 | 9 | 11470.3844
2027-12-09 | 10 | 11382.6033
2027-12-09 | 11 | 11316.4587
2027-12-09 | 12 | 11376.3219
2027-12-09 | 13 | 11411.2582
2027-12-09 | 14 | 11382.1041
2027-12-09 | 15 | 11320.1584
2027-12-09 | 16 | 11433.6095
2027-12-09 | 17 | 11769.9804
2027-12-09 | 18 | 11900.8807
2027-12-09 | 19 | 11796.0204
2027-12-09 | 20 | 11688.1709
2027-12-09 | 21 | 11534.9965
2027-12-09 | 22 | 11288.891
2027-12-09 | 23 | 10957.9035
2027-12-09 | 24 | 10653.342
2027-12-10 | 1 | 10439.8184
2027-12-10 | 2 | 10332.0319
2027-12-10 | 3 | 10278.5842
2027-12-10 | 4 | 10269.1389
2027-12-10 | 5 | 10357.6045
2027-12-10 | 6 | 10601.0354
2027-12-10 | 7 | 11043.0356
2027-12-10 | 8 | 11457.0109
2027-12-10 | 9 | 11506.141
2027-12-10 | 10 | 11464.5531
2027-12-10 | 11 | 11388.3042
2027-12-10 | 12 | 11383.8229
2027-12-10 | 13 | 11319.5272
2027-12-10 | 14 | 11308.4441
2027-12-10 | 15 | 11289.101
2027-12-10 | 16 | 11335.2652
2027-12-10 | 17 | 11532.7862
2027-12-10 | 18 | 11555.6026
2027-12-10 | 19 | 11479.6839
2027-12-10 | 20 | 11415.2855
2027-12-10 | 21 | 11263.4957
2027-12-10 | 22 | 10991.6406
2027-12-10 | 23 | 10667.8686
2027-12-10 | 24 | 10375.8622
2027-12-11 | 1 | 10152.2403
2027-12-11 | 2 | 10011.1358
2027-12-11 | 3 | 9928.4295
2027-12-11 | 4 | 9944.3607
2027-12-11 | 5 | 9959.4961
2027-12-11 | 6 | 10031.5055
2027-12-11 | 7 | 10220.8462
2027-12-11 | 8 | 10540.8099
2027-12-11 | 9 | 10672.2795
2027-12-11 | 10 | 10624.8372
2027-12-11 | 11 | 10623.9013
2027-12-11 | 12 | 10617.518
2027-12-11 | 13 | 10596.6541
2027-12-11 | 14 | 10619.9375
2027-12-11 | 15 | 10668.3405
2027-12-11 | 16 | 10809.6624
2027-12-11 | 17 | 11172.2155
2027-12-11 | 18 | 11311.6867
2027-12-11 | 19 | 11210.8147
2027-12-11 | 20 | 11104.1285
2027-12-11 | 21 | 10973.5273
2027-12-11 | 22 | 10761.6093
2027-12-11 | 23 | 10517.7482
2027-12-11 | 24 | 10284.5533
2027-12-12 | 1 | 10115.7928
2027-12-12 | 2 | 10003.0284
2027-12-12 | 3 | 9953.8176
2027-12-12 | 4 | 9943.5309
2027-12-12 | 5 | 9994.1014
2027-12-12 | 6 | 10098.0699
2027-12-12 | 7 | 10286.6857
2027-12-12 | 8 | 10553.5267
2027-12-12 | 9 | 10660.5415
2027-12-12 | 10 | 10655.1674
2027-12-12 | 11 | 10715.3282
2027-12-12 | 12 | 10767.8221
2027-12-12 | 13 | 10779.9424
2027-12-12 | 14 | 10941.0486
2027-12-12 | 15 | 11025.2947
2027-12-12 | 16 | 11114.2428
2027-12-12 | 17 | 11461.6737
2027-12-12 | 18 | 11661.362
2027-12-12 | 19 | 11583.8389
2027-12-12 | 20 | 11479.8444
2027-12-12 | 21 | 11339.0062
2027-12-12 | 22 | 11124.8101
2027-12-12 | 23 | 10811.8249
2027-12-12 | 24 | 10543.9197
2027-12-13 | 1 | 10422.8827
2027-12-13 | 2 | 10332.5583
2027-12-13 | 3 | 10293.5657
2027-12-13 | 4 | 10311.6709
2027-12-13 | 5 | 10439.5595
2027-12-13 | 6 | 10739.3982
2027-12-13 | 7 | 11190.1692
2027-12-13 | 8 | 11571.7152
2027-12-13 | 9 | 11606.4499
2027-12-13 | 10 | 11633.3371
2027-12-13 | 11 | 11708.7698
2027-12-13 | 12 | 11662.9969
2027-12-13 | 13 | 11632.2088
2027-12-13 | 14 | 11652.6411
2027-12-13 | 15 | 11623.9348
2027-12-13 | 16 | 11678.9454
2027-12-13 | 17 | 11929.1111
2027-12-13 | 18 | 12061.2975
2027-12-13 | 19 | 11984.1093
2027-12-13 | 20 | 11894.4594
2027-12-13 | 21 | 11744.8435
2027-12-13 | 22 | 11470.8665
2027-12-13 | 23 | 11117.2541
2027-12-13 | 24 | 10797.7641
2027-12-14 | 1 | 10563.3014
2027-12-14 | 2 | 10447.472
2027-12-14 | 3 | 10382.3827
2027-12-14 | 4 | 10453.3464
2027-12-14 | 5 | 10494.4555
2027-12-14 | 6 | 10711.6667
2027-12-14 | 7 | 11112.9554
2027-12-14 | 8 | 11539.2897
2027-12-14 | 9 | 11573.8706
2027-12-14 | 10 | 11533.9087
2027-12-14 | 11 | 11523.6318
2027-12-14 | 12 | 11474.7839
2027-12-14 | 13 | 11496.0613
2027-12-14 | 14 | 11394.4796
2027-12-14 | 15 | 11257.4844
2027-12-14 | 16 | 11367.865
2027-12-14 | 17 | 11668.7937
2027-12-14 | 18 | 11729.2414
2027-12-14 | 19 | 11637.2506
2027-12-14 | 20 | 11570.6884
2027-12-14 | 21 | 11415.138
2027-12-14 | 22 | 11111.1329
2027-12-14 | 23 | 10734.2391
2027-12-14 | 24 | 10442.0836
2027-12-15 | 1 | 10231.1991
2027-12-15 | 2 | 10122.2304
2027-12-15 | 3 | 10065.1949
2027-12-15 | 4 | 10079.6612
2027-12-15 | 5 | 10195.2988
2027-12-15 | 6 | 10505.374
2027-12-15 | 7 | 10962.1656
2027-12-15 | 8 | 11330.9205
2027-12-15 | 9 | 11332.5625
2027-12-15 | 10 | 11354.0091
2027-12-15 | 11 | 11336.6271
2027-12-15 | 12 | 11304.5393
2027-12-15 | 13 | 11095.732
2027-12-15 | 14 | 11072.7516
2027-12-15 | 15 | 11086.0918
2027-12-15 | 16 | 11285.9739
2027-12-15 | 17 | 11562.5386
2027-12-15 | 18 | 11637.4696
2027-12-15 | 19 | 11552.808
2027-12-15 | 20 | 11483.8591
2027-12-15 | 21 | 11327.1764
2027-12-15 | 22 | 11034.9098
2027-12-15 | 23 | 10708.1558
2027-12-15 | 24 | 10418.5574
2027-12-16 | 1 | 10250.4237
2027-12-16 | 2 | 10149.0637
2027-12-16 | 3 | 10096.7915
2027-12-16 | 4 | 10113.8317
2027-12-16 | 5 | 10239.5924
2027-12-16 | 6 | 10523.6747
2027-12-16 | 7 | 10993.6512
2027-12-16 | 8 | 11356.7256
2027-12-16 | 9 | 11374.9718
2027-12-16 | 10 | 11393.5315
2027-12-16 | 11 | 11469.2928
2027-12-16 | 12 | 11471.7178
2027-12-16 | 13 | 11429.8373
2027-12-16 | 14 | 11432.4072
2027-12-16 | 15 | 11422.7491
2027-12-16 | 16 | 11437.9402
2027-12-16 | 17 | 11672.0917
2027-12-16 | 18 | 11756.4469
2027-12-16 | 19 | 11664.9334
2027-12-16 | 20 | 11557.8717
2027-12-16 | 21 | 11406.1919
2027-12-16 | 22 | 11152.6493
2027-12-16 | 23 | 10829.9871
2027-12-16 | 24 | 10545.4589
2027-12-17 | 1 | 10341.858
2027-12-17 | 2 | 10233.627
2027-12-17 | 3 | 10182.6053
2027-12-17 | 4 | 10184.8674
2027-12-17 | 5 | 10304.4625
2027-12-17 | 6 | 10586.8475
2027-12-17 | 7 | 11064.7492
2027-12-17 | 8 | 11465.4657
2027-12-17 | 9 | 11489.6318
2027-12-17 | 10 | 11450.9904
2027-12-17 | 11 | 11560.8383
2027-12-17 | 12 | 11555.3108
2027-12-17 | 13 | 11508.4349
2027-12-17 | 14 | 11421.3488
2027-12-17 | 15 | 11406.5017
2027-12-17 | 16 | 11472.6949
2027-12-17 | 17 | 11748.9002
2027-12-17 | 18 | 11873.8922
2027-12-17 | 19 | 11784.9623
2027-12-17 | 20 | 11697.0734
2027-12-17 | 21 | 11518.9314
2027-12-17 | 22 | 11257.421
2027-12-17 | 23 | 10939.0067
2027-12-17 | 24 | 10644.8286
2027-12-18 | 1 | 10430.3289
2027-12-18 | 2 | 10296.2319
2027-12-18 | 3 | 10229.1462
2027-12-18 | 4 | 10197.3291
2027-12-18 | 5 | 10208.6928
2027-12-18 | 6 | 10270.2816
2027-12-18 | 7 | 10466.5895
2027-12-18 | 8 | 10829.6895
2027-12-18 | 9 | 10966.7322
2027-12-18 | 10 | 11069.188
2027-12-18 | 11 | 11085.7547
2027-12-18 | 12 | 11108.7766
2027-12-18 | 13 | 11018.9736
2027-12-18 | 14 | 10935.2844
2027-12-18 | 15 | 10848.9476
2027-12-18 | 16 | 10969.9877
2027-12-18 | 17 | 11327.6574
2027-12-18 | 18 | 11484.3217
2027-12-18 | 19 | 11401.028
2027-12-18 | 20 | 11326.2268
2027-12-18 | 21 | 11237.8013
2027-12-18 | 22 | 11044.1242
2027-12-18 | 23 | 10765.5543
2027-12-18 | 24 | 10504.7887
2027-12-19 | 1 | 10276.97
2027-12-19 | 2 | 10147.379
2027-12-19 | 3 | 10070.9478
2027-12-19 | 4 | 10036.2532
2027-12-19 | 5 | 10039.2451
2027-12-19 | 6 | 10080.5712
2027-12-19 | 7 | 10246.7049
2027-12-19 | 8 | 10530.3935
2027-12-19 | 9 | 10659.1038
2027-12-19 | 10 | 10672.664
2027-12-19 | 11 | 10656.9567
2027-12-19 | 12 | 10688.482
2027-12-19 | 13 | 10780.1134
2027-12-19 | 14 | 10695.0839
2027-12-19 | 15 | 10751.8939
2027-12-19 | 16 | 10925.1107
2027-12-19 | 17 | 11338.4506
2027-12-19 | 18 | 11519.0822
2027-12-19 | 19 | 11462.0226
2027-12-19 | 20 | 11369.6628
2027-12-19 | 21 | 11222.8186
2027-12-19 | 22 | 10994.7767
2027-12-19 | 23 | 10701.9606
2027-12-19 | 24 | 10441.9185
2027-12-20 | 1 | 10329.3103
2027-12-20 | 2 | 10244.775
2027-12-20 | 3 | 10205.6404
2027-12-20 | 4 | 10205.1808
2027-12-20 | 5 | 10333.3125
2027-12-20 | 6 | 10628.7148
2027-12-20 | 7 | 11084.2121
2027-12-20 | 8 | 11458.8114
2027-12-20 | 9 | 11512.0668
2027-12-20 | 10 | 11430.7946
2027-12-20 | 11 | 11342.0463
2027-12-20 | 12 | 11333.8438
2027-12-20 | 13 | 11318.3643
2027-12-20 | 14 | 11309.2106
2027-12-20 | 15 | 11310.6836
2027-12-20 | 16 | 11460.5828
2027-12-20 | 17 | 11810.0205
2027-12-20 | 18 | 11917.8967
2027-12-20 | 19 | 11841.4188
2027-12-20 | 20 | 11786.5894
2027-12-20 | 21 | 11627.8096
2027-12-20 | 22 | 11325.5916
2027-12-20 | 23 | 10971.7626
2027-12-20 | 24 | 10670.9407
2027-12-21 | 1 | 10452.6558
2027-12-21 | 2 | 10352.3183
2027-12-21 | 3 | 10289.1075
2027-12-21 | 4 | 10288.9459
2027-12-21 | 5 | 10358.2624
2027-12-21 | 6 | 10604.0309
2027-12-21 | 7 | 11028.211
2027-12-21 | 8 | 11464.9753
2027-12-21 | 9 | 11490.1429
2027-12-21 | 10 | 11384.018
2027-12-21 | 11 | 11433.2541
2027-12-21 | 12 | 11218.4146
2027-12-21 | 13 | 11296.5956
2027-12-21 | 14 | 11338.2856
2027-12-21 | 15 | 11338.7073
2027-12-21 | 16 | 11312.6047
2027-12-21 | 17 | 11638.2315
2027-12-21 | 18 | 11743.5225
2027-12-21 | 19 | 11651.8932
2027-12-21 | 20 | 11520.115
2027-12-21 | 21 | 11354.2232
2027-12-21 | 22 | 11047.1727
2027-12-21 | 23 | 10668.1938
2027-12-21 | 24 | 10370.9447
2027-12-22 | 1 | 10144.988
2027-12-22 | 2 | 10040.827
2027-12-22 | 3 | 9995.9893
2027-12-22 | 4 | 9998.9326
2027-12-22 | 5 | 10130.5968
2027-12-22 | 6 | 10448.9236
2027-12-22 | 7 | 10902.9563
2027-12-22 | 8 | 11259.3218
2027-12-22 | 9 | 11341.2544
2027-12-22 | 10 | 11235.9184
2027-12-22 | 11 | 11089.1578
2027-12-22 | 12 | 11059.6077
2027-12-22 | 13 | 11117.0111
2027-12-22 | 14 | 11057.8962
2027-12-22 | 15 | 11035.615
2027-12-22 | 16 | 11126.2981
2027-12-22 | 17 | 11434.4262
2027-12-22 | 18 | 11465.3902
2027-12-22 | 19 | 11396.2152
2027-12-22 | 20 | 11334.4912
2027-12-22 | 21 | 11167.6392
2027-12-22 | 22 | 10868.8181
2027-12-22 | 23 | 10507.6007
2027-12-22 | 24 | 10223.8011
2027-12-23 | 1 | 10098.0137
2027-12-23 | 2 | 10003.8487
2027-12-23 | 3 | 9962.8133
2027-12-23 | 4 | 9943.6368
2027-12-23 | 5 | 10111.323
2027-12-23 | 6 | 10425.6775
2027-12-23 | 7 | 10895.6599
2027-12-23 | 8 | 11251.7432
2027-12-23 | 9 | 11301.4926
2027-12-23 | 10 | 11337.2728
2027-12-23 | 11 | 11349.526
2027-12-23 | 12 | 11326.7274
2027-12-23 | 13 | 11293.3336
2027-12-23 | 14 | 11325.9587
2027-12-23 | 15 | 11347.6264
2027-12-23 | 16 | 11409.6308
2027-12-23 | 17 | 11612.7095
2027-12-23 | 18 | 11696.7456
2027-12-23 | 19 | 11610.7049
2027-12-23 | 20 | 11498.6859
2027-12-23 | 21 | 11338.0142
2027-12-23 | 22 | 11069.188
2027-12-23 | 23 | 10747.3715
2027-12-23 | 24 | 10480.7836
2027-12-24 | 1 | 10282.6502
2027-12-24 | 2 | 10170.5972
2027-12-24 | 3 | 10119.0114
2027-12-24 | 4 | 10110.3899
2027-12-24 | 5 | 10149.5352
2027-12-24 | 6 | 10233.474
2027-12-24 | 7 | 10414.0456
2027-12-24 | 8 | 10743.0387
2027-12-24 | 9 | 10886.7902
2027-12-24 | 10 | 10912.3097
2027-12-24 | 11 | 10862.0301
2027-12-24 | 12 | 10881.6316
2027-12-24 | 13 | 10690.9631
2027-12-24 | 14 | 10718.8987
2027-12-24 | 15 | 10656.7769
2027-12-24 | 16 | 10767.4537
2027-12-24 | 17 | 11121.9755
2027-12-24 | 18 | 11245.748
2027-12-24 | 19 | 11180.9771
2027-12-24 | 20 | 11106.7244
2027-12-24 | 21 | 10987.8899
2027-12-24 | 22 | 10800.0542
2027-12-24 | 23 | 10526.4736
2027-12-24 | 24 | 10270.3061
2027-12-25 | 1 | 10077.8613
2027-12-25 | 2 | 9939.9765
2027-12-25 | 3 | 9859.5296
2027-12-25 | 4 | 9827.7391
2027-12-25 | 5 | 9833.6447
2027-12-25 | 6 | 9898.5582
2027-12-25 | 7 | 10058.8323
2027-12-25 | 8 | 10336.3618
2027-12-25 | 9 | 10458.2893
2027-12-25 | 10 | 10463.9905
2027-12-25 | 11 | 10454.9742
2027-12-25 | 12 | 10567.0364
2027-12-25 | 13 | 10559.6383
2027-12-25 | 14 | 10540.8544
2027-12-25 | 15 | 10657.0559
2027-12-25 | 16 | 10794.4271
2027-12-25 | 17 | 11100.9237
2027-12-25 | 18 | 11263.5758
2027-12-25 | 19 | 11204.9206
2027-12-25 | 20 | 11121.4796
2027-12-25 | 21 | 10971.3815
2027-12-25 | 22 | 10734.0719
2027-12-25 | 23 | 10453.5097
2027-12-25 | 24 | 10195.4365
2027-12-26 | 1 | 10097.2203
2027-12-26 | 2 | 9984.6178
2027-12-26 | 3 | 9936.7844
2027-12-26 | 4 | 9926.2885
2027-12-26 | 5 | 9935.6831
2027-12-26 | 6 | 10033.5161
2027-12-26 | 7 | 10222.5097
2027-12-26 | 8 | 10517.8834
2027-12-26 | 9 | 10606.2183
2027-12-26 | 10 | 10635.1723
2027-12-26 | 11 | 10627.5362
2027-12-26 | 12 | 10650.7687
2027-12-26 | 13 | 10770.6392
2027-12-26 | 14 | 10762.288
2027-12-26 | 15 | 10896.4272
2027-12-26 | 16 | 10881.8899
2027-12-26 | 17 | 11295.5761
2027-12-26 | 18 | 11519.5564
2027-12-26 | 19 | 11467.386
2027-12-26 | 20 | 11374.2851
2027-12-26 | 21 | 11225.7723
2027-12-26 | 22 | 11012.9588
2027-12-26 | 23 | 10690.1457
2027-12-26 | 24 | 10421.7969
2027-12-27 | 1 | 10338.3743
2027-12-27 | 2 | 10215.2276
2027-12-27 | 3 | 10144.0318
2027-12-27 | 4 | 10117.4921
2027-12-27 | 5 | 10095.4887
2027-12-27 | 6 | 10135.1806
2027-12-27 | 7 | 10336.9883
2027-12-27 | 8 | 10674.7828
2027-12-27 | 9 | 10831.0897
2027-12-27 | 10 | 10831.2336
2027-12-27 | 11 | 10758.9052
2027-12-27 | 12 | 10723.6851
2027-12-27 | 13 | 10684.653
2027-12-27 | 14 | 10635.4977
2027-12-27 | 15 | 10641.1801
2027-12-27 | 16 | 10762.2934
2027-12-27 | 17 | 11136.6721
2027-12-27 | 18 | 11307.8701
2027-12-27 | 19 | 11249.8642
2027-12-27 | 20 | 11157.9453
2027-12-27 | 21 | 11022.4593
2027-12-27 | 22 | 10827.0423
2027-12-27 | 23 | 10572.8868
2027-12-27 | 24 | 10324.1171
2027-12-28 | 1 | 10148.4861
2027-12-28 | 2 | 10037.4419
2027-12-28 | 3 | 9985.7615
2027-12-28 | 4 | 9982.662
2027-12-28 | 5 | 10100.7208
2027-12-28 | 6 | 10400.8586
2027-12-28 | 7 | 10859.3634
2027-12-28 | 8 | 11216.6642
2027-12-28 | 9 | 11259.6527
2027-12-28 | 10 | 11254.1548
2027-12-28 | 11 | 11168.1957
2027-12-28 | 12 | 11061.5955
2027-12-28 | 13 | 10943.6684
2027-12-28 | 14 | 10934.6787
2027-12-28 | 15 | 10952.1419
2027-12-28 | 16 | 11080.018
2027-12-28 | 17 | 11395.9507
2027-12-28 | 18 | 11499.3428
2027-12-28 | 19 | 11371.523
2027-12-28 | 20 | 11312.8418
2027-12-28 | 21 | 11144.1983
2027-12-28 | 22 | 10839.4817
2027-12-28 | 23 | 10467.8404
2027-12-28 | 24 | 10180.9197
2027-12-29 | 1 | 10007.3633
2027-12-29 | 2 | 9907.0373
2027-12-29 | 3 | 9844.5176
2027-12-29 | 4 | 9827.0104
2027-12-29 | 5 | 9949.1953
2027-12-29 | 6 | 10277.5436
2027-12-29 | 7 | 10728.8615
2027-12-29 | 8 | 11092.9804
2027-12-29 | 9 | 11124.7765
2027-12-29 | 10 | 11033.7121
2027-12-29 | 11 | 11032.0581
2027-12-29 | 12 | 10887.2367
2027-12-29 | 13 | 10885.537
2027-12-29 | 14 | 10911.4949
2027-12-29 | 15 | 10924.8287
2027-12-29 | 16 | 11054.3056
2027-12-29 | 17 | 11380.8101
2027-12-29 | 18 | 11451.6089
2027-12-29 | 19 | 11384.0171
2027-12-29 | 20 | 11271.6617
2027-12-29 | 21 | 11085.9099
2027-12-29 | 22 | 10776.9555
2027-12-29 | 23 | 10418.3355
2027-12-29 | 24 | 10149.1755
2027-12-30 | 1 | 9989.2811
2027-12-30 | 2 | 9902.0123
2027-12-30 | 3 | 9867.0888
2027-12-30 | 4 | 9878.9284
2027-12-30 | 5 | 10013.312
2027-12-30 | 6 | 10337.8551
2027-12-30 | 7 | 10801.0882
2027-12-30 | 8 | 11149.8371
2027-12-30 | 9 | 11184.5762
2027-12-30 | 10 | 11098.1991
2027-12-30 | 11 | 10983.646
2027-12-30 | 12 | 10967.4028
2027-12-30 | 13 | 10909.4542
2027-12-30 | 14 | 10871.5576
2027-12-30 | 15 | 10868.0368
2027-12-30 | 16 | 10950.7386
2027-12-30 | 17 | 11270.0968
2027-12-30 | 18 | 11331.443
2027-12-30 | 19 | 11261.3462
2027-12-30 | 20 | 11199.6577
2027-12-30 | 21 | 11029.4351
2027-12-30 | 22 | 10745.6411
2027-12-30 | 23 | 10422.3639
2027-12-30 | 24 | 10153.5441
2027-12-31 | 1 | 9955.6397
2027-12-31 | 2 | 9878.3527
2027-12-31 | 3 | 9813.4158
2027-12-31 | 4 | 9805.6595
2027-12-31 | 5 | 9856.3608
2027-12-31 | 6 | 9990.2795
2027-12-31 | 7 | 10214.1857
2027-12-31 | 8 | 10514.0908
2027-12-31 | 9 | 10657.8104
2027-12-31 | 10 | 10778.0446
2027-12-31 | 11 | 10805.8674
2027-12-31 | 12 | 10828.0293
2027-12-31 | 13 | 10782.8991
2027-12-31 | 14 | 10767.0423
2027-12-31 | 15 | 10757.564
2027-12-31 | 16 | 10830.8087
2027-12-31 | 17 | 11066.7035
2027-12-31 | 18 | 11267.0515
2027-12-31 | 19 | 11200.4555
2027-12-31 | 20 | 11102.2535
2027-12-31 | 21 | 10956.0312
2027-12-31 | 22 | 10755.1222
2027-12-31 | 23 | 10500.7785
2027-12-31 | 24 | 10251.6092
2028-01-01 | 1 | 10084.5651
2028-01-01 | 2 | 9962.5125
2028-01-01 | 3 | 9893.5343
2028-01-01 | 4 | 9875.3109
2028-01-01 | 5 | 9895.7692
2028-01-01 | 6 | 9974.574
2028-01-01 | 7 | 10158.0073
2028-01-01 | 8 | 10436.768
2028-01-01 | 9 | 10556.5013
2028-01-01 | 10 | 10639.9471
2028-01-01 | 11 | 10655.9488
2028-01-01 | 12 | 10539.8352
2028-01-01 | 13 | 10531.5413
2028-01-01 | 14 | 10771.5643
2028-01-01 | 15 | 10797.5734
2028-01-01 | 16 | 10899.123
2028-01-01 | 17 | 11171.6778
2028-01-01 | 18 | 11378.9919
2028-01-01 | 19 | 11327.8731
2028-01-01 | 20 | 11239.8301
2028-01-01 | 21 | 11076.3567
2028-01-01 | 22 | 10822.6349
2028-01-01 | 23 | 10497.1706
2028-01-01 | 24 | 10220.4417
2028-01-02 | 1 | 10147.784
2028-01-02 | 2 | 10068.4502
2028-01-02 | 3 | 9997.3293
2028-01-02 | 4 | 9938.6632
2028-01-02 | 5 | 9971.42
2028-01-02 | 6 | 10058.7609
2028-01-02 | 7 | 10265.1978
2028-01-02 | 8 | 10591.1722
2028-01-02 | 9 | 10732.61
2028-01-02 | 10 | 10800.4131
2028-01-02 | 11 | 10860.9193
2028-01-02 | 12 | 10614.3073
2028-01-02 | 13 | 10583.938
2028-01-02 | 14 | 10802.8841
2028-01-02 | 15 | 10785.5582
2028-01-02 | 16 | 10832.1394
2028-01-02 | 17 | 11046.3769
2028-01-02 | 18 | 11205.4638
2028-01-02 | 19 | 11162.4219
2028-01-02 | 20 | 11096.6182
2028-01-02 | 21 | 10968.2005
2028-01-02 | 22 | 10760.548
2028-01-02 | 23 | 10488.975
2028-01-02 | 24 | 10242.9555
2028-01-03 | 1 | 10054.8181
2028-01-03 | 2 | 9963.8883
2028-01-03 | 3 | 9926.6272
2028-01-03 | 4 | 9945.1389
2028-01-03 | 5 | 10086.0489
2028-01-03 | 6 | 10408.0821
2028-01-03 | 7 | 10900.472
2028-01-03 | 8 | 11253.5793
2028-01-03 | 9 | 11282.8833
2028-01-03 | 10 | 11196.7399
2028-01-03 | 11 | 11091.5433
2028-01-03 | 12 | 10994.5623
2028-01-03 | 13 | 11238.6084
2028-01-03 | 14 | 11208.3836
2028-01-03 | 15 | 11005.8958
2028-01-03 | 16 | 11135.1696
2028-01-03 | 17 | 11466.2865
2028-01-03 | 18 | 11579.8447
2028-01-03 | 19 | 11532.5186
2028-01-03 | 20 | 11427.9884
2028-01-03 | 21 | 11258.2665
2028-01-03 | 22 | 10959.7795
2028-01-03 | 23 | 10601.7603
2028-01-03 | 24 | 10304.8199
2028-01-04 | 1 | 10084.5613
2028-01-04 | 2 | 9988.1395
2028-01-04 | 3 | 9946.0808
2028-01-04 | 4 | 9945.9285
2028-01-04 | 5 | 10069.3638
2028-01-04 | 6 | 10389.4065
2028-01-04 | 7 | 10816.6213
2028-01-04 | 8 | 11195.2125
2028-01-04 | 9 | 11215.5022
2028-01-04 | 10 | 11229.5163
2028-01-04 | 11 | 11203.8721
2028-01-04 | 12 | 11200.3639
2028-01-04 | 13 | 11163.2819
2028-01-04 | 14 | 11054.1616
2028-01-04 | 15 | 11151.0994
2028-01-04 | 16 | 11245.5057
2028-01-04 | 17 | 11400.6827
2028-01-04 | 18 | 11495.0114
2028-01-04 | 19 | 11409.5439
2028-01-04 | 20 | 11307.0646
2028-01-04 | 21 | 11158.0121
2028-01-04 | 22 | 10845.2602
2028-01-04 | 23 | 10484.5586
2028-01-04 | 24 | 10196.7275
2028-01-05 | 1 | 10176.3231
2028-01-05 | 2 | 10092.3518
2028-01-05 | 3 | 10067.7073
2028-01-05 | 4 | 10120.1686
2028-01-05 | 5 | 10296.8373
2028-01-05 | 6 | 10714.3965
2028-01-05 | 7 | 11154.7682
2028-01-05 | 8 | 11455.5704
2028-01-05 | 9 | 11486.1186
2028-01-05 | 10 | 11479.2907
2028-01-05 | 11 | 11506.6863
2028-01-05 | 12 | 11515.5287
2028-01-05 | 13 | 11503.1971
2028-01-05 | 14 | 11511.6154
2028-01-05 | 15 | 11485.9452
2028-01-05 | 16 | 11529.218
2028-01-05 | 17 | 11736.6581
2028-01-05 | 18 | 11873.4021
2028-01-05 | 19 | 11795.5389
2028-01-05 | 20 | 11711.2897
2028-01-05 | 21 | 11566.8147
2028-01-05 | 22 | 11277.4407
2028-01-05 | 23 | 10925.9875
2028-01-05 | 24 | 10632.5613
2028-01-06 | 1 | 10466.5794
2028-01-06 | 2 | 10338.4471
2028-01-06 | 3 | 10270.4324
2028-01-06 | 4 | 10268.827
2028-01-06 | 5 | 10359.0227
2028-01-06 | 6 | 10578.5518
2028-01-06 | 7 | 11022.8368
2028-01-06 | 8 | 11436.8981
2028-01-06 | 9 | 11509.0954
2028-01-06 | 10 | 11531.0263
2028-01-06 | 11 | 11494.4918
2028-01-06 | 12 | 11492.8429
2028-01-06 | 13 | 11215.3095
2028-01-06 | 14 | 11458.6954
2028-01-06 | 15 | 11348.4767
2028-01-06 | 16 | 11500.2902
2028-01-06 | 17 | 11672.0623
2028-01-06 | 18 | 11852.5264
2028-01-06 | 19 | 11766.6736
2028-01-06 | 20 | 11669.301
2028-01-06 | 21 | 11502.7642
2028-01-06 | 22 | 11240.8434
2028-01-06 | 23 | 10904.726
2028-01-06 | 24 | 10608.6498
2028-01-07 | 1 | 10402.8284
2028-01-07 | 2 | 10300.7866
2028-01-07 | 3 | 10255.6607
2028-01-07 | 4 | 10284.0887
2028-01-07 | 5 | 10384.865
2028-01-07 | 6 | 10676.3357
2028-01-07 | 7 | 11149.702
2028-01-07 | 8 | 11509.3735
2028-01-07 | 9 | 11532.9171
2028-01-07 | 10 | 11555.6026
2028-01-07 | 11 | 11578.0427
2028-01-07 | 12 | 11536.1306
2028-01-07 | 13 | 11531.5364
2028-01-07 | 14 | 11504.4161
2028-01-07 | 15 | 11482.1113
2028-01-07 | 16 | 11458.4595
2028-01-07 | 17 | 11635.214
2028-01-07 | 18 | 11775.059
2028-01-07 | 19 | 11694.4983
2028-01-07 | 20 | 11619.5979
2028-01-07 | 21 | 11480.2881
2028-01-07 | 22 | 11196.8055
2028-01-07 | 23 | 10876.8802
2028-01-07 | 24 | 10594.22
2028-01-08 | 1 | 10379.4099
2028-01-08 | 2 | 10253.5657
2028-01-08 | 3 | 10158.3784
2028-01-08 | 4 | 10146.2259
2028-01-08 | 5 | 10189.4533
2028-01-08 | 6 | 10214.7271
2028-01-08 | 7 | 10426.5458
2028-01-08 | 8 | 10722.2559
2028-01-08 | 9 | 10836.8147
2028-01-08 | 10 | 10919.0215
2028-01-08 | 11 | 10853.8578
2028-01-08 | 12 | 10920.7106
2028-01-08 | 13 | 10962.2954
2028-01-08 | 14 | 10903.0686
2028-01-08 | 15 | 10901.1787
2028-01-08 | 16 | 10954.4667
2028-01-08 | 17 | 11152.7066
2028-01-08 | 18 | 11346.4755
2028-01-08 | 19 | 11274.3171
2028-01-08 | 20 | 11188.221
2028-01-08 | 21 | 11063.9867
2028-01-08 | 22 | 10875.9557
2028-01-08 | 23 | 10647.0231
2028-01-08 | 24 | 10391.799
2028-01-09 | 1 | 10197.9327
2028-01-09 | 2 | 10023.0025
2028-01-09 | 3 | 9950.6834
2028-01-09 | 4 | 9923.6823
2028-01-09 | 5 | 9934.6033
2028-01-09 | 6 | 9975.2711
2028-01-09 | 7 | 10142.9599
2028-01-09 | 8 | 10437.3637
2028-01-09 | 9 | 10519.9899
2028-01-09 | 10 | 10613.9577
2028-01-09 | 11 | 10690.2323
2028-01-09 | 12 | 10739.6266
2028-01-09 | 13 | 10707.4515
2028-01-09 | 14 | 10716.2126
2028-01-09 | 15 | 10706.8585
2028-01-09 | 16 | 10797.2599
2028-01-09 | 17 | 11032.2573
2028-01-09 | 18 | 11248.2375
2028-01-09 | 19 | 11207.4625
2028-01-09 | 20 | 11142.3914
2028-01-09 | 21 | 11009.5495
2028-01-09 | 22 | 10759.8682
2028-01-09 | 23 | 10451.5951
2028-01-09 | 24 | 10169.8125
2028-01-10 | 1 | 10040.4684
2028-01-10 | 2 | 9945.7478
2028-01-10 | 3 | 9903.8816
2028-01-10 | 4 | 9911.3416
2028-01-10 | 5 | 10037.5447
2028-01-10 | 6 | 10342.3034
2028-01-10 | 7 | 10745.942
2028-01-10 | 8 | 11142.4039
2028-01-10 | 9 | 11148.7178
2028-01-10 | 10 | 11131.3647
2028-01-10 | 11 | 11082.8102
2028-01-10 | 12 | 11124.7237
2028-01-10 | 13 | 10956.0986
2028-01-10 | 14 | 10955.1192
2028-01-10 | 15 | 11218.7028
2028-01-10 | 16 | 11241.8206
2028-01-10 | 17 | 11402.3154
2028-01-10 | 18 | 11601.4644
2028-01-10 | 19 | 11502.678
2028-01-10 | 20 | 11411.91
2028-01-10 | 21 | 11235.6112
2028-01-10 | 22 | 10924.8541
2028-01-10 | 23 | 10564.0172
2028-01-10 | 24 | 10275.028
2028-01-11 | 1 | 10077.5389
2028-01-11 | 2 | 9996.299
2028-01-11 | 3 | 9993.3928
2028-01-11 | 4 | 10012.1936
2028-01-11 | 5 | 10149.8672
2028-01-11 | 6 | 10451.7699
2028-01-11 | 7 | 10927.6625
2028-01-11 | 8 | 11285.3101
2028-01-11 | 9 | 11289.0328
2028-01-11 | 10 | 11159.881
2028-01-11 | 11 | 11097.9046
2028-01-11 | 12 | 11083.8295
2028-01-11 | 13 | 11078.2817
2028-01-11 | 14 | 11081.7095
2028-01-11 | 15 | 11079.6918
2028-01-11 | 16 | 11206.6843
2028-01-11 | 17 | 11531.6737
2028-01-11 | 18 | 11680.7631
2028-01-11 | 19 | 11584.0338
2028-01-11 | 20 | 11489.7126
2028-01-11 | 21 | 11362.4367
2028-01-11 | 22 | 11052.7815
2028-01-11 | 23 | 10703.3048
2028-01-11 | 24 | 10411.6119
2028-01-12 | 1 | 10231.4744
2028-01-12 | 2 | 10098.3604
2028-01-12 | 3 | 10047.7359
2028-01-12 | 4 | 10060.4885
2028-01-12 | 5 | 10201.7229
2028-01-12 | 6 | 10498.8716
2028-01-12 | 7 | 10972.4984
2028-01-12 | 8 | 11351.9898
2028-01-12 | 9 | 11364.6537
2028-01-12 | 10 | 11362.6101
2028-01-12 | 11 | 11325.3932
2028-01-12 | 12 | 11442.8181
2028-01-12 | 13 | 11460.6358
2028-01-12 | 14 | 11238.9697
2028-01-12 | 15 | 11270.1749
2028-01-12 | 16 | 11567.2704
2028-01-12 | 17 | 11695.7362
2028-01-12 | 18 | 11950.5236
2028-01-12 | 19 | 11859.0227
2028-01-12 | 20 | 11749.448
2028-01-12 | 21 | 11590.5823
2028-01-12 | 22 | 11322.3304
2028-01-12 | 23 | 10967.3942
2028-01-12 | 24 | 10701.4445
2028-01-13 | 1 | 10537.0641
2028-01-13 | 2 | 10396.0702
2028-01-13 | 3 | 10356.621
2028-01-13 | 4 | 10359.7057
2028-01-13 | 5 | 10464.8521
2028-01-13 | 6 | 10743.7619
2028-01-13 | 7 | 11172.7296
2028-01-13 | 8 | 11575.6593
2028-01-13 | 9 | 11625.2851
2028-01-13 | 10 | 11619.4836
2028-01-13 | 11 | 11494.2871
2028-01-13 | 12 | 11455.0019
2028-01-13 | 13 | 11672.7011
2028-01-13 | 14 | 11427.7217
2028-01-13 | 15 | 11436.6041
2028-01-13 | 16 | 11690.5086
2028-01-13 | 17 | 11805.2357
2028-01-13 | 18 | 12090.6696
2028-01-13 | 19 | 11997.1895
2028-01-13 | 20 | 11885.2246
2028-01-13 | 21 | 11750.8883
2028-01-13 | 22 | 11533.6602
2028-01-13 | 23 | 11219.2895
2028-01-13 | 24 | 10914.034
2028-01-14 | 1 | 10685.0062
2028-01-14 | 2 | 10563.6637
2028-01-14 | 3 | 10497.0215
2028-01-14 | 4 | 10484.737
2028-01-14 | 5 | 10564.4594
2028-01-14 | 6 | 10770.233
2028-01-14 | 7 | 11175.839
2028-01-14 | 8 | 11611.2922
2028-01-14 | 9 | 11679.5849
2028-01-14 | 10 | 11695.2952
2028-01-14 | 11 | 11739.2393
2028-01-14 | 12 | 11750.4786
2028-01-14 | 13 | 11694.7272
2028-01-14 | 14 | 11722.2945
2028-01-14 | 15 | 11700.3361
2028-01-14 | 16 | 11731.069
2028-01-14 | 17 | 11871.3718
2028-01-14 | 18 | 12178.5335
2028-01-14 | 19 | 12108.8686
2028-01-14 | 20 | 11986.2115
2028-01-14 | 21 | 11871.8599
2028-01-14 | 22 | 11671.7297
2028-01-14 | 23 | 11353.6773
2028-01-14 | 24 | 11044.2165
2028-01-15 | 1 | 10809.2822
2028-01-15 | 2 | 10681.009
2028-01-15 | 3 | 10603.6075
2028-01-15 | 4 | 10567.9152
2028-01-15 | 5 | 10571.7862
2028-01-15 | 6 | 10563.933
2028-01-15 | 7 | 10737.2838
2028-01-15 | 8 | 11069.0727
2028-01-15 | 9 | 11259.5283
2028-01-15 | 10 | 11368.8539
2028-01-15 | 11 | 11409.395
2028-01-15 | 12 | 11351.8897
2028-01-15 | 13 | 11104.5191
2028-01-15 | 14 | 11060.6867
2028-01-15 | 15 | 11015.3026
2028-01-15 | 16 | 11298.9898
2028-01-15 | 17 | 11526.9844
2028-01-15 | 18 | 11869.6424
2028-01-15 | 19 | 11808.324
2028-01-15 | 20 | 11689.7211
2028-01-15 | 21 | 11621.1534
2028-01-15 | 22 | 11493.9066
2028-01-15 | 23 | 11256.5305
2028-01-15 | 24 | 10990.5293
2028-01-16 | 1 | 10782.1564
2028-01-16 | 2 | 10640.2648
2028-01-16 | 3 | 10547.4542
2028-01-16 | 4 | 10495.9598
2028-01-16 | 5 | 10435.1114
2028-01-16 | 6 | 10363.8715
2028-01-16 | 7 | 10456.9479
2028-01-16 | 8 | 10813.453
2028-01-16 | 9 | 10977.9475
2028-01-16 | 10 | 11095.4406
2028-01-16 | 11 | 11211.1909
2028-01-16 | 12 | 11123.663
2028-01-16 | 13 | 11220.9926
2028-01-16 | 14 | 11268.9221
2028-01-16 | 15 | 11256.2769
2028-01-16 | 16 | 11322.7671
2028-01-16 | 17 | 11553.3257
2028-01-16 | 18 | 11935.2917
2028-01-16 | 19 | 11869.7858
2028-01-16 | 20 | 11778.4706
2028-01-16 | 21 | 11692.9631
2028-01-16 | 22 | 11546.1164
2028-01-16 | 23 | 11263.2199
2028-01-16 | 24 | 10968.3079
2028-01-17 | 1 | 10792.787
2028-01-17 | 2 | 10666.3312
2028-01-17 | 3 | 10599.2076
2028-01-17 | 4 | 10596.395
2028-01-17 | 5 | 10663.1579
2028-01-17 | 6 | 10839.2977
2028-01-17 | 7 | 11221.6024
2028-01-17 | 8 | 11661.2346
2028-01-17 | 9 | 11750.3255
2028-01-17 | 10 | 11764.816
2028-01-17 | 11 | 11763.3657
2028-01-17 | 12 | 11834.8154
2028-01-17 | 13 | 11839.1404
2028-01-17 | 14 | 11566.9394
2028-01-17 | 15 | 11563.7656
2028-01-17 | 16 | 11827.6712
2028-01-17 | 17 | 11998.9714
2028-01-17 | 18 | 12295.2147
2028-01-17 | 19 | 12211.8507
2028-01-17 | 20 | 12103.7828
2028-01-17 | 21 | 12021.4426
2028-01-17 | 22 | 11823.2341
2028-01-17 | 23 | 11477.8687
2028-01-17 | 24 | 11154.1263
2028-01-18 | 1 | 10889.7574
2028-01-18 | 2 | 10765.9867
2028-01-18 | 3 | 10690.9125
2028-01-18 | 4 | 10680.5025
2028-01-18 | 5 | 10743.814
2028-01-18 | 6 | 10909.7008
2028-01-18 | 7 | 11278.2944
2028-01-18 | 8 | 11683.9729
2028-01-18 | 9 | 11782.7861
2028-01-18 | 10 | 11692.6204
2028-01-18 | 11 | 11641.1384
2028-01-18 | 12 | 11630.7703
2028-01-18 | 13 | 11614.316
2028-01-18 | 14 | 11612.259
2028-01-18 | 15 | 11588.8732
2028-01-18 | 16 | 11873.5106
2028-01-18 | 17 | 12041.248
2028-01-18 | 18 | 12373.2441
2028-01-18 | 19 | 12273.472
2028-01-18 | 20 | 12167.3131
2028-01-18 | 21 | 12072.865
2028-01-18 | 22 | 11884.4613
2028-01-18 | 23 | 11553.708
2028-01-18 | 24 | 11216.4732
2028-01-19 | 1 | 10946.9113
2028-01-19 | 2 | 10819.3812
2028-01-19 | 3 | 10731.2514
2028-01-19 | 4 | 10671.9117
2028-01-19 | 5 | 10709.3729
2028-01-19 | 6 | 10845.2
2028-01-19 | 7 | 11203.0453
2028-01-19 | 8 | 11657.3176
2028-01-19 | 9 | 11806.2745
2028-01-19 | 10 | 11811.7376
2028-01-19 | 11 | 11858.142
2028-01-19 | 12 | 11618.9103
2028-01-19 | 13 | 11608.6021
2028-01-19 | 14 | 11583.5778
2028-01-19 | 15 | 11665.9033
2028-01-19 | 16 | 11833.2805
2028-01-19 | 17 | 12010.3085
2028-01-19 | 18 | 12313.5476
2028-01-19 | 19 | 12214.3237
2028-01-19 | 20 | 12106.643
2028-01-19 | 21 | 11999.7233
2028-01-19 | 22 | 11802.6303
2028-01-19 | 23 | 11467.5088
2028-01-19 | 24 | 11125.7604
2028-01-20 | 1 | 10870.9234
2028-01-20 | 2 | 10709.7252
2028-01-20 | 3 | 10616.4734
2028-01-20 | 4 | 10579.4567
2028-01-20 | 5 | 10610.8146
2028-01-20 | 6 | 10714.7706
2028-01-20 | 7 | 11100.8146
2028-01-20 | 8 | 11607.1443
2028-01-20 | 9 | 11746.2708
2028-01-20 | 10 | 11762.7343
2028-01-20 | 11 | 11818.8707
2028-01-20 | 12 | 11765.121
2028-01-20 | 13 | 11843.0784
2028-01-20 | 14 | 11818.6272
2028-01-20 | 15 | 11794.5683
2028-01-20 | 16 | 11799.7256
2028-01-20 | 17 | 11951.7366
2028-01-20 | 18 | 12273.3925
2028-01-20 | 19 | 12172.3896
2028-01-20 | 20 | 12049.0786
2028-01-20 | 21 | 11951.4075
2028-01-20 | 22 | 11777.4402
2028-01-20 | 23 | 11448.6082
2028-01-20 | 24 | 11122.9698
2028-01-21 | 1 | 10874.3795
2028-01-21 | 2 | 10746.8446
2028-01-21 | 3 | 10711.4291
2028-01-21 | 4 | 10693.3591
2028-01-21 | 5 | 10723.3195
2028-01-21 | 6 | 10911.7833
2028-01-21 | 7 | 11311.6794
2028-01-21 | 8 | 11726.6814
2028-01-21 | 9 | 11805.7504
2028-01-21 | 10 | 11761.0166
2028-01-21 | 11 | 11757.1874
2028-01-21 | 12 | 11771.4968
2028-01-21 | 13 | 11770.2501
2028-01-21 | 14 | 11756.0754
2028-01-21 | 15 | 11726.8972
2028-01-21 | 16 | 11718.0651
2028-01-21 | 17 | 11828.6449
2028-01-21 | 18 | 12141.19
2028-01-21 | 19 | 12060.0931
2028-01-21 | 20 | 11945.4877
2028-01-21 | 21 | 11843.8965
2028-01-21 | 22 | 11643.4334
2028-01-21 | 23 | 11357.2974
2028-01-21 | 24 | 11023.9641
2028-01-22 | 1 | 10773.0944
2028-01-22 | 2 | 10627.5773
2028-01-22 | 3 | 10521.5836
2028-01-22 | 4 | 10461.0954
2028-01-22 | 5 | 10384.987
2028-01-22 | 6 | 10288.1772
2028-01-22 | 7 | 10463.5413
2028-01-22 | 8 | 10868.5549
2028-01-22 | 9 | 11077.1835
2028-01-22 | 10 | 11004.2978
2028-01-22 | 11 | 10990.7209
2028-01-22 | 12 | 10964.8308
2028-01-22 | 13 | 10922.9222
2028-01-22 | 14 | 11029.2621
2028-01-22 | 15 | 10973.755
2028-01-22 | 16 | 11125.5052
2028-01-22 | 17 | 11312.1494
2028-01-22 | 18 | 11688.4948
2028-01-22 | 19 | 11700.4908
2028-01-22 | 20 | 11605.0373
2028-01-22 | 21 | 11494.8469
2028-01-22 | 22 | 11346.4769
2028-01-22 | 23 | 11111.0081
2028-01-22 | 24 | 10841.2335
2028-01-23 | 1 | 10626.1031
2028-01-23 | 2 | 10460.9314
2028-01-23 | 3 | 10359.8726
2028-01-23 | 4 | 10311.5784
2028-01-23 | 5 | 10276.586
2028-01-23 | 6 | 10232.6742
2028-01-23 | 7 | 10372.9282
2028-01-23 | 8 | 10693.6019
2028-01-23 | 9 | 10867.3864
2028-01-23 | 10 | 10796.0947
2028-01-23 | 11 | 10800.2901
2028-01-23 | 12 | 10882.322
2028-01-23 | 13 | 11064.8023
2028-01-23 | 14 | 11096.2352
2028-01-23 | 15 | 10830.806
2028-01-23 | 16 | 10999.7475
2028-01-23 | 17 | 11324.0823
2028-01-23 | 18 | 11814.8795
2028-01-23 | 19 | 11801.9868
2028-01-23 | 20 | 11682.1576
2028-01-23 | 21 | 11555.1314
2028-01-23 | 22 | 11348.7012
2028-01-23 | 23 | 11031.7879
2028-01-23 | 24 | 10738.0141
2028-01-24 | 1 | 10578.7153
2028-01-24 | 2 | 10467.2048
2028-01-24 | 3 | 10407.8824
2028-01-24 | 4 | 10382.1273
2028-01-24 | 5 | 10458.8004
2028-01-24 | 6 | 10657.676
2028-01-24 | 7 | 11053.6921
2028-01-24 | 8 | 11487.4813
2028-01-24 | 9 | 11582.4618
2028-01-24 | 10 | 11530.8665
2028-01-24 | 11 | 11530.4002
2028-01-24 | 12 | 11525.2839
2028-01-24 | 13 | 11456.4109
2028-01-24 | 14 | 11450.2075
2028-01-24 | 15 | 11419.5246
2028-01-24 | 16 | 11456.7053
2028-01-24 | 17 | 11580.5599
2028-01-24 | 18 | 11784.7354
2028-01-24 | 19 | 11699.0645
2028-01-24 | 20 | 11629.0928
2028-01-24 | 21 | 11471.7672
2028-01-24 | 22 | 11187.166
2028-01-24 | 23 | 10823.981
2028-01-24 | 24 | 10562.9684
2028-01-25 | 1 | 10300.9236
2028-01-25 | 2 | 10210.8198
2028-01-25 | 3 | 10143.9351
2028-01-25 | 4 | 10110.3996
2028-01-25 | 5 | 10215.0598
2028-01-25 | 6 | 10487.9995
2028-01-25 | 7 | 10942.2242
2028-01-25 | 8 | 11338.0987
2028-01-25 | 9 | 11405.808
2028-01-25 | 10 | 11345.9453
2028-01-25 | 11 | 11181.1657
2028-01-25 | 12 | 11105.9476
2028-01-25 | 13 | 11103.6558
2028-01-25 | 14 | 11104.5436
2028-01-25 | 15 | 11093.33
2028-01-25 | 16 | 11209.2073
2028-01-25 | 17 | 11406.5052
2028-01-25 | 18 | 11711.5628
2028-01-25 | 19 | 11627.2584
2028-01-25 | 20 | 11528.1705
2028-01-25 | 21 | 11364.2792
2028-01-25 | 22 | 11061.5745
2028-01-25 | 23 | 10698.7258
2028-01-25 | 24 | 10408.4391
2028-01-26 | 1 | 10193.9035
2028-01-26 | 2 | 10091.3664
2028-01-26 | 3 | 10041.5916
2028-01-26 | 4 | 10049.3923
2028-01-26 | 5 | 10171.4626
2028-01-26 | 6 | 10456.013
2028-01-26 | 7 | 10922.6982
2028-01-26 | 8 | 11303.8966
2028-01-26 | 9 | 11383.8863
2028-01-26 | 10 | 11324.9481
2028-01-26 | 11 | 11201.4078
2028-01-26 | 12 | 11109.2621
2028-01-26 | 13 | 11071.4151
2028-01-26 | 14 | 11158.8615
2028-01-26 | 15 | 11122.9669
2028-01-26 | 16 | 11233.5258
2028-01-26 | 17 | 11315.8533
2028-01-26 | 18 | 11574.9306
2028-01-26 | 19 | 11550.6673
2028-01-26 | 20 | 11443.884
2028-01-26 | 21 | 11266.3068
2028-01-26 | 22 | 10953.5474
2028-01-26 | 23 | 10592.2891
2028-01-26 | 24 | 10291.8945
2028-01-27 | 1 | 10131.2654
2028-01-27 | 2 | 9996.3866
2028-01-27 | 3 | 9937.9326
2028-01-27 | 4 | 9936.8516
2028-01-27 | 5 | 10039.1787
2028-01-27 | 6 | 10335.1521
2028-01-27 | 7 | 10810.2749
2028-01-27 | 8 | 11189.9635
2028-01-27 | 9 | 11260.6027
2028-01-27 | 10 | 11101.0224
2028-01-27 | 11 | 11004.7496
2028-01-27 | 12 | 10965.1264
2028-01-27 | 13 | 10982.2117
2028-01-27 | 14 | 11038.5896
2028-01-27 | 15 | 11103.9385
2028-01-27 | 16 | 11208.5626
2028-01-27 | 17 | 11237.7825
2028-01-27 | 18 | 11465.7556
2028-01-27 | 19 | 11433.4211
2028-01-27 | 20 | 11330.4783
2028-01-27 | 21 | 11151.0192
2028-01-27 | 22 | 10888.3911
2028-01-27 | 23 | 10581.9044
2028-01-27 | 24 | 10316.7004
2028-01-28 | 1 | 10131.61
2028-01-28 | 2 | 10082.7837
2028-01-28 | 3 | 10067.5162
2028-01-28 | 4 | 10062.5005
2028-01-28 | 5 | 10227.2258
2028-01-28 | 6 | 10503.666
2028-01-28 | 7 | 10969.0195
2028-01-28 | 8 | 11333.7353
2028-01-28 | 9 | 11430.642
2028-01-28 | 10 | 11337.0443
2028-01-28 | 11 | 11330.3863
2028-01-28 | 12 | 11288.3387
2028-01-28 | 13 | 11203.4504
2028-01-28 | 14 | 11212.3803
2028-01-28 | 15 | 11207.2789
2028-01-28 | 16 | 11242.0582
2028-01-28 | 17 | 11286.7999
2028-01-28 | 18 | 11449.7962
2028-01-28 | 19 | 11429.0546
2028-01-28 | 20 | 11372.7669
2028-01-28 | 21 | 11231.9146
2028-01-28 | 22 | 10968.6313
2028-01-28 | 23 | 10665.7699
2028-01-28 | 24 | 10388.7843
2028-01-29 | 1 | 10179.5664
2028-01-29 | 2 | 10062.9548
2028-01-29 | 3 | 9981.2255
2028-01-29 | 4 | 9955.2962
2028-01-29 | 5 | 9989.9625
2028-01-29 | 6 | 10097.4109
2028-01-29 | 7 | 10335.0188
2028-01-29 | 8 | 10617.7701
2028-01-29 | 9 | 10808.507
2028-01-29 | 10 | 10748.9731
2028-01-29 | 11 | 10760.4266
2028-01-29 | 12 | 10953.1907
2028-01-29 | 13 | 10840.483
2028-01-29 | 14 | 10784.3594
2028-01-29 | 15 | 10768.5373
2028-01-29 | 16 | 10766.6629
2028-01-29 | 17 | 10941.5677
2028-01-29 | 18 | 11177.7124
2028-01-29 | 19 | 11175.3725
2028-01-29 | 20 | 11106.2992
2028-01-29 | 21 | 10944.6029
2028-01-29 | 22 | 10762.3495
2028-01-29 | 23 | 10503.4846
2028-01-29 | 24 | 10263.5482
2028-01-30 | 1 | 10080.2726
2028-01-30 | 2 | 9941.0685
2028-01-30 | 3 | 9866.6321
2028-01-30 | 4 | 9848.2012
2028-01-30 | 5 | 9854.5832
2028-01-30 | 6 | 9917.2909
2028-01-30 | 7 | 10050.4444
2028-01-30 | 8 | 10331.8113
2028-01-30 | 9 | 10493.6334
2028-01-30 | 10 | 10497.563
2028-01-30 | 11 | 10572.3337
2028-01-30 | 12 | 10385.6976
2028-01-30 | 13 | 10379.9589
2028-01-30 | 14 | 10362.9039
2028-01-30 | 15 | 10345.2013
2028-01-30 | 16 | 10469.7996
2028-01-30 | 17 | 10706.4234
2028-01-30 | 18 | 11034.3266
2028-01-30 | 19 | 11020.6749
2028-01-30 | 20 | 10957.8832
2028-01-30 | 21 | 10813.9599
2028-01-30 | 22 | 10574.1569
2028-01-30 | 23 | 10265.5301
2028-01-30 | 24 | 10041.4353
2028-01-31 | 1 | 9928.1683
2028-01-31 | 2 | 9825.1587
2028-01-31 | 3 | 9782.3047
2028-01-31 | 4 | 9800.6925
2028-01-31 | 5 | 9940.2475
2028-01-31 | 6 | 10235.8615
2028-01-31 | 7 | 10705.3291
2028-01-31 | 8 | 11062.2258
2028-01-31 | 9 | 11146.8383
2028-01-31 | 10 | 10934.3806
2028-01-31 | 11 | 10841.2614
2028-01-31 | 12 | 10835.3635
2028-01-31 | 13 | 10817.8665
2028-01-31 | 14 | 10793.2229
2028-01-31 | 15 | 10781.3553
2028-01-31 | 16 | 10845.3617
2028-01-31 | 17 | 10992.8312
2028-01-31 | 18 | 11217.7062
2028-01-31 | 19 | 11214.1126
2028-01-31 | 20 | 11139.6851
2028-01-31 | 21 | 10984.0663
2028-01-31 | 22 | 10691.1906
2028-01-31 | 23 | 10338.5212
2028-01-31 | 24 | 10057.804
2028-02-01 | 1 | 9793.4772
2028-02-01 | 2 | 9719.3824
2028-02-01 | 3 | 9687.226
2028-02-01 | 4 | 9715.7463
2028-02-01 | 5 | 9901.8195
2028-02-01 | 6 | 10262.0614
2028-02-01 | 7 | 10765.9271
2028-02-01 | 8 | 11111.2446
2028-02-01 | 9 | 11205.4312
2028-02-01 | 10 | 11083.8193
2028-02-01 | 11 | 10917.844
2028-02-01 | 12 | 10958.6267
2028-02-01 | 13 | 10979.3601
2028-02-01 | 14 | 10992.9591
2028-02-01 | 15 | 11008.9651
2028-02-01 | 16 | 11151.7029
2028-02-01 | 17 | 11337.9306
2028-02-01 | 18 | 11662.3124
2028-02-01 | 19 | 11635.5084
2028-02-01 | 20 | 11505.9321
2028-02-01 | 21 | 11348.9479
2028-02-01 | 22 | 11091.3815
2028-02-01 | 23 | 10735.2907
2028-02-01 | 24 | 10494.6185
2028-02-02 | 1 | 10301.5117
2028-02-02 | 2 | 10197.0278
2028-02-02 | 3 | 10171.3653
2028-02-02 | 4 | 10191.7937
2028-02-02 | 5 | 10324.9332
2028-02-02 | 6 | 10648.1105
2028-02-02 | 7 | 11118.8858
2028-02-02 | 8 | 11490.9068
2028-02-02 | 9 | 11632.9114
2028-02-02 | 10 | 11578.7003
2028-02-02 | 11 | 11634.0698
2028-02-02 | 12 | 11395.6495
2028-02-02 | 13 | 11668.2628
2028-02-02 | 14 | 11619.5222
2028-02-02 | 15 | 11390.402
2028-02-02 | 16 | 11510.1135
2028-02-02 | 17 | 11704.8676
2028-02-02 | 18 | 12096.5159
2028-02-02 | 19 | 12090.557
2028-02-02 | 20 | 11998.7099
2028-02-02 | 21 | 11883.5694
2028-02-02 | 22 | 11662.6924
2028-02-02 | 23 | 11320.8375
2028-02-02 | 24 | 10998.0196
2028-02-03 | 1 | 10821.2576
2028-02-03 | 2 | 10727.7766
2028-02-03 | 3 | 10670.6562
2028-02-03 | 4 | 10678.0301
2028-02-03 | 5 | 10750.3083
2028-02-03 | 6 | 10993.7512
2028-02-03 | 7 | 11365.1636
2028-02-03 | 8 | 11790.7701
2028-02-03 | 9 | 11993.8714
2028-02-03 | 10 | 11925.5226
2028-02-03 | 11 | 11934.6957
2028-02-03 | 12 | 11923.7436
2028-02-03 | 13 | 11877.0044
2028-02-03 | 14 | 11862.9304
2028-02-03 | 15 | 11801.5313
2028-02-03 | 16 | 11803.8294
2028-02-03 | 17 | 11910.3192
2028-02-03 | 18 | 12239.2343
2028-02-03 | 19 | 12260.7653
2028-02-03 | 20 | 12189.7171
2028-02-03 | 21 | 12141.7294
2028-02-03 | 22 | 12017.1076
2028-02-03 | 23 | 11751.0425
2028-02-03 | 24 | 11427.2598
2028-02-04 | 1 | 11159.6145
2028-02-04 | 2 | 11039.9567
2028-02-04 | 3 | 10975.0081
2028-02-04 | 4 | 10972.3374
2028-02-04 | 5 | 11023.3374
2028-02-04 | 6 | 11230.2696
2028-02-04 | 7 | 11536.5255
2028-02-04 | 8 | 11944.4328
2028-02-04 | 9 | 12153.2765
2028-02-04 | 10 | 12083.9215
2028-02-04 | 11 | 11859.3345
2028-02-04 | 12 | 11784.4348
2028-02-04 | 13 | 11684.6898
2028-02-04 | 14 | 11628.7582
2028-02-04 | 15 | 11824.6956
2028-02-04 | 16 | 11798.965
2028-02-04 | 17 | 11886.6754
2028-02-04 | 18 | 12158.5705
2028-02-04 | 19 | 12230.7517
2028-02-04 | 20 | 12144.5618
2028-02-04 | 21 | 12113.3807
2028-02-04 | 22 | 11979.9051
2028-02-04 | 23 | 11720.0118
2028-02-04 | 24 | 11415.7609
2028-02-05 | 1 | 11147.9136
2028-02-05 | 2 | 10992.832
2028-02-05 | 3 | 10877.2687
2028-02-05 | 4 | 10815.1139
2028-02-05 | 5 | 10765.244
2028-02-05 | 6 | 10641.1013
2028-02-05 | 7 | 10767.9947
2028-02-05 | 8 | 11165.6985
2028-02-05 | 9 | 11451.3003
2028-02-05 | 10 | 11411.943
2028-02-05 | 11 | 11322.27
2028-02-05 | 12 | 11260.4499
2028-02-05 | 13 | 11120.8621
2028-02-05 | 14 | 11132.65
2028-02-05 | 15 | 11083.9578
2028-02-05 | 16 | 11084.7154
2028-02-05 | 17 | 11207.3088
2028-02-05 | 18 | 11488.0901
2028-02-05 | 19 | 11555.2533
2028-02-05 | 20 | 11469.0892
2028-02-05 | 21 | 11386.4221
2028-02-05 | 22 | 11198.1458
2028-02-05 | 23 | 10933.8554
2028-02-05 | 24 | 10695.9173
2028-02-06 | 1 | 10461.5819
2028-02-06 | 2 | 10292.2602
2028-02-06 | 3 | 10173.091
2028-02-06 | 4 | 10101.0124
2028-02-06 | 5 | 10045.4436
2028-02-06 | 6 | 9964.2643
2028-02-06 | 7 | 10096.9215
2028-02-06 | 8 | 10433.5131
2028-02-06 | 9 | 10667.6806
2028-02-06 | 10 | 10609.2555
2028-02-06 | 11 | 10648.2344
2028-02-06 | 12 | 10560.2806
2028-02-06 | 13 | 10454.6412
2028-02-06 | 14 | 10574.0191
2028-02-06 | 15 | 10507.5672
2028-02-06 | 16 | 10562.55
2028-02-06 | 17 | 10776.8993
2028-02-06 | 18 | 11011.8853
2028-02-06 | 19 | 11097.7072
2028-02-06 | 20 | 11059.6992
2028-02-06 | 21 | 10922.6674
2028-02-06 | 22 | 10709.1385
2028-02-06 | 23 | 10363.5901
2028-02-06 | 24 | 10144.712
2028-02-07 | 1 | 10012.5481
2028-02-07 | 2 | 9916.302
2028-02-07 | 3 | 9799.5531
2028-02-07 | 4 | 9797.3519
2028-02-07 | 5 | 9948.6034
2028-02-07 | 6 | 10209.056
2028-02-07 | 7 | 10627.3528
2028-02-07 | 8 | 10997.074
2028-02-07 | 9 | 11141.0347
2028-02-07 | 10 | 11010.3735
2028-02-07 | 11 | 10957.3945
2028-02-07 | 12 | 10744.3861
2028-02-07 | 13 | 10959.5983
2028-02-07 | 14 | 10961.0065
2028-02-07 | 15 | 10961.8122
2028-02-07 | 16 | 10980.8676
2028-02-07 | 17 | 11050.6576
2028-02-07 | 18 | 11138.2857
2028-02-07 | 19 | 11171.1488
2028-02-07 | 20 | 11096.5454
2028-02-07 | 21 | 10948.5215
2028-02-07 | 22 | 10641.5064
2028-02-07 | 23 | 10283.7754
2028-02-07 | 24 | 9995.487
2028-02-08 | 1 | 9788.7778
2028-02-08 | 2 | 9694.5537
2028-02-08 | 3 | 9654.9464
2028-02-08 | 4 | 9683.6076
2028-02-08 | 5 | 9817.5803
2028-02-08 | 6 | 10156.3268
2028-02-08 | 7 | 10607.6999
2028-02-08 | 8 | 10939.9276
2028-02-08 | 9 | 11033.1478
2028-02-08 | 10 | 10786.126
2028-02-08 | 11 | 10732.7235
2028-02-08 | 12 | 10730.4483
2028-02-08 | 13 | 10693.3738
2028-02-08 | 14 | 10670.9183
2028-02-08 | 15 | 10685.2024
2028-02-08 | 16 | 10773.1262
2028-02-08 | 17 | 10916.839
2028-02-08 | 18 | 11122.3861
2028-02-08 | 19 | 11182.3596
2028-02-08 | 20 | 11086.2902
2028-02-08 | 21 | 10932.405
2028-02-08 | 22 | 10631.4253
2028-02-08 | 23 | 10310.3261
2028-02-08 | 24 | 10019.933
2028-02-09 | 1 | 9822.8955
2028-02-09 | 2 | 9743.5499
2028-02-09 | 3 | 9707.4652
2028-02-09 | 4 | 9736.4522
2028-02-09 | 5 | 9890.315
2028-02-09 | 6 | 10224.438
2028-02-09 | 7 | 10666.5142
2028-02-09 | 8 | 11010.0735
2028-02-09 | 9 | 11153.19
2028-02-09 | 10 | 11014.8435
2028-02-09 | 11 | 11121.9795
2028-02-09 | 12 | 11127.002
2028-02-09 | 13 | 10932.389
2028-02-09 | 14 | 10958.5232
2028-02-09 | 15 | 11186.7394
2028-02-09 | 16 | 11296.4555
2028-02-09 | 17 | 11256.9582
2028-02-09 | 18 | 11528.2038
2028-02-09 | 19 | 11561.2741
2028-02-09 | 20 | 11419.5568
2028-02-09 | 21 | 11276.9613
2028-02-09 | 22 | 10991.5442
2028-02-09 | 23 | 10664.5689
2028-02-09 | 24 | 10418.3067
2028-02-10 | 1 | 10286.5378
2028-02-10 | 2 | 10202.5883
2028-02-10 | 3 | 10168.3591
2028-02-10 | 4 | 10181.0118
2028-02-10 | 5 | 10346.6632
2028-02-10 | 6 | 10664.0396
2028-02-10 | 7 | 11128.289
2028-02-10 | 8 | 11405.7287
2028-02-10 | 9 | 11601.9765
2028-02-10 | 10 | 11522.4297
2028-02-10 | 11 | 11546.5482
2028-02-10 | 12 | 11546.0177
2028-02-10 | 13 | 11499.4607
2028-02-10 | 14 | 11443.6059
2028-02-10 | 15 | 11456.4986
2028-02-10 | 16 | 11436.9571
2028-02-10 | 17 | 11565.3473
2028-02-10 | 18 | 11755.7972
2028-02-10 | 19 | 11847.2137
2028-02-10 | 20 | 11766.4286
2028-02-10 | 21 | 11633.7499
2028-02-10 | 22 | 11417.9325
2028-02-10 | 23 | 11112.8945
2028-02-10 | 24 | 10806.5148
2028-02-11 | 1 | 10592.0198
2028-02-11 | 2 | 10490.4612
2028-02-11 | 3 | 10424.9978
2028-02-11 | 4 | 10424.4073
2028-02-11 | 5 | 10523.8164
2028-02-11 | 6 | 10774.1126
2028-02-11 | 7 | 11199.9695
2028-02-11 | 8 | 11512.7819
2028-02-11 | 9 | 11723.3276
2028-02-11 | 10 | 11688.5658
2028-02-11 | 11 | 11621.1436
2028-02-11 | 12 | 11671.3884
2028-02-11 | 13 | 11596.928
2028-02-11 | 14 | 11579.7583
2028-02-11 | 15 | 11581.1905
2028-02-11 | 16 | 11583.0856
2028-02-11 | 17 | 11688.8756
2028-02-11 | 18 | 11879.3302
2028-02-11 | 19 | 11942.7449
2028-02-11 | 20 | 11857.0699
2028-02-11 | 21 | 11748.0255
2028-02-11 | 22 | 11557.6503
2028-02-11 | 23 | 11249.546
2028-02-11 | 24 | 10960.144
2028-02-12 | 1 | 10733.3672
2028-02-12 | 2 | 10599.7188
2028-02-12 | 3 | 10528.3183
2028-02-12 | 4 | 10527.3206
2028-02-12 | 5 | 10553.5486
2028-02-12 | 6 | 10598.9493
2028-02-12 | 7 | 10703.8904
2028-02-12 | 8 | 10965.9538
2028-02-12 | 9 | 11212.4301
2028-02-12 | 10 | 11149.2845
2028-02-12 | 11 | 11312.8953
2028-02-12 | 12 | 11147.7403
2028-02-12 | 13 | 11129.1456
2028-02-12 | 14 | 10948.1962
2028-02-12 | 15 | 11046.5257
2028-02-12 | 16 | 11143.7569
2028-02-12 | 17 | 11215.3351
2028-02-12 | 18 | 11552.8081
2028-02-12 | 19 | 11690.1399
2028-02-12 | 20 | 11624.3274
2028-02-12 | 21 | 11520.4717
2028-02-12 | 22 | 11414.3091
2028-02-12 | 23 | 11175.7984
2028-02-12 | 24 | 10901.2461
2028-02-13 | 1 | 10691.3061
2028-02-13 | 2 | 10568.8949
2028-02-13 | 3 | 10479.1431
2028-02-13 | 4 | 10369.8204
2028-02-13 | 5 | 10262.2902
2028-02-13 | 6 | 10203.0141
2028-02-13 | 7 | 10335.1027
2028-02-13 | 8 | 10457.3753
2028-02-13 | 9 | 10696.6295
2028-02-13 | 10 | 10767.4592
2028-02-13 | 11 | 10721.408
2028-02-13 | 12 | 10743.2169
2028-02-13 | 13 | 10707.7097
2028-02-13 | 14 | 10660.8515
2028-02-13 | 15 | 10636.7344
2028-02-13 | 16 | 10754.9823
2028-02-13 | 17 | 10970.3855
2028-02-13 | 18 | 11259.8471
2028-02-13 | 19 | 11392.8454
2028-02-13 | 20 | 11319.6801
2028-02-13 | 21 | 11211.8298
2028-02-13 | 22 | 10985.2722
2028-02-13 | 23 | 10665.6267
2028-02-13 | 24 | 10388.0333
2028-02-14 | 1 | 10287.8754
2028-02-14 | 2 | 10126.2706
2028-02-14 | 3 | 10073.5264
2028-02-14 | 4 | 10073.1066
2028-02-14 | 5 | 10168.0116
2028-02-14 | 6 | 10400.4316
2028-02-14 | 7 | 10829.2306
2028-02-14 | 8 | 11049.4955
2028-02-14 | 9 | 11220.5177
2028-02-14 | 10 | 11259.5395
2028-02-14 | 11 | 11129.0329
2028-02-14 | 12 | 11177.1809
2028-02-14 | 13 | 11048.8048
2028-02-14 | 14 | 11180.9283
2028-02-14 | 15 | 11084.5705
2028-02-14 | 16 | 11122.2636
2028-02-14 | 17 | 11189.4849
2028-02-14 | 18 | 11258.8665
2028-02-14 | 19 | 11330.6617
2028-02-14 | 20 | 11248.7359
2028-02-14 | 21 | 11092.298
2028-02-14 | 22 | 10791.8472
2028-02-14 | 23 | 10444.6482
2028-02-14 | 24 | 10120.516
2028-02-15 | 1 | 9924.3516
2028-02-15 | 2 | 9823.7306
2028-02-15 | 3 | 9806.5896
2028-02-15 | 4 | 9865.9347
2028-02-15 | 5 | 10030.6339
2028-02-15 | 6 | 10323.9298
2028-02-15 | 7 | 10754.8365
2028-02-15 | 8 | 10934.3504
2028-02-15 | 9 | 10997.7208
2028-02-15 | 10 | 10928.8529
2028-02-15 | 11 | 10866.4538
2028-02-15 | 12 | 10833.1144
2028-02-15 | 13 | 10820.7994
2028-02-15 | 14 | 10790.9137
2028-02-15 | 15 | 10848.3024
2028-02-15 | 16 | 10937.7459
2028-02-15 | 17 | 11059.919
2028-02-15 | 18 | 11182.4205
2028-02-15 | 19 | 11289.0734
2028-02-15 | 20 | 11251.582
2028-02-15 | 21 | 11077.0946
2028-02-15 | 22 | 10770.5829
2028-02-15 | 23 | 10361.8858
2028-02-15 | 24 | 10110.6275
2028-02-16 | 1 | 9916.0065
2028-02-16 | 2 | 9832.2205
2028-02-16 | 3 | 9799.0364
2028-02-16 | 4 | 9824.7352
2028-02-16 | 5 | 9975.5293
2028-02-16 | 6 | 10320.1315
2028-02-16 | 7 | 10759.0341
2028-02-16 | 8 | 10937.2309
2028-02-16 | 9 | 11050.1878
2028-02-16 | 10 | 11071.5744
2028-02-16 | 11 | 11125.689
2028-02-16 | 12 | 11084.8222
2028-02-16 | 13 | 11050.9456
2028-02-16 | 14 | 10979.0342
2028-02-16 | 15 | 11060.0323
2028-02-16 | 16 | 11093.4285
2028-02-16 | 17 | 11148.8109
2028-02-16 | 18 | 11210.3891
2028-02-16 | 19 | 11340.8276
2028-02-16 | 20 | 11235.7453
2028-02-16 | 21 | 11051.1269
2028-02-16 | 22 | 10750.3655
2028-02-16 | 23 | 10402.6866
2028-02-16 | 24 | 10125.7757
2028-02-17 | 1 | 9979.4436
2028-02-17 | 2 | 9882.042
2028-02-17 | 3 | 9823.5617
2028-02-17 | 4 | 9828.0526
2028-02-17 | 5 | 9955.7342
2028-02-17 | 6 | 10311.82
2028-02-17 | 7 | 10787.8707
2028-02-17 | 8 | 10939.1941
2028-02-17 | 9 | 11075.7926
2028-02-17 | 10 | 11092.9804
2028-02-17 | 11 | 11058.3399
2028-02-17 | 12 | 10925.2469
2028-02-17 | 13 | 10857.6711
2028-02-17 | 14 | 10839.3833
2028-02-17 | 15 | 10896.2686
2028-02-17 | 16 | 11057.2154
2028-02-17 | 17 | 11076.5019
2028-02-17 | 18 | 11119.3621
2028-02-17 | 19 | 11261.2487
2028-02-17 | 20 | 11201.9739
2028-02-17 | 21 | 11027.0071
2028-02-17 | 22 | 10761.2125
2028-02-17 | 23 | 10468.3859
2028-02-17 | 24 | 10195.323
2028-02-18 | 1 | 10019.9432
2028-02-18 | 2 | 9940.6958
2028-02-18 | 3 | 9899.0782
2028-02-18 | 4 | 9919.8266
2028-02-18 | 5 | 10042.1154
2028-02-18 | 6 | 10352.475
2028-02-18 | 7 | 10830.3731
2028-02-18 | 8 | 11021.1401
2028-02-18 | 9 | 11098.8527
2028-02-18 | 10 | 11031.099
2028-02-18 | 11 | 10915.9092
2028-02-18 | 12 | 10892.7445
2028-02-18 | 13 | 10821.7882
2028-02-18 | 14 | 10738.2745
2028-02-18 | 15 | 10751.5795
2028-02-18 | 16 | 10798.7967
2028-02-18 | 17 | 11005.8165
2028-02-18 | 18 | 11164.2915
2028-02-18 | 19 | 11357.5943
2028-02-18 | 20 | 11286.7243
2028-02-18 | 21 | 11127.8207
2028-02-18 | 22 | 10883.9181
2028-02-18 | 23 | 10548.7116
2028-02-18 | 24 | 10291.1426
2028-02-19 | 1 | 10076.4942
2028-02-19 | 2 | 9969.8045
2028-02-19 | 3 | 9907.9339
2028-02-19 | 4 | 9872.3268
2028-02-19 | 5 | 9905.9292
2028-02-19 | 6 | 10009.403
2028-02-19 | 7 | 10254.1436
2028-02-19 | 8 | 10395.655
2028-02-19 | 9 | 10524.5868
2028-02-19 | 10 | 10573.4142
2028-02-19 | 11 | 10605.8161
2028-02-19 | 12 | 10645.4302
2028-02-19 | 13 | 10642.5105
2028-02-19 | 14 | 10621.072
2028-02-19 | 15 | 10615.5783
2028-02-19 | 16 | 10680.9541
2028-02-19 | 17 | 10877.3088
2028-02-19 | 18 | 11149.8762
2028-02-19 | 19 | 11352.5534
2028-02-19 | 20 | 11270.891
2028-02-19 | 21 | 11147.9363
2028-02-19 | 22 | 10976.9294
2028-02-19 | 23 | 10763.4576
2028-02-19 | 24 | 10517.8181
2028-02-20 | 1 | 10316.3959
2028-02-20 | 2 | 10213.9991
2028-02-20 | 3 | 10155.5533
2028-02-20 | 4 | 10141.8977
2028-02-20 | 5 | 10186.9819
2028-02-20 | 6 | 10268.847
2028-02-20 | 7 | 10455.1231
2028-02-20 | 8 | 10566.6804
2028-02-20 | 9 | 10684.562
2028-02-20 | 10 | 10796.5163
2028-02-20 | 11 | 10858.0986
2028-02-20 | 12 | 10931.5667
2028-02-20 | 13 | 10944.6782
2028-02-20 | 14 | 10951.2078
2028-02-20 | 15 | 10953.7775
2028-02-20 | 16 | 11078.6607
2028-02-20 | 17 | 11337.8576
2028-02-20 | 18 | 11716.019
2028-02-20 | 19 | 11839.5572
2028-02-20 | 20 | 11751.0643
2028-02-20 | 21 | 11649.0753
2028-02-20 | 22 | 11472.3466
2028-02-20 | 23 | 11138.1483
2028-02-20 | 24 | 10865.955
2028-02-21 | 1 | 10728.1698
2028-02-21 | 2 | 10588.8438
2028-02-21 | 3 | 10515.6777
2028-02-21 | 4 | 10482.8026
2028-02-21 | 5 | 10483.4844
2028-02-21 | 6 | 10458.6113
2028-02-21 | 7 | 10576.203
2028-02-21 | 8 | 10742.9017
2028-02-21 | 9 | 10861.0171
2028-02-21 | 10 | 10943.7645
2028-02-21 | 11 | 11026.0124
2028-02-21 | 12 | 11219.4219
2028-02-21 | 13 | 11178.3641
2028-02-21 | 14 | 11145.0868
2028-02-21 | 15 | 11208.2992
2028-02-21 | 16 | 11284.6309
2028-02-21 | 17 | 11498.6791
2028-02-21 | 18 | 11741.7677
2028-02-21 | 19 | 11954.5381
2028-02-21 | 20 | 11867.0451
2028-02-21 | 21 | 11786.4544
2028-02-21 | 22 | 11588.4018
2028-02-21 | 23 | 11302.7201
2028-02-21 | 24 | 10996.4999
2028-02-22 | 1 | 10836.4733
2028-02-22 | 2 | 10703.6172
2028-02-22 | 3 | 10622.392
2028-02-22 | 4 | 10618.7123
2028-02-22 | 5 | 10693.2405
2028-02-22 | 6 | 10915.0434
2028-02-22 | 7 | 11298.895
2028-02-22 | 8 | 11580.3004
2028-02-22 | 9 | 11714.6362
2028-02-22 | 10 | 11813.6295
2028-02-22 | 11 | 11721.5254
2028-02-22 | 12 | 11738.3288
2028-02-22 | 13 | 11755.2082
2028-02-22 | 14 | 11683.4889
2028-02-22 | 15 | 11689.3976
2028-02-22 | 16 | 11717.801
2028-02-22 | 17 | 11872.7447
2028-02-22 | 18 | 12067.0183
2028-02-22 | 19 | 12234.5182
2028-02-22 | 20 | 12188.9501
2028-02-22 | 21 | 12081.4085
2028-02-22 | 22 | 11903.2908
2028-02-22 | 23 | 11560.0094
2028-02-22 | 24 | 11244.7701
2028-02-23 | 1 | 10982.4453
2028-02-23 | 2 | 10871.2893
2028-02-23 | 3 | 10814.8247
2028-02-23 | 4 | 10806.761
2028-02-23 | 5 | 10890.4324
2028-02-23 | 6 | 11129.2226
2028-02-23 | 7 | 11483.2369
2028-02-23 | 8 | 11721.7219
2028-02-23 | 9 | 11764.3929
2028-02-23 | 10 | 11787.6258
2028-02-23 | 11 | 11703.1673
2028-02-23 | 12 | 11765.9854
2028-02-23 | 13 | 11552.2306
2028-02-23 | 14 | 11563.7653
2028-02-23 | 15 | 11570.4579
2028-02-23 | 16 | 11577.0047
2028-02-23 | 17 | 11827.9442
2028-02-23 | 18 | 11957.4683
2028-02-23 | 19 | 12137.5755
2028-02-23 | 20 | 12095.7174
2028-02-23 | 21 | 11999.604
2028-02-23 | 22 | 11804.7351
2028-02-23 | 23 | 11478.2002
2028-02-23 | 24 | 11127.0816
2028-02-24 | 1 | 10914.1331
2028-02-24 | 2 | 10795.9256
2028-02-24 | 3 | 10711.42
2028-02-24 | 4 | 10667.3037
2028-02-24 | 5 | 10711.2469
2028-02-24 | 6 | 10880.0368
2028-02-24 | 7 | 11271.7029
2028-02-24 | 8 | 11594.3576
2028-02-24 | 9 | 11615.1532
2028-02-24 | 10 | 11647.1864
2028-02-24 | 11 | 11567.1737
2028-02-24 | 12 | 11454.3766
2028-02-24 | 13 | 11379.6051
2028-02-24 | 14 | 11326.3018
2028-02-24 | 15 | 11244.7478
2028-02-24 | 16 | 11241.2903
2028-02-24 | 17 | 11394.5778
2028-02-24 | 18 | 11657.9136
2028-02-24 | 19 | 11855.1489
2028-02-24 | 20 | 11801.8176
2028-02-24 | 21 | 11674.7816
2028-02-24 | 22 | 11446.9346
2028-02-24 | 23 | 11151.9893
2028-02-24 | 24 | 10849.6645
2028-02-25 | 1 | 10623.3506
2028-02-25 | 2 | 10496.7668
2028-02-25 | 3 | 10414.9118
2028-02-25 | 4 | 10356.956
2028-02-25 | 5 | 10416.9801
2028-02-25 | 6 | 10605.9086
2028-02-25 | 7 | 11025.2701
2028-02-25 | 8 | 11339.9782
2028-02-25 | 9 | 11332.3612
2028-02-25 | 10 | 11258.5577
2028-02-25 | 11 | 11191.6758
2028-02-25 | 12 | 11172.9835
2028-02-25 | 13 | 11116.2381
2028-02-25 | 14 | 11079.6133
2028-02-25 | 15 | 11020.0918
2028-02-25 | 16 | 11023.1076
2028-02-25 | 17 | 11171.2593
2028-02-25 | 18 | 11290.9279
2028-02-25 | 19 | 11512.8835
2028-02-25 | 20 | 11456.5426
2028-02-25 | 21 | 11318.0569
2028-02-25 | 22 | 11057.5328
2028-02-25 | 23 | 10757.674
2028-02-25 | 24 | 10475.3049
2028-02-26 | 1 | 10290.1611
2028-02-26 | 2 | 10179.1882
2028-02-26 | 3 | 10065.7355
2028-02-26 | 4 | 10052.946
2028-02-26 | 5 | 10096.7339
2028-02-26 | 6 | 10180.792
2028-02-26 | 7 | 10405.2641
2028-02-26 | 8 | 10621.0103
2028-02-26 | 9 | 10763.6161
2028-02-26 | 10 | 10952.2981
2028-02-26 | 11 | 10825.4113
2028-02-26 | 12 | 10938.5782
2028-02-26 | 13 | 10995.7115
2028-02-26 | 14 | 10986.262
2028-02-26 | 15 | 10995.72
2028-02-26 | 16 | 11023.5405
2028-02-26 | 17 | 11206.0749
2028-02-26 | 18 | 11353.4426
2028-02-26 | 19 | 11491.6646
2028-02-26 | 20 | 11423.981
2028-02-26 | 21 | 11338.9827
2028-02-26 | 22 | 11149.1561
2028-02-26 | 23 | 10903.643
2028-02-26 | 24 | 10664.2604
2028-02-27 | 1 | 10478.6716
2028-02-27 | 2 | 10360.5927
2028-02-27 | 3 | 10309.4524
2028-02-27 | 4 | 10277.2355
2028-02-27 | 5 | 10287.0483
2028-02-27 | 6 | 10316.613
2028-02-27 | 7 | 10439.1875
2028-02-27 | 8 | 10638.3056
2028-02-27 | 9 | 10785.6622
2028-02-27 | 10 | 10806.13
2028-02-27 | 11 | 10915.824
2028-02-27 | 12 | 11009.5647
2028-02-27 | 13 | 11156.5529
2028-02-27 | 14 | 10960.6472
2028-02-27 | 15 | 11004.8026
2028-02-27 | 16 | 11139.7009
2028-02-27 | 17 | 11323.9495
2028-02-27 | 18 | 11601.5494
2028-02-27 | 19 | 11784.2907
2028-02-27 | 20 | 11736.4075
2028-02-27 | 21 | 11650.5159
2028-02-27 | 22 | 11498.5004
2028-02-27 | 23 | 11201.3994
2028-02-27 | 24 | 10922.5478
2028-02-28 | 1 | 10766.3123
2028-02-28 | 2 | 10660.5259
2028-02-28 | 3 | 10606.3847
2028-02-28 | 4 | 10612.6262
2028-02-28 | 5 | 10708.4922
2028-02-28 | 6 | 10973.2333
2028-02-28 | 7 | 11373.8875
2028-02-28 | 8 | 11679.7442
2028-02-28 | 9 | 11750.1148
2028-02-28 | 10 | 11903.7768
2028-02-28 | 11 | 11859.0302
2028-02-28 | 12 | 11927.1683
2028-02-28 | 13 | 11850.9651
2028-02-28 | 14 | 11827.1044
2028-02-28 | 15 | 11785.8744
2028-02-28 | 16 | 11825.9021
2028-02-28 | 17 | 11929.5089
2028-02-28 | 18 | 12053.609
2028-02-28 | 19 | 12190.1725
2028-02-28 | 20 | 12200.0032
2028-02-28 | 21 | 12074.5882
2028-02-28 | 22 | 11877.4653
2028-02-28 | 23 | 11555.5247
2028-02-28 | 24 | 11252.7264
2028-02-29 | 1 | 10996.8845
2028-02-29 | 2 | 10873.5871
2028-02-29 | 3 | 10813.6522
2028-02-29 | 4 | 10809.9417
2028-02-29 | 5 | 10885.9622
2028-02-29 | 6 | 11073.4175
2028-02-29 | 7 | 11437.5168
2028-02-29 | 8 | 11740.2147
2028-02-29 | 9 | 11786.36
2028-02-29 | 10 | 11647.3612
2028-02-29 | 11 | 11579.4846
2028-02-29 | 12 | 11544.6258
2028-02-29 | 13 | 11477.6629
2028-02-29 | 14 | 11408.7734
2028-02-29 | 15 | 11491.8068
2028-02-29 | 16 | 11606.687
2028-02-29 | 17 | 11688.4446
2028-02-29 | 18 | 11756.8189
2028-02-29 | 19 | 11916.4788
2028-02-29 | 20 | 11911.8564
2028-02-29 | 21 | 11823.2477
2028-02-29 | 22 | 11556.562
2028-02-29 | 23 | 11181.8444
2028-02-29 | 24 | 10852.9429
2028-03-01 | 1 | 10527.3912
2028-03-01 | 2 | 10371.9982
2028-03-01 | 3 | 10262.8511
2028-03-01 | 4 | 10233.6217
2028-03-01 | 5 | 10279.9652
2028-03-01 | 6 | 10391.8391
2028-03-01 | 7 | 10773.7843
2028-03-01 | 8 | 11162.9398
2028-03-01 | 9 | 11212.236
2028-03-01 | 10 | 11243.486
2028-03-01 | 11 | 11252.9257
2028-03-01 | 12 | 11164.184
2028-03-01 | 13 | 11187.2846
2028-03-01 | 14 | 11187.7471
2028-03-01 | 15 | 11174.1065
2028-03-01 | 16 | 11245.3825
2028-03-01 | 17 | 11169.1097
2028-03-01 | 18 | 11309.5251
2028-03-01 | 19 | 11539.327
2028-03-01 | 20 | 11491.4272
2028-03-01 | 21 | 11348.4604
2028-03-01 | 22 | 11072.8837
2028-03-01 | 23 | 10707.915
2028-03-01 | 24 | 10433.7657
2028-03-02 | 1 | 10280.1888
2028-03-02 | 2 | 10189.2686
2028-03-02 | 3 | 10145.0403
2028-03-02 | 4 | 10167.0109
2028-03-02 | 5 | 10306.4914
2028-03-02 | 6 | 10611.6781
2028-03-02 | 7 | 11080.0272
2028-03-02 | 8 | 11413.9035
2028-03-02 | 9 | 11393.3934
2028-03-02 | 10 | 11250.144
2028-03-02 | 11 | 11316.7566
2028-03-02 | 12 | 11218.6245
2028-03-02 | 13 | 11191.8269
2028-03-02 | 14 | 11380.6671
2028-03-02 | 15 | 11431.0119
2028-03-02 | 16 | 11429.5229
2028-03-02 | 17 | 11604.5543
2028-03-02 | 18 | 11726.3525
2028-03-02 | 19 | 11779.6319
2028-03-02 | 20 | 11708.3397
2028-03-02 | 21 | 11583.2224
2028-03-02 | 22 | 11384.7505
2028-03-02 | 23 | 11050.7737
2028-03-02 | 24 | 10778.1618
2028-03-03 | 1 | 10625.976
2028-03-03 | 2 | 10560.5205
2028-03-03 | 3 | 10489.5161
2028-03-03 | 4 | 10498.9344
2028-03-03 | 5 | 10682.6854
2028-03-03 | 6 | 10974.2844
2028-03-03 | 7 | 11376.974
2028-03-03 | 8 | 11688.5669
2028-03-03 | 9 | 11677.2115
2028-03-03 | 10 | 11695.4726
2028-03-03 | 11 | 11888.9576
2028-03-03 | 12 | 11679.2477
2028-03-03 | 13 | 11594.6584
2028-03-03 | 14 | 11586.636
2028-03-03 | 15 | 11557.4282
2028-03-03 | 16 | 11585.5748
2028-03-03 | 17 | 11789.7177
2028-03-03 | 18 | 12024.7197
2028-03-03 | 19 | 12168.9918
2028-03-03 | 20 | 12135.8436
2028-03-03 | 21 | 12023.5199
2028-03-03 | 22 | 11908.159
2028-03-03 | 23 | 11600.6451
2028-03-03 | 24 | 11339.4757
2028-03-04 | 1 | 10825.5807
2028-03-04 | 2 | 10703.4997
2028-03-04 | 3 | 10585.0028
2028-03-04 | 4 | 10543.2058
2028-03-04 | 5 | 10575.468
2028-03-04 | 6 | 10532.5869
2028-03-04 | 7 | 10677.3629
2028-03-04 | 8 | 11016.532
2028-03-04 | 9 | 11162.8737
2028-03-04 | 10 | 11382.7699
2028-03-04 | 11 | 11386.7067
2028-03-04 | 12 | 11343.3908
2028-03-04 | 13 | 11180.732
2028-03-04 | 14 | 11313.792
2028-03-04 | 15 | 11291.421
2028-03-04 | 16 | 11288.2811
2028-03-04 | 17 | 11545.3036
2028-03-04 | 18 | 11745.6038
2028-03-04 | 19 | 11877.093
2028-03-04 | 20 | 11852.1185
2028-03-04 | 21 | 11772.6094
2028-03-04 | 22 | 11736.2087
2028-03-04 | 23 | 11497.2406
2028-03-04 | 24 | 11267.1748
2028-03-05 | 1 | 11032.44
2028-03-05 | 2 | 10907.8908
2028-03-05 | 3 | 10830.7088
2028-03-05 | 4 | 10791.4052
2028-03-05 | 5 | 10778.7647
2028-03-05 | 6 | 10730.523
2028-03-05 | 7 | 10746.0717
2028-03-05 | 8 | 11056.3093
2028-03-05 | 9 | 11046.6099
2028-03-05 | 10 | 11091.8404
2028-03-05 | 11 | 11335.9841
2028-03-05 | 12 | 11120.2288
2028-03-05 | 13 | 11077.7425
2028-03-05 | 14 | 11052.0513
2028-03-05 | 15 | 11034.0698
2028-03-05 | 16 | 11090.3156
2028-03-05 | 17 | 11393.7306
2028-03-05 | 18 | 11700.868
2028-03-05 | 19 | 11885.772
2028-03-05 | 20 | 11857.8622
2028-03-05 | 21 | 11882.6951
2028-03-05 | 22 | 11694.134
2028-03-05 | 23 | 11437.6948
2028-03-05 | 24 | 11134.6003
2028-03-06 | 1 | 11006.8653
2028-03-06 | 2 | 10855.0288
2028-03-06 | 3 | 10769.2661
2028-03-06 | 4 | 10747.1273
2028-03-06 | 5 | 10799.7053
2028-03-06 | 6 | 10964.8311
2028-03-06 | 7 | 11337.6649
2028-03-06 | 8 | 11745.9974
2028-03-06 | 9 | 11655.7863
2028-03-06 | 10 | 11625.0001
2028-03-06 | 11 | 11648.4403
2028-03-06 | 12 | 11607.3166
2028-03-06 | 13 | 11522.9004
2028-03-06 | 14 | 11459.0886
2028-03-06 | 15 | 11437.6612
2028-03-06 | 16 | 11461.2879
2028-03-06 | 17 | 11605.7271
2028-03-06 | 18 | 11783.4468
2028-03-06 | 19 | 11941.9057
2028-03-06 | 20 | 11952.4937
2028-03-06 | 21 | 11844.625
2028-03-06 | 22 | 11633.788
2028-03-06 | 23 | 11296.7369
2028-03-06 | 24 | 10973.8213
2028-03-07 | 1 | 10724.5043
2028-03-07 | 2 | 10552.5533
2028-03-07 | 3 | 10555.1511
2028-03-07 | 4 | 10534.9338
2028-03-07 | 5 | 10605.5752
2028-03-07 | 6 | 10782.231
2028-03-07 | 7 | 11192.3103
2028-03-07 | 8 | 11609.3577
2028-03-07 | 9 | 11503.2196
2028-03-07 | 10 | 11492.8634
2028-03-07 | 11 | 11442.3636
2028-03-07 | 12 | 11505.2879
2028-03-07 | 13 | 11438.8189
2028-03-07 | 14 | 11395.2107
2028-03-07 | 15 | 11433.5792
2028-03-07 | 16 | 11504.6367
2028-03-07 | 17 | 11667.5569
2028-03-07 | 18 | 11823.5876
2028-03-07 | 19 | 11880.9683
2028-03-07 | 20 | 11883.4603
2028-03-07 | 21 | 11778.0739
2028-03-07 | 22 | 11575.6582
2028-03-07 | 23 | 11291.5518
2028-03-07 | 24 | 10961.2393
2028-03-08 | 1 | 10698.0175
2028-03-08 | 2 | 10573.5583
2028-03-08 | 3 | 10560.9077
2028-03-08 | 4 | 10522.2089
2028-03-08 | 5 | 10645.6415
2028-03-08 | 6 | 10871.0754
2028-03-08 | 7 | 11224.3875
2028-03-08 | 8 | 11649.0854
2028-03-08 | 9 | 11674.7044
2028-03-08 | 10 | 11747.9133
2028-03-08 | 11 | 11689.8477
2028-03-08 | 12 | 11672.1503
2028-03-08 | 13 | 11597.3648
2028-03-08 | 14 | 11518.4133
2028-03-08 | 15 | 11472.1182
2028-03-08 | 16 | 11393.1599
2028-03-08 | 17 | 11757.0097
2028-03-08 | 18 | 11852.9534
2028-03-08 | 19 | 11947.3931
2028-03-08 | 20 | 11989.0305
2028-03-08 | 21 | 11900.6055
2028-03-08 | 22 | 11693.8979
2028-03-08 | 23 | 11295.9425
2028-03-08 | 24 | 10973.6865
2028-03-09 | 1 | 10795.5238
2028-03-09 | 2 | 10664.1713
2028-03-09 | 3 | 10558.357
2028-03-09 | 4 | 10547.4491
2028-03-09 | 5 | 10629.5321
2028-03-09 | 6 | 10807.3458
2028-03-09 | 7 | 11151.4256
2028-03-09 | 8 | 11607.5197
2028-03-09 | 9 | 11645.6746
2028-03-09 | 10 | 11698.934
2028-03-09 | 11 | 11613.3997
2028-03-09 | 12 | 11568.8463
2028-03-09 | 13 | 11504.9724
2028-03-09 | 14 | 11500.8507
2028-03-09 | 15 | 11390.1991
2028-03-09 | 16 | 11504.037
2028-03-09 | 17 | 11612.2227
2028-03-09 | 18 | 11699.4482
2028-03-09 | 19 | 11788.7442
2028-03-09 | 20 | 11774.2612
2028-03-09 | 21 | 11682.5728
2028-03-09 | 22 | 11530.7428
2028-03-09 | 23 | 11280.0822
2028-03-09 | 24 | 10971.5997
2028-03-10 | 1 | 10767.6747
2028-03-10 | 2 | 10653.695
2028-03-10 | 3 | 10608.9073
2028-03-10 | 4 | 10596.6541
2028-03-10 | 5 | 10670.1886
2028-03-10 | 6 | 10933.6659
2028-03-10 | 7 | 11163.9498
2028-03-10 | 8 | 11588.8045
2028-03-10 | 9 | 11619.2281
2028-03-10 | 10 | 11539.5171
2028-03-10 | 11 | 11549.2566
2028-03-10 | 12 | 11443.5937
2028-03-10 | 13 | 11368.215
2028-03-10 | 14 | 11329.7901
2028-03-10 | 15 | 11319.252
2028-03-10 | 16 | 11398.4553
2028-03-10 | 17 | 11486.5734
2028-03-10 | 18 | 11672.5841
2028-03-10 | 19 | 11801.7803
2028-03-10 | 20 | 11891.0077
2028-03-10 | 21 | 11810.3454
2028-03-10 | 22 | 11622.5368
2028-03-10 | 23 | 11327.1618
2028-03-10 | 24 | 11044.1628
2028-03-11 | 1 | 10802.0578
2028-03-11 | 2 | 10705.8616
2028-03-11 | 3 | 10624.3308
2028-03-11 | 4 | 10582.6405
2028-03-11 | 5 | 10544.7086
2028-03-11 | 6 | 10551.7378
2028-03-11 | 7 | 10465.3509
2028-03-11 | 8 | 10813.0588
2028-03-11 | 9 | 11029.7091
2028-03-11 | 10 | 11187.7368
2028-03-11 | 11 | 11144.7398
2028-03-11 | 12 | 10990.2283
2028-03-11 | 13 | 10898.7499
2028-03-11 | 14 | 10837.294
2028-03-11 | 15 | 10831.3397
2028-03-11 | 16 | 10923.7751
2028-03-11 | 17 | 11118.1547
2028-03-11 | 18 | 11309.8645
2028-03-11 | 19 | 11461.7022
2028-03-11 | 20 | 11528.9557
2028-03-11 | 21 | 11500.1731
2028-03-11 | 22 | 11358.4722
2028-03-11 | 23 | 11129.5643
2028-03-11 | 24 | 10833.7568
2028-03-12 | 1 | 10621.0653
2028-03-12 | 3 | 10489.0573
2028-03-12 | 4 | 10340.8641
2028-03-12 | 5 | 10265.0874
2028-03-12 | 6 | 10240.3042
2028-03-12 | 7 | 10247.3965
2028-03-12 | 8 | 10185.4476
2028-03-12 | 9 | 10410.5661
2028-03-12 | 10 | 10705.3158
2028-03-12 | 11 | 10843.3046
2028-03-12 | 12 | 10652.3181
2028-03-12 | 13 | 10603.1219
2028-03-12 | 14 | 10463.5478
2028-03-12 | 15 | 10602.5017
2028-03-12 | 16 | 10393.8004
2028-03-12 | 17 | 10483.4553
2028-03-12 | 18 | 10827.2258
2028-03-12 | 19 | 11051.4836
2028-03-12 | 20 | 11111.29
2028-03-12 | 21 | 11290.6999
2028-03-12 | 22 | 11210.9158
2028-03-12 | 23 | 10985.9513
2028-03-12 | 24 | 10671.1462
2028-03-13 | 1 | 10339.8663
2028-03-13 | 2 | 10246.1854
2028-03-13 | 3 | 10108.7748
2028-03-13 | 4 | 9985.9632
2028-03-13 | 5 | 10013.0089
2028-03-13 | 6 | 10114.3303
2028-03-13 | 7 | 10346.4308
2028-03-13 | 8 | 10610.0288
2028-03-13 | 9 | 10982.6859
2028-03-13 | 10 | 11149.1949
2028-03-13 | 11 | 11184.021
2028-03-13 | 12 | 11070.4237
2028-03-13 | 13 | 10871.1986
2028-03-13 | 14 | 10759.7389
2028-03-13 | 15 | 10712.4425
2028-03-13 | 16 | 10651.5618
2028-03-13 | 17 | 10688.0549
2028-03-13 | 18 | 10793.942
2028-03-13 | 19 | 10983.3121
2028-03-13 | 20 | 11026.2887
2028-03-13 | 21 | 11217.0724
2028-03-13 | 22 | 11092.3386
2028-03-13 | 23 | 10792.2419
2028-03-13 | 24 | 10475.012
2028-03-14 | 1 | 10230.1111
2028-03-14 | 2 | 10011.637
2028-03-14 | 3 | 9963.6275
2028-03-14 | 4 | 9855.1137
2028-03-14 | 5 | 9835.7803
2028-03-14 | 6 | 9933.729
2028-03-14 | 7 | 10259.1901
2028-03-14 | 8 | 10553.8659
2028-03-14 | 9 | 10925.0483
2028-03-14 | 10 | 11050.3552
2028-03-14 | 11 | 11101.1892
2028-03-14 | 12 | 11071.692
2028-03-14 | 13 | 11092.1363
2028-03-14 | 14 | 10836.893
2028-03-14 | 15 | 10810.9158
2028-03-14 | 16 | 10844.3178
2028-03-14 | 17 | 10873.8351
2028-03-14 | 18 | 10989.1872
2028-03-14 | 19 | 11215.2387
2028-03-14 | 20 | 11328.8468
2028-03-14 | 21 | 11450.7587
2028-03-14 | 22 | 11268.3307
2028-03-14 | 23 | 10996.0963
2028-03-14 | 24 | 10644.3033
2028-03-15 | 1 | 10428.9828
2028-03-15 | 2 | 10243.1977
2028-03-15 | 3 | 10163.3791
2028-03-15 | 4 | 10128.1244
2028-03-15 | 5 | 10148.3238
2028-03-15 | 6 | 10306.7708
2028-03-15 | 7 | 10632.6374
2028-03-15 | 8 | 10915.7359
2028-03-15 | 9 | 11209.3942
2028-03-15 | 10 | 11399.4024
2028-03-15 | 11 | 11470.5987
2028-03-15 | 12 | 11505.6049
2028-03-15 | 13 | 11469.345
2028-03-15 | 14 | 11299.7592
2028-03-15 | 15 | 11319.4272
2028-03-15 | 16 | 11282.1913
2028-03-15 | 17 | 11273.4481
2028-03-15 | 18 | 11343.7034
2028-03-15 | 19 | 11524.0081
2028-03-15 | 20 | 11547.877
2028-03-15 | 21 | 11647.75
2028-03-15 | 22 | 11534.3819
2028-03-15 | 23 | 11263.8716
2028-03-15 | 24 | 10891.696
2028-03-16 | 1 | 10577.7405
2028-03-16 | 2 | 10379.8492
2028-03-16 | 3 | 10255.7963
2028-03-16 | 4 | 10172.8949
2028-03-16 | 5 | 10171.4149
2028-03-16 | 6 | 10252.9585
2028-03-16 | 7 | 10453.3332
2028-03-16 | 8 | 10687.8971
2028-03-16 | 9 | 11071.6772
2028-03-16 | 10 | 11193.7205
2028-03-16 | 11 | 11105.285
2028-03-16 | 12 | 10958.3619
2028-03-16 | 13 | 10827.9047
2028-03-16 | 14 | 10735.3108
2028-03-16 | 15 | 10706.1312
2028-03-16 | 16 | 10650.3437
2028-03-16 | 17 | 10631.927
2028-03-16 | 18 | 10755.6393
2028-03-16 | 19 | 10900.1466
2028-03-16 | 20 | 11049.346
2028-03-16 | 21 | 11171.5549
2028-03-16 | 22 | 11005.5243
2028-03-16 | 23 | 10768.3298
2028-03-16 | 24 | 10453.251
2028-03-17 | 1 | 10176.8525
2028-03-17 | 2 | 9973.0722
2028-03-17 | 3 | 9915.4983
2028-03-17 | 4 | 9875.6679
2028-03-17 | 5 | 9901.6843
2028-03-17 | 6 | 10044.2447
2028-03-17 | 7 | 10320.2027
2028-03-17 | 8 | 10599.36
2028-03-17 | 9 | 10908.0426
2028-03-17 | 10 | 11026.9776
2028-03-17 | 11 | 10961.0996
2028-03-17 | 12 | 10807.1304
2028-03-17 | 13 | 10705.17
2028-03-17 | 14 | 10635.2015
2028-03-17 | 15 | 10590.0525
2028-03-17 | 16 | 10549.9399
2028-03-17 | 17 | 10576.1978
2028-03-17 | 18 | 10675.7818
2028-03-17 | 19 | 10780.4708
2028-03-17 | 20 | 10899.9105
2028-03-17 | 21 | 11024.9999
2028-03-17 | 22 | 10886.7159
2028-03-17 | 23 | 10621.1001
2028-03-17 | 24 | 10285.368
2028-03-18 | 1 | 10050.1892
2028-03-18 | 2 | 9841.3842
2028-03-18 | 3 | 9727.8879
2028-03-18 | 4 | 9665.0582
2028-03-18 | 5 | 9652.5314
2028-03-18 | 6 | 9701.1273
2028-03-18 | 7 | 9784.3562
2028-03-18 | 8 | 9800.5644
2028-03-18 | 9 | 10033.6102
2028-03-18 | 10 | 10300.7596
2028-03-18 | 11 | 10430.6284
2028-03-18 | 12 | 10460.375
2028-03-18 | 13 | 10324.4053
2028-03-18 | 14 | 10277.1887
2028-03-18 | 15 | 10206.7311
2028-03-18 | 16 | 10167.6565
2028-03-18 | 17 | 10186.8418
2028-03-18 | 18 | 10314.0567
2028-03-18 | 19 | 10534.2644
2028-03-18 | 20 | 10617.197
2028-03-18 | 21 | 10746.5038
2028-03-18 | 22 | 10621.2803
2028-03-18 | 23 | 10435.4023
2028-03-18 | 24 | 10225.3816
2028-03-19 | 1 | 10009.1149
2028-03-19 | 2 | 9798.1036
2028-03-19 | 3 | 9695.7153
2028-03-19 | 4 | 9634.2187
2028-03-19 | 5 | 9670.5858
2028-03-19 | 6 | 9686.0858
2028-03-19 | 7 | 9812.0484
2028-03-19 | 8 | 9873.495
2028-03-19 | 9 | 10017.3295
2028-03-19 | 10 | 10222.4931
2028-03-19 | 11 | 10272.2708
2028-03-19 | 12 | 10371.5856
2028-03-19 | 13 | 10395.421
2028-03-19 | 14 | 10245.069
2028-03-19 | 15 | 10208.348
2028-03-19 | 16 | 10141.0216
2028-03-19 | 17 | 10272.0037
2028-03-19 | 18 | 10369.8365
2028-03-19 | 19 | 10481.479
2028-03-19 | 20 | 10620.4054
2028-03-19 | 21 | 10814.6616
2028-03-19 | 22 | 10714.9685
2028-03-19 | 23 | 10490.1207
2028-03-19 | 24 | 10179.5079
2028-03-20 | 1 | 9926.9721
2028-03-20 | 2 | 9849.7377
2028-03-20 | 3 | 9738.4628
2028-03-20 | 4 | 9728.1359
2028-03-20 | 5 | 9761.2686
2028-03-20 | 6 | 9897.9799
2028-03-20 | 7 | 10205.6042
2028-03-20 | 8 | 10523.2524
2028-03-20 | 9 | 10793.1109
2028-03-20 | 10 | 10962.3624
2028-03-20 | 11 | 10999.0651
2028-03-20 | 12 | 11035.921
2028-03-20 | 13 | 11000.0775
2028-03-20 | 14 | 10929.0451
2028-03-20 | 15 | 10878.7788
2028-03-20 | 16 | 10833.4075
2028-03-20 | 17 | 10902.7296
2028-03-20 | 18 | 10990.6748
2028-03-20 | 19 | 11049.4243
2028-03-20 | 20 | 11053.3182
2028-03-20 | 21 | 11188.9022
2028-03-20 | 22 | 11018.8438
2028-03-20 | 23 | 10706.2903
2028-03-20 | 24 | 10349.0446
2028-03-21 | 1 | 10070.5901
2028-03-21 | 2 | 9909.3331
2028-03-21 | 3 | 9828.9602
2028-03-21 | 4 | 9746.966
2028-03-21 | 5 | 9796.2195
2028-03-21 | 6 | 9882.9142
2028-03-21 | 7 | 10158.7197
2028-03-21 | 8 | 10492.9069
2028-03-21 | 9 | 10753.0934
2028-03-21 | 10 | 10918.7486
2028-03-21 | 11 | 10947.6369
2028-03-21 | 12 | 10932.8519
2028-03-21 | 13 | 10822.766
2028-03-21 | 14 | 10813.3853
2028-03-21 | 15 | 10788.3925
2028-03-21 | 16 | 10744.9896
2028-03-21 | 17 | 10827.5144
2028-03-21 | 18 | 10890.141
2028-03-21 | 19 | 10900.1754
2028-03-21 | 20 | 10911.7702
2028-03-21 | 21 | 11075.5315
2028-03-21 | 22 | 10927.1616
2028-03-21 | 23 | 10640.2598
2028-03-21 | 24 | 10286.9571
2028-03-22 | 1 | 10029.917
2028-03-22 | 2 | 9838.372
2028-03-22 | 3 | 9749.6629
2028-03-22 | 4 | 9729.3024
2028-03-22 | 5 | 9762.1754
2028-03-22 | 6 | 9940.5125
2028-03-22 | 7 | 10271.8559
2028-03-22 | 8 | 10632.9463
2028-03-22 | 9 | 10819.4104
2028-03-22 | 10 | 10944.4307
2028-03-22 | 11 | 10942.4241
2028-03-22 | 12 | 10907.3396
2028-03-22 | 13 | 10806.6331
2028-03-22 | 14 | 10797.5159
2028-03-22 | 15 | 10791.2842
2028-03-22 | 16 | 10814.0154
2028-03-22 | 17 | 10871.6169
2028-03-22 | 18 | 10968.9987
2028-03-22 | 19 | 10950.4226
2028-03-22 | 20 | 10978.2765
2028-03-22 | 21 | 11169.22
2028-03-22 | 22 | 11030.2765
2028-03-22 | 23 | 10698.1857
2028-03-22 | 24 | 10378.4822
2028-03-23 | 1 | 10096.7579
2028-03-23 | 2 | 9965.7205
2028-03-23 | 3 | 9881.663
2028-03-23 | 4 | 9836.7672
2028-03-23 | 5 | 9815.8375
2028-03-23 | 6 | 9968.0834
2028-03-23 | 7 | 10305.7282
2028-03-23 | 8 | 10711.0446
2028-03-23 | 9 | 10929.8538
2028-03-23 | 10 | 11097.9371
2028-03-23 | 11 | 11144.9126
2028-03-23 | 12 | 11109.6608
2028-03-23 | 13 | 11002.3612
2028-03-23 | 14 | 10918.9681
2028-03-23 | 15 | 10910.9468
2028-03-23 | 16 | 10915.3276
2028-03-23 | 17 | 10922.2619
2028-03-23 | 18 | 11002.4044
2028-03-23 | 19 | 11001.6982
2028-03-23 | 20 | 10993.4371
2028-03-23 | 21 | 11131.4254
2028-03-23 | 22 | 10980.6485
2028-03-23 | 23 | 10705.3994
2028-03-23 | 24 | 10383.0628
2028-03-24 | 1 | 10110.4739
2028-03-24 | 2 | 9915.6214
2028-03-24 | 3 | 9816.8509
2028-03-24 | 4 | 9777.8557
2028-03-24 | 5 | 9799.6985
2028-03-24 | 6 | 9929.297
2028-03-24 | 7 | 10231.3543
2028-03-24 | 8 | 10594.8464
2028-03-24 | 9 | 10837.8934
2028-03-24 | 10 | 11021.414
2028-03-24 | 11 | 11067.025
2028-03-24 | 12 | 11086.7289
2028-03-24 | 13 | 11047.26
2028-03-24 | 14 | 11025.65
2028-03-24 | 15 | 10994.7102
2028-03-24 | 16 | 10980.4039
2028-03-24 | 17 | 11007.6143
2028-03-24 | 18 | 11009.2717
2028-03-24 | 19 | 11041.3906
2028-03-24 | 20 | 11012.9173
2028-03-24 | 21 | 11162.8078
2028-03-24 | 22 | 11026.3179
2028-03-24 | 23 | 10761.616
2028-03-24 | 24 | 10442.1275
2028-03-25 | 1 | 10163.4799
2028-03-25 | 2 | 9968.5392
2028-03-25 | 3 | 9859.6128
2028-03-25 | 4 | 9790.2836
2028-03-25 | 5 | 9773.6801
2028-03-25 | 6 | 9799.3577
2028-03-25 | 7 | 9905.7819
2028-03-25 | 8 | 10049.0913
2028-03-25 | 9 | 10188.2183
2028-03-25 | 10 | 10454.8888
2028-03-25 | 11 | 10483.6499
2028-03-25 | 12 | 10648.8672
2028-03-25 | 13 | 10643.3777
2028-03-25 | 14 | 10591.0078
2028-03-25 | 15 | 10525.3495
2028-03-25 | 16 | 10534.8255
2028-03-25 | 17 | 10471.8393
2028-03-25 | 18 | 10701.8899
2028-03-25 | 19 | 10750.9416
2028-03-25 | 20 | 10687.9662
2028-03-25 | 21 | 10847.324
2028-03-25 | 22 | 10733.2083
2028-03-25 | 23 | 10537.4731
2028-03-25 | 24 | 10285.6806
2028-03-26 | 1 | 10031.3544
2028-03-26 | 2 | 9859.3703
2028-03-26 | 3 | 9730.2127
2028-03-26 | 4 | 9661.2914
2028-03-26 | 5 | 9647.4664
2028-03-26 | 6 | 9661.8318
2028-03-26 | 7 | 9723.4886
2028-03-26 | 8 | 9809.0235
2028-03-26 | 9 | 9933.8352
2028-03-26 | 10 | 10211.6628
2028-03-26 | 11 | 10305.7202
2028-03-26 | 12 | 10428.2437
2028-03-26 | 13 | 10474.6633
2028-03-26 | 14 | 10461.5213
2028-03-26 | 15 | 10368.1324
2028-03-26 | 16 | 10363.8396
2028-03-26 | 17 | 10492.2854
2028-03-26 | 18 | 10638.8884
2028-03-26 | 19 | 10715.9092
2028-03-26 | 20 | 10684.4959
2028-03-26 | 21 | 10840.0676
2028-03-26 | 22 | 10710.0737
2028-03-26 | 23 | 10482.4682
2028-03-26 | 24 | 10190.4607
2028-03-27 | 1 | 9920.6955
2028-03-27 | 2 | 9802.4329
2028-03-27 | 3 | 9712.8138
2028-03-27 | 4 | 9662.222
2028-03-27 | 5 | 9691.6551
2028-03-27 | 6 | 9826.9267
2028-03-27 | 7 | 10125.1511
2028-03-27 | 8 | 10551.5637
2028-03-27 | 9 | 10753.5857
2028-03-27 | 10 | 10903.3841
2028-03-27 | 11 | 10961.2475
2028-03-27 | 12 | 10909.9673
2028-03-27 | 13 | 10856.093
2028-03-27 | 14 | 10815.7254
2028-03-27 | 15 | 10790.443
2028-03-27 | 16 | 10788.573
2028-03-27 | 17 | 10883.4649
2028-03-27 | 18 | 10962.3332
2028-03-27 | 19 | 10898.3728
2028-03-27 | 20 | 10899.1646
2028-03-27 | 21 | 11131.4762
2028-03-27 | 22 | 10944.5791
2028-03-27 | 23 | 10654.7736
2028-03-27 | 24 | 10303.8848
2028-03-28 | 1 | 10025.3011
2028-03-28 | 2 | 9813.6479
2028-03-28 | 3 | 9717.2348
2028-03-28 | 4 | 9681.896
2028-03-28 | 5 | 9699.3347
2028-03-28 | 6 | 9843.2896
2028-03-28 | 7 | 10179.8995
2028-03-28 | 8 | 10600.0164
2028-03-28 | 9 | 10791.9597
2028-03-28 | 10 | 10951.8943
2028-03-28 | 11 | 10911.2883
2028-03-28 | 12 | 10956.9436
2028-03-28 | 13 | 10750.366
2028-03-28 | 14 | 10722.8579
2028-03-28 | 15 | 10744.2268
2028-03-28 | 16 | 10705.1066
2028-03-28 | 17 | 10741.4616
2028-03-28 | 18 | 10901.5643
2028-03-28 | 19 | 10937.4354
2028-03-28 | 20 | 11006.3365
2028-03-28 | 21 | 11192.8912
2028-03-28 | 22 | 11021.7366
2028-03-28 | 23 | 10718.9153
2028-03-28 | 24 | 10368.3994
2028-03-29 | 1 | 10082.1509
2028-03-29 | 2 | 9881.4357
2028-03-29 | 3 | 9765.1404
2028-03-29 | 4 | 9708.4365
2028-03-29 | 5 | 9708.7353
2028-03-29 | 6 | 9821.2257
2028-03-29 | 7 | 10137.873
2028-03-29 | 8 | 10571.6183
2028-03-29 | 9 | 10765.3148
2028-03-29 | 10 | 10924.6847
2028-03-29 | 11 | 10922.7026
2028-03-29 | 12 | 10829.0103
2028-03-29 | 13 | 10816.941
2028-03-29 | 14 | 10754.2548
2028-03-29 | 15 | 10703.1271
2028-03-29 | 16 | 10698.5958
2028-03-29 | 17 | 10761.1447
2028-03-29 | 18 | 10886.8306
2028-03-29 | 19 | 10909.0768
2028-03-29 | 20 | 10949.8803
2028-03-29 | 21 | 11146.2376
2028-03-29 | 22 | 11017.59
2028-03-29 | 23 | 10718.166
2028-03-29 | 24 | 10356.7988
2028-03-30 | 1 | 10061.1564
2028-03-30 | 2 | 9897.4437
2028-03-30 | 3 | 9817.8196
2028-03-30 | 4 | 9752.2853
2028-03-30 | 5 | 9784.45
2028-03-30 | 6 | 9883.3478
2028-03-30 | 7 | 10105.3038
2028-03-30 | 8 | 10530.332
2028-03-30 | 9 | 10771.7845
2028-03-30 | 10 | 10952.0809
2028-03-30 | 11 | 10958.5418
2028-03-30 | 12 | 10962.5087
2028-03-30 | 13 | 10766.8237
2028-03-30 | 14 | 10714.5415
2028-03-30 | 15 | 10694.2621
2028-03-30 | 16 | 10656.5266
2028-03-30 | 17 | 10640.6664
2028-03-30 | 18 | 10693.0583
2028-03-30 | 19 | 10778.9131
2028-03-30 | 20 | 10790.8189
2028-03-30 | 21 | 10985.7253
2028-03-30 | 22 | 10893.5873
2028-03-30 | 23 | 10622.7657
2028-03-30 | 24 | 10305.9703
2028-03-31 | 1 | 10009.9473
2028-03-31 | 2 | 9807.4258
2028-03-31 | 3 | 9691.3119
2028-03-31 | 4 | 9634.8047
2028-03-31 | 5 | 9629.6764
2028-03-31 | 6 | 9741.9703
2028-03-31 | 7 | 9997.3123
2028-03-31 | 8 | 10408.4216
2028-03-31 | 9 | 10654.6814
2028-03-31 | 10 | 10841.4157
2028-03-31 | 11 | 10914.0332
2028-03-31 | 12 | 10872.9518
2028-03-31 | 13 | 10785.0414
2028-03-31 | 14 | 10689.9403
2028-03-31 | 15 | 10619.8643
2028-03-31 | 16 | 10610.6609
2028-03-31 | 17 | 10653.0099
2028-03-31 | 18 | 10787.148
2028-03-31 | 19 | 10808.143
2028-03-31 | 20 | 10768.2437
2028-03-31 | 21 | 10938.2355
2028-03-31 | 22 | 10851.7527
2028-03-31 | 23 | 10582.9006
2028-03-31 | 24 | 10297.6937
2028-04-01 | 1 | 10012.8815
2028-04-01 | 2 | 9601.3392
2028-04-01 | 3 | 9484.6388
2028-04-01 | 4 | 9428.0317
2028-04-01 | 5 | 9406.7889
2028-04-01 | 6 | 9421.7011
2028-04-01 | 7 | 9479.6485
2028-04-01 | 8 | 9673.0767
2028-04-01 | 9 | 9829.819
2028-04-01 | 10 | 10055.462
2028-04-01 | 11 | 10199.307
2028-04-01 | 12 | 10221.6684
2028-04-01 | 13 | 10243.2414
2028-04-01 | 14 | 10161.8503
2028-04-01 | 15 | 10053.8114
2028-04-01 | 16 | 10027.6731
2028-04-01 | 17 | 10030.7416
2028-04-01 | 18 | 10119.2859
2028-04-01 | 19 | 10209.0554
2028-04-01 | 20 | 10171.5886
2028-04-01 | 21 | 10314.5623
2028-04-01 | 22 | 10294.4528
2028-04-01 | 23 | 10108.1962
2028-04-01 | 24 | 9878.4811
2028-04-02 | 1 | 9631.9084
2028-04-02 | 2 | 9475.1852
2028-04-02 | 3 | 9371.3702
2028-04-02 | 4 | 9322.4921
2028-04-02 | 5 | 9284.0829
2028-04-02 | 6 | 9320.638
2028-04-02 | 7 | 9380.6565
2028-04-02 | 8 | 9495.1972
2028-04-02 | 9 | 9548.1607
2028-04-02 | 10 | 9717.1619
2028-04-02 | 11 | 9695.7177
2028-04-02 | 12 | 9652.1825
2028-04-02 | 13 | 9626.0246
2028-04-02 | 14 | 9614.3288
2028-04-02 | 15 | 9568.7745
2028-04-02 | 16 | 9575.9809
2028-04-02 | 17 | 9628.3636
2028-04-02 | 18 | 9764.3176
2028-04-02 | 19 | 9888.8489
2028-04-02 | 20 | 9966.1106
2028-04-02 | 21 | 10241.9268
2028-04-02 | 22 | 10206.7222
2028-04-02 | 23 | 10014.7115
2028-04-02 | 24 | 9693.9488
2028-04-03 | 1 | 9449.3484
2028-04-03 | 2 | 9436.0632
2028-04-03 | 3 | 9273.1766
2028-04-03 | 4 | 9236.7045
2028-04-03 | 5 | 9276.9093
2028-04-03 | 6 | 9447.4198
2028-04-03 | 7 | 9765.4051
2028-04-03 | 8 | 10235.809
2028-04-03 | 9 | 10317.7112
2028-04-03 | 10 | 10378.2376
2028-04-03 | 11 | 10408.37
2028-04-03 | 12 | 10298.4387
2028-04-03 | 13 | 10181.4609
2028-04-03 | 14 | 10106.9312
2028-04-03 | 15 | 10080.1569
2028-04-03 | 16 | 10040.7094
2028-04-03 | 17 | 10050.6319
2028-04-03 | 18 | 10118.3111
2028-04-03 | 19 | 10177.9379
2028-04-03 | 20 | 10219.8617
2028-04-03 | 21 | 10414.6185
2028-04-03 | 22 | 10336.1602
2028-04-03 | 23 | 10031.0187
2028-04-03 | 24 | 9728.2586
2028-04-04 | 1 | 9433.052
2028-04-04 | 2 | 9247.5126
2028-04-04 | 3 | 9151.2861
2028-04-04 | 4 | 9119.2762
2028-04-04 | 5 | 9148.6519
2028-04-04 | 6 | 9285.9523
2028-04-04 | 7 | 9523.3188
2028-04-04 | 8 | 9955.359
2028-04-04 | 9 | 10196.3881
2028-04-04 | 10 | 10320.0624
2028-04-04 | 11 | 10239.1998
2028-04-04 | 12 | 10207.1619
2028-04-04 | 13 | 10116.7469
2028-04-04 | 14 | 10067.5354
2028-04-04 | 15 | 10038.6373
2028-04-04 | 16 | 10015.2357
2028-04-04 | 17 | 10271.7133
2028-04-04 | 18 | 10271.7308
2028-04-04 | 19 | 10279.9192
2028-04-04 | 20 | 10155.5595
2028-04-04 | 21 | 10362.4998
2028-04-04 | 22 | 10292.1457
2028-04-04 | 23 | 10076.4577
2028-04-04 | 24 | 9764.9085
2028-04-05 | 1 | 9492.9252
2028-04-05 | 2 | 9313.9676
2028-04-05 | 3 | 9200.2102
2028-04-05 | 4 | 9175.4344
2028-04-05 | 5 | 9202.3474
2028-04-05 | 6 | 9400.5168
2028-04-05 | 7 | 9626.3715
2028-04-05 | 8 | 10025.3072
2028-04-05 | 9 | 10234.7484
2028-04-05 | 10 | 10327.3599
2028-04-05 | 11 | 10287.2188
2028-04-05 | 12 | 10272.302
2028-04-05 | 13 | 10255.2744
2028-04-05 | 14 | 10218.5419
2028-04-05 | 15 | 10178.8569
2028-04-05 | 16 | 10177.4197
2028-04-05 | 17 | 10197.189
2028-04-05 | 18 | 10278.2948
2028-04-05 | 19 | 10298.3459
2028-04-05 | 20 | 10321.1129
2028-04-05 | 21 | 10482.0966
2028-04-05 | 22 | 10378.53
2028-04-05 | 23 | 10153.4857
2028-04-05 | 24 | 9767.8675
2028-04-06 | 1 | 9496.6333
2028-04-06 | 2 | 9349.9149
2028-04-06 | 3 | 9293.1998
2028-04-06 | 4 | 9279.6
2028-04-06 | 5 | 9292.9119
2028-04-06 | 6 | 9418.33
2028-04-06 | 7 | 9633.295
2028-04-06 | 8 | 10062.9111
2028-04-06 | 9 | 10364.5003
2028-04-06 | 10 | 10490.9896
2028-04-06 | 11 | 10493.3984
2028-04-06 | 12 | 10449.5323
2028-04-06 | 13 | 10410.5638
2028-04-06 | 14 | 10359.5313
2028-04-06 | 15 | 10365.4562
2028-04-06 | 16 | 10210.2571
2028-04-06 | 17 | 10282.7299
2028-04-06 | 18 | 10402.8587
2028-04-06 | 19 | 10416.9036
2028-04-06 | 20 | 10394.8993
2028-04-06 | 21 | 10546.0331
2028-04-06 | 22 | 10476.4882
2028-04-06 | 23 | 10164.6063
2028-04-06 | 24 | 9847.1512
2028-04-07 | 1 | 9562.0323
2028-04-07 | 2 | 9401.137
2028-04-07 | 3 | 9320.3855
2028-04-07 | 4 | 9301.3614
2028-04-07 | 5 | 9310.8185
2028-04-07 | 6 | 9442.4954
2028-04-07 | 7 | 9579.7033
2028-04-07 | 8 | 10004.2058
2028-04-07 | 9 | 10354.695
2028-04-07 | 10 | 10441.2006
2028-04-07 | 11 | 10378.2612
2028-04-07 | 12 | 10281.4985
2028-04-07 | 13 | 10203.9628
2028-04-07 | 14 | 10172.5699
2028-04-07 | 15 | 10117.2207
2028-04-07 | 16 | 10081.8727
2028-04-07 | 17 | 10088.8419
2028-04-07 | 18 | 10123.0998
2028-04-07 | 19 | 10176.0122
2028-04-07 | 20 | 10170.3392
2028-04-07 | 21 | 10382.9122
2028-04-07 | 22 | 10373.299
2028-04-07 | 23 | 10108.8821
2028-04-07 | 24 | 9799.7271
2028-04-08 | 1 | 9532.4781
2028-04-08 | 2 | 9321.8594
2028-04-08 | 3 | 9266.3124
2028-04-08 | 4 | 9186.0679
2028-04-08 | 5 | 9189.4597
2028-04-08 | 6 | 9254.1899
2028-04-08 | 7 | 9207.7418
2028-04-08 | 8 | 9356.5328
2028-04-08 | 9 | 9600.2067
2028-04-08 | 10 | 9805.2823
2028-04-08 | 11 | 9839.2285
2028-04-08 | 12 | 9793.8692
2028-04-08 | 13 | 9738.2431
2028-04-08 | 14 | 9742.9912
2028-04-08 | 15 | 9621.1258
2028-04-08 | 16 | 9642.9689
2028-04-08 | 17 | 9729.2638
2028-04-08 | 18 | 9806.3714
2028-04-08 | 19 | 9853.808
2028-04-08 | 20 | 9876.3682
2028-04-08 | 21 | 9996.5512
2028-04-08 | 22 | 9995.2955
2028-04-08 | 23 | 9851.6803
2028-04-08 | 24 | 9594.6495
2028-04-09 | 1 | 9371.377
2028-04-09 | 2 | 9240.6996
2028-04-09 | 3 | 9144.7317
2028-04-09 | 4 | 9067.6774
2028-04-09 | 5 | 9069.6704
2028-04-09 | 6 | 9156.8565
2028-04-09 | 7 | 9076.0318
2028-04-09 | 8 | 9213.0238
2028-04-09 | 9 | 9419.4158
2028-04-09 | 10 | 9548.7342
2028-04-09 | 11 | 9541.6109
2028-04-09 | 12 | 9541.8138
2028-04-09 | 13 | 9514.5167
2028-04-09 | 14 | 9515.2648
2028-04-09 | 15 | 9504.7778
2028-04-09 | 16 | 9541.2399
2028-04-09 | 17 | 9721.6353
2028-04-09 | 18 | 9850.2817
2028-04-09 | 19 | 10001.864
2028-04-09 | 20 | 9873.0853
2028-04-09 | 21 | 10073.0699
2028-04-09 | 22 | 10104.9791
2028-04-09 | 23 | 9856.4273
2028-04-09 | 24 | 9563.2932
2028-04-10 | 1 | 9334.0281
2028-04-10 | 2 | 9263.5951
2028-04-10 | 3 | 9195.8005
2028-04-10 | 4 | 9195.764
2028-04-10 | 5 | 9233.4011
2028-04-10 | 6 | 9408.4637
2028-04-10 | 7 | 9612.9913
2028-04-10 | 8 | 10015.601
2028-04-10 | 9 | 10233.3749
2028-04-10 | 10 | 10286.201
2028-04-10 | 11 | 10255.0506
2028-04-10 | 12 | 10165.1821
2028-04-10 | 13 | 10087.6961
2028-04-10 | 14 | 10075.3989
2028-04-10 | 15 | 10042.349
2028-04-10 | 16 | 10046.1309
2028-04-10 | 17 | 10310.977
2028-04-10 | 18 | 10135.844
2028-04-10 | 19 | 10163.337
2028-04-10 | 20 | 10191.6282
2028-04-10 | 21 | 10381.9919
2028-04-10 | 22 | 10350.2299
2028-04-10 | 23 | 10076.8687
2028-04-10 | 24 | 9746.8408
2028-04-11 | 1 | 9482.5052
2028-04-11 | 2 | 9266.0801
2028-04-11 | 3 | 9191.4134
2028-04-11 | 4 | 9150.0405
2028-04-11 | 5 | 9225.8603
2028-04-11 | 6 | 9336.3203
2028-04-11 | 7 | 9545.5964
2028-04-11 | 8 | 9980.9621
2028-04-11 | 9 | 10281.0842
2028-04-11 | 10 | 10339.2187
2028-04-11 | 11 | 10301.9891
2028-04-11 | 12 | 10205.6178
2028-04-11 | 13 | 10168.6705
2028-04-11 | 14 | 10182.8532
2028-04-11 | 15 | 10306.8341
2028-04-11 | 16 | 10269.9579
2028-04-11 | 17 | 10324.6097
2028-04-11 | 18 | 10310.5839
2028-04-11 | 19 | 10362.1507
2028-04-11 | 20 | 10381.1348
2028-04-11 | 21 | 10431.5922
2028-04-11 | 22 | 10425.2238
2028-04-11 | 23 | 10157.2996
2028-04-11 | 24 | 9826.1455
2028-04-12 | 1 | 9573.0198
2028-04-12 | 2 | 9391.3854
2028-04-12 | 3 | 9322.1297
2028-04-12 | 4 | 9333.2857
2028-04-12 | 5 | 9357.8412
2028-04-12 | 6 | 9518.9419
2028-04-12 | 7 | 9691.6485
2028-04-12 | 8 | 10087.6414
2028-04-12 | 9 | 10350.3232
2028-04-12 | 10 | 10408.096
2028-04-12 | 11 | 10251.502
2028-04-12 | 12 | 10128.7359
2028-04-12 | 13 | 10096.9494
2028-04-12 | 14 | 10040.5694
2028-04-12 | 15 | 10014.6674
2028-04-12 | 16 | 10031.3097
2028-04-12 | 17 | 10243.9997
2028-04-12 | 18 | 10292.6992
2028-04-12 | 19 | 10301.6216
2028-04-12 | 20 | 10280.1559
2028-04-12 | 21 | 10380.4881
2028-04-12 | 22 | 10377.2614
2028-04-12 | 23 | 10054.9595
2028-04-12 | 24 | 9694.7182
2028-04-13 | 1 | 9424.4663
2028-04-13 | 2 | 9220.8676
2028-04-13 | 3 | 9139.8133
2028-04-13 | 4 | 9120.0474
2028-04-13 | 5 | 9137.7826
2028-04-13 | 6 | 9318.1111
2028-04-13 | 7 | 9509.7094
2028-04-13 | 8 | 9911.952
2028-04-13 | 9 | 10173.7834
2028-04-13 | 10 | 10297.7507
2028-04-13 | 11 | 10286.7342
2028-04-13 | 12 | 10281.975
2028-04-13 | 13 | 10245.0603
2028-04-13 | 14 | 10265.6514
2028-04-13 | 15 | 10147.5409
2028-04-13 | 16 | 10185.6518
2028-04-13 | 17 | 10178.3987
2028-04-13 | 18 | 10290.2183
2028-04-13 | 19 | 10185.9094
2028-04-13 | 20 | 10093.6642
2028-04-13 | 21 | 10236.3554
2028-04-13 | 22 | 10287.5518
2028-04-13 | 23 | 9983.5911
2028-04-13 | 24 | 9607.8259
2028-04-14 | 1 | 9333.9486
2028-04-14 | 2 | 9140.2772
2028-04-14 | 3 | 9034.6634
2028-04-14 | 4 | 8967.039
2028-04-14 | 5 | 8958.8977
2028-04-14 | 6 | 9026.9625
2028-04-14 | 7 | 9009.9401
2028-04-14 | 8 | 9121.9334
2028-04-14 | 9 | 9310.0026
2028-04-14 | 10 | 9496.8338
2028-04-14 | 11 | 9463.8366
2028-04-14 | 12 | 9454.3149
2028-04-14 | 13 | 9472.8663
2028-04-14 | 14 | 9522.5443
2028-04-14 | 15 | 9414.3022
2028-04-14 | 16 | 9431.8828
2028-04-14 | 17 | 9534.5013
2028-04-14 | 18 | 9673.4719
2028-04-14 | 19 | 9845.1177
2028-04-14 | 20 | 9832.9951
2028-04-14 | 21 | 9914.4041
2028-04-14 | 22 | 9976.8291
2028-04-14 | 23 | 9732.1024
2028-04-14 | 24 | 9435.4437
2028-04-15 | 1 | 9203.6027
2028-04-15 | 2 | 9142.9309
2028-04-15 | 3 | 9046.1332
2028-04-15 | 4 | 9008.0422
2028-04-15 | 5 | 8975.8671
2028-04-15 | 6 | 9037.4895
2028-04-15 | 7 | 9085.2712
2028-04-15 | 8 | 9127.727
2028-04-15 | 9 | 9305.278
2028-04-15 | 10 | 9414.1144
2028-04-15 | 11 | 9557.9159
2028-04-15 | 12 | 9548.7003
2028-04-15 | 13 | 9574.4281
2028-04-15 | 14 | 9421.0974
2028-04-15 | 15 | 9489.0642
2028-04-15 | 16 | 9729.0087
2028-04-15 | 17 | 9713.4297
2028-04-15 | 18 | 9915.3701
2028-04-15 | 19 | 9958.8868
2028-04-15 | 20 | 9967.288
2028-04-15 | 21 | 10039.3898
2028-04-15 | 22 | 10086.2377
2028-04-15 | 23 | 9858.4675
2028-04-15 | 24 | 9590.195
2028-04-16 | 1 | 9346.0925
2028-04-16 | 2 | 9276.7172
2028-04-16 | 3 | 9167.8843
2028-04-16 | 4 | 9115.7958
2028-04-16 | 5 | 9146.0736
2028-04-16 | 6 | 9205.5531
2028-04-16 | 7 | 9225.1791
2028-04-16 | 8 | 9312.8886
2028-04-16 | 9 | 9517.3237
2028-04-16 | 10 | 9732.5726
2028-04-16 | 11 | 9805.9273
2028-04-16 | 12 | 9833.9556
2028-04-16 | 13 | 9802.5585
2028-04-16 | 14 | 9809.4863
2028-04-16 | 15 | 9793.9837
2028-04-16 | 16 | 9742.0065
2028-04-16 | 17 | 9792.7133
2028-04-16 | 18 | 9987.6299
2028-04-16 | 19 | 10066.4702
2028-04-16 | 20 | 10024.11
2028-04-16 | 21 | 10129.6988
2028-04-16 | 22 | 10240.9412
2028-04-16 | 23 | 10052.7257
2028-04-16 | 24 | 9737.7695
2028-04-17 | 1 | 9513.1409
2028-04-17 | 2 | 9430.2201
2028-04-17 | 3 | 9370.5659
2028-04-17 | 4 | 9347.4724
2028-04-17 | 5 | 9349.1889
2028-04-17 | 6 | 9513.9626
2028-04-17 | 7 | 9760.8264
2028-04-17 | 8 | 10112.7545
2028-04-17 | 9 | 10354.5665
2028-04-17 | 10 | 10383.2908
2028-04-17 | 11 | 10330.672
2028-04-17 | 12 | 10177.2078
2028-04-17 | 13 | 10066.4968
2028-04-17 | 14 | 10146.2239
2028-04-17 | 15 | 10027.3251
2028-04-17 | 16 | 10014.1048
2028-04-17 | 17 | 10025.6423
2028-04-17 | 18 | 10115.4353
2028-04-17 | 19 | 10232.7552
2028-04-17 | 20 | 10201.8192
2028-04-17 | 21 | 10311.1658
2028-04-17 | 22 | 10347.5202
2028-04-17 | 23 | 10080.4977
2028-04-17 | 24 | 9752.5935
2028-04-18 | 1 | 9473.1537
2028-04-18 | 2 | 9279.4598
2028-04-18 | 3 | 9207.1184
2028-04-18 | 4 | 9170.5745
2028-04-18 | 5 | 9198.292
2028-04-18 | 6 | 9383.0885
2028-04-18 | 7 | 9625.1869
2028-04-18 | 8 | 9946.8362
2028-04-18 | 9 | 10275.3069
2028-04-18 | 10 | 10363.8384
2028-04-18 | 11 | 10335.5035
2028-04-18 | 12 | 10238.2836
2028-04-18 | 13 | 10210.3531
2028-04-18 | 14 | 10179.6083
2028-04-18 | 15 | 10154.7523
2028-04-18 | 16 | 10147.3223
2028-04-18 | 17 | 10267.037
2028-04-18 | 18 | 10302.9675
2028-04-18 | 19 | 10357.3919
2028-04-18 | 20 | 10393.679
2028-04-18 | 21 | 10390.5104
2028-04-18 | 22 | 10405.5103
2028-04-18 | 23 | 10117.0761
2028-04-18 | 24 | 9771.0379
2028-04-19 | 1 | 9503.1661
2028-04-19 | 2 | 9373.4588
2028-04-19 | 3 | 9268.9164
2028-04-19 | 4 | 9235.8438
2028-04-19 | 5 | 9247.3298
2028-04-19 | 6 | 9396.921
2028-04-19 | 7 | 9605.1574
2028-04-19 | 8 | 9932.3147
2028-04-19 | 9 | 10267.6411
2028-04-19 | 10 | 10389.6542
2028-04-19 | 11 | 10367.7847
2028-04-19 | 12 | 10306.6271
2028-04-19 | 13 | 10226.4072
2028-04-19 | 14 | 10172.942
2028-04-19 | 15 | 10152.8875
2028-04-19 | 16 | 10163.3468
2028-04-19 | 17 | 10201.5877
2028-04-19 | 18 | 10254.2599
2028-04-19 | 19 | 10289.3996
2028-04-19 | 20 | 10316.926
2028-04-19 | 21 | 10443.547
2028-04-19 | 22 | 10475.6284
2028-04-19 | 23 | 10155.4029
2028-04-19 | 24 | 9795.4347
2028-04-20 | 1 | 9555.2789
2028-04-20 | 2 | 9442.7756
2028-04-20 | 3 | 9346.9545
2028-04-20 | 4 | 9309.0425
2028-04-20 | 5 | 9337.4082
2028-04-20 | 6 | 9506.0423
2028-04-20 | 7 | 9746.8461
2028-04-20 | 8 | 10043.2193
2028-04-20 | 9 | 10392.5343
2028-04-20 | 10 | 10475.7989
2028-04-20 | 11 | 10470.9772
2028-04-20 | 12 | 10416.0641
2028-04-20 | 13 | 10368.7413
2028-04-20 | 14 | 10310.6657
2028-04-20 | 15 | 10299.7982
2028-04-20 | 16 | 10262.5068
2028-04-20 | 17 | 10271.335
2028-04-20 | 18 | 10497.1795
2028-04-20 | 19 | 10447.598
2028-04-20 | 20 | 10393.2708
2028-04-20 | 21 | 10466.5143
2028-04-20 | 22 | 10512.0921
2028-04-20 | 23 | 10245.5564
2028-04-20 | 24 | 9942.3397
2028-04-21 | 1 | 9667.7562
2028-04-21 | 2 | 9506.4945
2028-04-21 | 3 | 9399.5545
2028-04-21 | 4 | 9384.9235
2028-04-21 | 5 | 9455.7522
2028-04-21 | 6 | 9581.3507
2028-04-21 | 7 | 9794.6977
2028-04-21 | 8 | 10098.0599
2028-04-21 | 9 | 10412.0263
2028-04-21 | 10 | 10495.3911
2028-04-21 | 11 | 10457.8755
2028-04-21 | 12 | 10364.2273
2028-04-21 | 13 | 10289.1541
2028-04-21 | 14 | 10235.5744
2028-04-21 | 15 | 10204.065
2028-04-21 | 16 | 10185.4576
2028-04-21 | 17 | 10173.4777
2028-04-21 | 18 | 10282.5611
2028-04-21 | 19 | 10315.2239
2028-04-21 | 20 | 10352.9706
2028-04-21 | 21 | 10386.9504
2028-04-21 | 22 | 10469.3048
2028-04-21 | 23 | 10253.0473
2028-04-21 | 24 | 9988.0108
2028-04-22 | 1 | 9750.5733
2028-04-22 | 2 | 9557.7345
2028-04-22 | 3 | 9435.9117
2028-04-22 | 4 | 9380.9609
2028-04-22 | 5 | 9470.2105
2028-04-22 | 6 | 9465.2982
2028-04-22 | 7 | 9500.2291
2028-04-22 | 8 | 9590.8892
2028-04-22 | 9 | 9844.2887
2028-04-22 | 10 | 9983.693
2028-04-22 | 11 | 9979.0017
2028-04-22 | 12 | 9894.2532
2028-04-22 | 13 | 9839.7403
2028-04-22 | 14 | 9803.3007
2028-04-22 | 15 | 9775.0516
2028-04-22 | 16 | 9740.3443
2028-04-22 | 17 | 9765.3015
2028-04-22 | 18 | 9858.7065
2028-04-22 | 19 | 9993.7987
2028-04-22 | 20 | 9973.62
2028-04-22 | 21 | 10039.3192
2028-04-22 | 22 | 10189.2029
2028-04-22 | 23 | 10037.0435
2028-04-22 | 24 | 9820.091
2028-04-23 | 1 | 9625.1752
2028-04-23 | 2 | 9518.3313
2028-04-23 | 3 | 9464.8133
2028-04-23 | 4 | 9368.0413
2028-04-23 | 5 | 9328.3491
2028-04-23 | 6 | 9293.9942
2028-04-23 | 7 | 9338.9323
2028-04-23 | 8 | 9345.9911
2028-04-23 | 9 | 9540.3526
2028-04-23 | 10 | 9661.2833
2028-04-23 | 11 | 9660.8668
2028-04-23 | 12 | 9624.9509
2028-04-23 | 13 | 9607.076
2028-04-23 | 14 | 9565.7609
2028-04-23 | 15 | 9546.7747
2028-04-23 | 16 | 9544.2844
2028-04-23 | 17 | 9611.0487
2028-04-23 | 18 | 9738.6827
2028-04-23 | 19 | 9871.2524
2028-04-23 | 20 | 9931.826
2028-04-23 | 21 | 9988.04
2028-04-23 | 22 | 10189.3082
2028-04-23 | 23 | 9984.175
2028-04-23 | 24 | 9637.5498
2028-04-24 | 1 | 9418.2369
2028-04-24 | 2 | 9302.0999
2028-04-24 | 3 | 9295.1932
2028-04-24 | 4 | 9234.4104
2028-04-24 | 5 | 9268.6213
2028-04-24 | 6 | 9352.5816
2028-04-24 | 7 | 9662.2038
2028-04-24 | 8 | 9998.3924
2028-04-24 | 9 | 10300.3907
2028-04-24 | 10 | 10268.6931
2028-04-24 | 11 | 10192.1193
2028-04-24 | 12 | 10097.0296
2028-04-24 | 13 | 10034.5897
2028-04-24 | 14 | 10041.4818
2028-04-24 | 15 | 10015.2214
2028-04-24 | 16 | 10067.9094
2028-04-24 | 17 | 10277.3922
2028-04-24 | 18 | 10124.6364
2028-04-24 | 19 | 10141.5611
2028-04-24 | 20 | 10219.5241
2028-04-24 | 21 | 10273.7075
2028-04-24 | 22 | 10363.1886
2028-04-24 | 23 | 10080.293
2028-04-24 | 24 | 9741.1026
2028-04-25 | 1 | 9456.6951
2028-04-25 | 2 | 9288.4005
2028-04-25 | 3 | 9225.7799
2028-04-25 | 4 | 9214.1949
2028-04-25 | 5 | 9263.4256
2028-04-25 | 6 | 9373.567
2028-04-25 | 7 | 9676.7405
2028-04-25 | 8 | 10045.2313
2028-04-25 | 9 | 10292.4039
2028-04-25 | 10 | 10315.3226
2028-04-25 | 11 | 10250.6196
2028-04-25 | 12 | 10166.1367
2028-04-25 | 13 | 10059.112
2028-04-25 | 14 | 10038.9494
2028-04-25 | 15 | 10093.7279
2028-04-25 | 16 | 10269.5111
2028-04-25 | 17 | 10124.8649
2028-04-25 | 18 | 10323.0086
2028-04-25 | 19 | 10273.6413
2028-04-25 | 20 | 10203.7731
2028-04-25 | 21 | 10265.8947
2028-04-25 | 22 | 10344.6406
2028-04-25 | 23 | 10052.5499
2028-04-25 | 24 | 9744.6226
2028-04-26 | 1 | 9448.2544
2028-04-26 | 2 | 9254.2128
2028-04-26 | 3 | 9164.149
2028-04-26 | 4 | 9176.1597
2028-04-26 | 5 | 9217.2725
2028-04-26 | 6 | 9353.1106
2028-04-26 | 7 | 9692.0807
2028-04-26 | 8 | 9992.8406
2028-04-26 | 9 | 10194.2556
2028-04-26 | 10 | 10267.5737
2028-04-26 | 11 | 10220.0682
2028-04-26 | 12 | 10131.5791
2028-04-26 | 13 | 10063.5051
2028-04-26 | 14 | 10271.2393
2028-04-26 | 15 | 10179.0841
2028-04-26 | 16 | 9972.6952
2028-04-26 | 17 | 10064.5917
2028-04-26 | 18 | 10273.9716
2028-04-26 | 19 | 10154.1877
2028-04-26 | 20 | 10117.5175
2028-04-26 | 21 | 10190.4987
2028-04-26 | 22 | 10275.3691
2028-04-26 | 23 | 10004.2577
2028-04-26 | 24 | 9673.4838
2028-04-27 | 1 | 9428.0439
2028-04-27 | 2 | 9254.5435
2028-04-27 | 3 | 9179.5474
2028-04-27 | 4 | 9203.6469
2028-04-27 | 5 | 9215.7906
2028-04-27 | 6 | 9321.1878
2028-04-27 | 7 | 9616.1513
2028-04-27 | 8 | 9914.1961
2028-04-27 | 9 | 10189.0757
2028-04-27 | 10 | 10269.4675
2028-04-27 | 11 | 10312.0321
2028-04-27 | 12 | 10282.3167
2028-04-27 | 13 | 10282.9571
2028-04-27 | 14 | 10243.2067
2028-04-27 | 15 | 10165.6989
2028-04-27 | 16 | 10144.5157
2028-04-27 | 17 | 10109.1375
2028-04-27 | 18 | 10175.5582
2028-04-27 | 19 | 10067.4174
2028-04-27 | 20 | 10047.5269
2028-04-27 | 21 | 10099.6446
2028-04-27 | 22 | 10189.7859
2028-04-27 | 23 | 9933.6568
2028-04-27 | 24 | 9646.1351
2028-04-28 | 1 | 9386.5385
2028-04-28 | 2 | 9207.9548
2028-04-28 | 3 | 9127.0032
2028-04-28 | 4 | 9088.7514
2028-04-28 | 5 | 9130.8883
2028-04-28 | 6 | 9265.159
2028-04-28 | 7 | 9578.1102
2028-04-28 | 8 | 9905.7625
2028-04-28 | 9 | 10150.2378
2028-04-28 | 10 | 10256.7439
2028-04-28 | 11 | 10257.187
2028-04-28 | 12 | 10148.3929
2028-04-28 | 13 | 9996.1697
2028-04-28 | 14 | 9972.683
2028-04-28 | 15 | 9935.8576
2028-04-28 | 16 | 9916.0841
2028-04-28 | 17 | 9920.2476
2028-04-28 | 18 | 9956.3554
2028-04-28 | 19 | 9949.3999
2028-04-28 | 20 | 9979.0437
2028-04-28 | 21 | 10000.1021
2028-04-28 | 22 | 10149.6783
2028-04-28 | 23 | 9899.7787
2028-04-28 | 24 | 9592.8621
2028-04-29 | 1 | 9354.0654
2028-04-29 | 2 | 9170.3265
2028-04-29 | 3 | 9088.6421
2028-04-29 | 4 | 9054.5643
2028-04-29 | 5 | 9061.6438
2028-04-29 | 6 | 9106.1086
2028-04-29 | 7 | 9195.9263
2028-04-29 | 8 | 9261.5951
2028-04-29 | 9 | 9464.7606
2028-04-29 | 10 | 9603.7779
2028-04-29 | 11 | 9649.214
2028-04-29 | 12 | 9619.7792
2028-04-29 | 13 | 9552.1013
2028-04-29 | 14 | 9537.6609
2028-04-29 | 15 | 9710.4772
2028-04-29 | 16 | 9688.054
2028-04-29 | 17 | 9581.4413
2028-04-29 | 18 | 9615.2902
2028-04-29 | 19 | 9622.2196
2028-04-29 | 20 | 9653.2909
2028-04-29 | 21 | 9661.868
2028-04-29 | 22 | 9876.246
2028-04-29 | 23 | 9680.3492
2028-04-29 | 24 | 9487.8822
2028-04-30 | 1 | 9229.0086
2028-04-30 | 2 | 9094.2952
2028-04-30 | 3 | 8997.7112
2028-04-30 | 4 | 8993.8962
2028-04-30 | 5 | 8973.8781
2028-04-30 | 6 | 8991.0319
2028-04-30 | 7 | 9106.0966
2028-04-30 | 8 | 9079.0991
2028-04-30 | 9 | 9190.3177
2028-04-30 | 10 | 9335.3436
2028-04-30 | 11 | 9401.8042
2028-04-30 | 12 | 9435.3292
2028-04-30 | 13 | 9424.0317
2028-04-30 | 14 | 9439.0646
2028-04-30 | 15 | 9435.6854
2028-04-30 | 16 | 9450.5051
2028-04-30 | 17 | 9520.817
2028-04-30 | 18 | 9666.9703
2028-04-30 | 19 | 9728.7514
2028-04-30 | 20 | 9746.2612
2028-04-30 | 21 | 9742.1904
2028-04-30 | 22 | 9887.7004
2028-04-30 | 23 | 9740.4018
2028-04-30 | 24 | 9434.4496
2028-05-01 | 1 | 9206.4832
2028-05-01 | 2 | 8998.8148
2028-05-01 | 3 | 8916.7771
2028-05-01 | 4 | 8894.4645
2028-05-01 | 5 | 8918.3613
2028-05-01 | 6 | 9027.9835
2028-05-01 | 7 | 9333.4594
2028-05-01 | 8 | 9715.9248
2028-05-01 | 9 | 9933.9767
2028-05-01 | 10 | 9966.695
2028-05-01 | 11 | 9907.5354
2028-05-01 | 12 | 9863.0591
2028-05-01 | 13 | 9856.0981
2028-05-01 | 14 | 9898.092
2028-05-01 | 15 | 9855.534
2028-05-01 | 16 | 9851.8765
2028-05-01 | 17 | 10109.1441
2028-05-01 | 18 | 9987.3694
2028-05-01 | 19 | 9931.6626
2028-05-01 | 20 | 9918.2006
2028-05-01 | 21 | 9869.9675
2028-05-01 | 22 | 9961.1634
2028-05-01 | 23 | 9698.8383
2028-05-01 | 24 | 9403.9008
2028-05-02 | 1 | 9184.3963
2028-05-02 | 2 | 9036.2049
2028-05-02 | 3 | 8981.7828
2028-05-02 | 4 | 9020.2317
2028-05-02 | 5 | 9032.9063
2028-05-02 | 6 | 9061.4869
2028-05-02 | 7 | 9446.6217
2028-05-02 | 8 | 9820.2537
2028-05-02 | 9 | 9977.9685
2028-05-02 | 10 | 10111.1605
2028-05-02 | 11 | 10087.1321
2028-05-02 | 12 | 10104.0981
2028-05-02 | 13 | 10033.9167
2028-05-02 | 14 | 10073.0282
2028-05-02 | 15 | 9978.5064
2028-05-02 | 16 | 10053.7567
2028-05-02 | 17 | 10128.4272
2028-05-02 | 18 | 10191.323
2028-05-02 | 19 | 10068.3907
2028-05-02 | 20 | 10015.4699
2028-05-02 | 21 | 10003.8498
2028-05-02 | 22 | 10098.3047
2028-05-02 | 23 | 9851.6151
2028-05-02 | 24 | 9523.3071
2028-05-03 | 1 | 9274.4911
2028-05-03 | 2 | 9064.9544
2028-05-03 | 3 | 9030.5693
2028-05-03 | 4 | 9022.6239
2028-05-03 | 5 | 9045.0494
2028-05-03 | 6 | 9164.1285
2028-05-03 | 7 | 9497.1076
2028-05-03 | 8 | 9875.9432
2028-05-03 | 9 | 10160.2641
2028-05-03 | 10 | 10262.9965
2028-05-03 | 11 | 10274.0162
2028-05-03 | 12 | 10146.5176
2028-05-03 | 13 | 10052.2752
2028-05-03 | 14 | 10120.5585
2028-05-03 | 15 | 10078.5472
2028-05-03 | 16 | 10009.1092
2028-05-03 | 17 | 10025.0301
2028-05-03 | 18 | 9955.1825
2028-05-03 | 19 | 10119.5639
2028-05-03 | 20 | 9991.8566
2028-05-03 | 21 | 9984.6932
2028-05-03 | 22 | 10052.3345
2028-05-03 | 23 | 9872.8467
2028-05-03 | 24 | 9599.2627
2028-05-04 | 1 | 9313.8859
2028-05-04 | 2 | 9200.1204
2028-05-04 | 3 | 9173.8784
2028-05-04 | 4 | 9160.656
2028-05-04 | 5 | 9210.6459
2028-05-04 | 6 | 9338.3362
2028-05-04 | 7 | 9553.3157
2028-05-04 | 8 | 9851.9485
2028-05-04 | 9 | 10093.4775
2028-05-04 | 10 | 10120.1074
2028-05-04 | 11 | 10119.0277
2028-05-04 | 12 | 10061.467
2028-05-04 | 13 | 9956.9496
2028-05-04 | 14 | 9917.9749
2028-05-04 | 15 | 9863.2114
2028-05-04 | 16 | 9926.5981
2028-05-04 | 17 | 9988.8981
2028-05-04 | 18 | 10034.3993
2028-05-04 | 19 | 9993.2536
2028-05-04 | 20 | 9911.309
2028-05-04 | 21 | 9945.8604
2028-05-04 | 22 | 10048.0783
2028-05-04 | 23 | 9878.4799
2028-05-04 | 24 | 9606.6523
2028-05-05 | 1 | 9353.4606
2028-05-05 | 2 | 9087.0483
2028-05-05 | 3 | 9050.5466
2028-05-05 | 4 | 9028.2011
2028-05-05 | 5 | 9129.1426
2028-05-05 | 6 | 9214.9898
2028-05-05 | 7 | 9556.1434
2028-05-05 | 8 | 9819.2945
2028-05-05 | 9 | 9983.4501
2028-05-05 | 10 | 9990.2832
2028-05-05 | 11 | 9978.6622
2028-05-05 | 12 | 9952.97
2028-05-05 | 13 | 9884.4231
2028-05-05 | 14 | 9931.4691
2028-05-05 | 15 | 9901.7602
2028-05-05 | 16 | 9818.2458
2028-05-05 | 17 | 9875.2949
2028-05-05 | 18 | 9897.8226
2028-05-05 | 19 | 9825.7915
2028-05-05 | 20 | 9794.1128
2028-05-05 | 21 | 9757.4095
2028-05-05 | 22 | 9846.0816
2028-05-05 | 23 | 9680.0723
2028-05-05 | 24 | 9395.3371
2028-05-06 | 1 | 9183.0021
2028-05-06 | 2 | 9014.3185
2028-05-06 | 3 | 8945.6493
2028-05-06 | 4 | 8883.006
2028-05-06 | 5 | 8893.0024
2028-05-06 | 6 | 8920.4811
2028-05-06 | 7 | 8986.0676
2028-05-06 | 8 | 9082.0051
2028-05-06 | 9 | 9265.298
2028-05-06 | 10 | 9446.2203
2028-05-06 | 11 | 9557.4948
2028-05-06 | 12 | 9580.1582
2028-05-06 | 13 | 9625.2839
2028-05-06 | 14 | 9617.9728
2028-05-06 | 15 | 9525.9318
2028-05-06 | 16 | 9548.673
2028-05-06 | 17 | 9691.7031
2028-05-06 | 18 | 9820.5028
2028-05-06 | 19 | 9817.5901
2028-05-06 | 20 | 9768.8144
2028-05-06 | 21 | 9757.8708
2028-05-06 | 22 | 9883.7263
2028-05-06 | 23 | 9791.5993
2028-05-06 | 24 | 9590.723
2028-05-07 | 1 | 9410.2551
2028-05-07 | 2 | 9250.0844
2028-05-07 | 3 | 9137.6967
2028-05-07 | 4 | 9095.8846
2028-05-07 | 5 | 9100.0504
2028-05-07 | 6 | 8990.476
2028-05-07 | 7 | 9081.1434
2028-05-07 | 8 | 9269.1485
2028-05-07 | 9 | 9480.0539
2028-05-07 | 10 | 9683.4851
2028-05-07 | 11 | 9858.6386
2028-05-07 | 12 | 9862.7553
2028-05-07 | 13 | 9900.3141
2028-05-07 | 14 | 9890.8511
2028-05-07 | 15 | 9869.5515
2028-05-07 | 16 | 9901.2316
2028-05-07 | 17 | 9839.5913
2028-05-07 | 18 | 10009.3748
2028-05-07 | 19 | 10055.0092
2028-05-07 | 20 | 10069.7854
2028-05-07 | 21 | 10081.3809
2028-05-07 | 22 | 10122.9276
2028-05-07 | 23 | 9977.9693
2028-05-07 | 24 | 9686.9655
2028-05-08 | 1 | 9480.3946
2028-05-08 | 2 | 9418.3083
2028-05-08 | 3 | 9329.9523
2028-05-08 | 4 | 9302.7999
2028-05-08 | 5 | 9328.7086
2028-05-08 | 6 | 9286.151
2028-05-08 | 7 | 9576.4606
2028-05-08 | 8 | 10027.8697
2028-05-08 | 9 | 10373.5915
2028-05-08 | 10 | 10498.5742
2028-05-08 | 11 | 10530.2456
2028-05-08 | 12 | 10552.2144
2028-05-08 | 13 | 10522.3752
2028-05-08 | 14 | 10486.557
2028-05-08 | 15 | 10442.8186
2028-05-08 | 16 | 10380.6349
2028-05-08 | 17 | 10425.1726
2028-05-08 | 18 | 10466.7322
2028-05-08 | 19 | 10463.3615
2028-05-08 | 20 | 10430.5965
2028-05-08 | 21 | 10407.7273
2028-05-08 | 22 | 10443.6233
2028-05-08 | 23 | 10243.5497
2028-05-08 | 24 | 9893.7616
2028-05-09 | 1 | 9652.7113
2028-05-09 | 2 | 9446.9061
2028-05-09 | 3 | 9387.1425
2028-05-09 | 4 | 9340.3019
2028-05-09 | 5 | 9361.1443
2028-05-09 | 6 | 9327.5813
2028-05-09 | 7 | 9581.3507
2028-05-09 | 8 | 10052.2118
2028-05-09 | 9 | 10397.0681
2028-05-09 | 10 | 10500.1884
2028-05-09 | 11 | 10475.8876
2028-05-09 | 12 | 10428.9977
2028-05-09 | 13 | 10357.3289
2028-05-09 | 14 | 10359.1034
2028-05-09 | 15 | 10301.375
2028-05-09 | 16 | 10299.4761
2028-05-09 | 17 | 10329.1051
2028-05-09 | 18 | 10398.1362
2028-05-09 | 19 | 10461.0033
2028-05-09 | 20 | 10460.8727
2028-05-09 | 21 | 10413.4495
2028-05-09 | 22 | 10437.8636
2028-05-09 | 23 | 10249.9964
2028-05-09 | 24 | 9896.3821
2028-05-10 | 1 | 9620.5175
2028-05-10 | 2 | 9412.3501
2028-05-10 | 3 | 9297.5285
2028-05-10 | 4 | 9252.3585
2028-05-10 | 5 | 9263.937
2028-05-10 | 6 | 9241.2286
2028-05-10 | 7 | 9457.1573
2028-05-10 | 8 | 9910.5693
2028-05-10 | 9 | 10248.3468
2028-05-10 | 10 | 10361.4765
2028-05-10 | 11 | 10349.4659
2028-05-10 | 12 | 10333.8624
2028-05-10 | 13 | 10265.9418
2028-05-10 | 14 | 10283.3185
2028-05-10 | 15 | 10247.5458
2028-05-10 | 16 | 10228.6234
2028-05-10 | 17 | 10416.0424
2028-05-10 | 18 | 10416.0764
2028-05-10 | 19 | 10363.07
2028-05-10 | 20 | 10378.9724
2028-05-10 | 21 | 10352.5306
2028-05-10 | 22 | 10354.5301
2028-05-10 | 23 | 10150.6865
2028-05-10 | 24 | 9771.6466
2028-05-11 | 1 | 9512.1889
2028-05-11 | 2 | 9375.1953
2028-05-11 | 3 | 9254.4268
2028-05-11 | 4 | 9219.7497
2028-05-11 | 5 | 9236.9334
2028-05-11 | 6 | 9205.6812
2028-05-11 | 7 | 9430.0906
2028-05-11 | 8 | 9927.956
2028-05-11 | 9 | 10243.0871
2028-05-11 | 10 | 10359.6035
2028-05-11 | 11 | 10345.4626
2028-05-11 | 12 | 10292.4395
2028-05-11 | 13 | 10208.3894
2028-05-11 | 14 | 10192.9724
2028-05-11 | 15 | 10204.8979
2028-05-11 | 16 | 10061.5127
2028-05-11 | 17 | 10084.5288
2028-05-11 | 18 | 10293.526
2028-05-11 | 19 | 10148.2092
2028-05-11 | 20 | 10214.9683
2028-05-11 | 21 | 10144.7392
2028-05-11 | 22 | 10178.6145
2028-05-11 | 23 | 10014.2477
2028-05-11 | 24 | 9659.6878
2028-05-12 | 1 | 9448.992
2028-05-12 | 2 | 9274.5789
2028-05-12 | 3 | 9203.1696
2028-05-12 | 4 | 9174.01
2028-05-12 | 5 | 9193.6913
2028-05-12 | 6 | 9161.1001
2028-05-12 | 7 | 9408.5567
2028-05-12 | 8 | 9832.7663
2028-05-12 | 9 | 10190.5871
2028-05-12 | 10 | 10298.0461
2028-05-12 | 11 | 10244.6756
2028-05-12 | 12 | 10208.398
2028-05-12 | 13 | 10143.0208
2028-05-12 | 14 | 10107.8644
2028-05-12 | 15 | 10101.5069
2028-05-12 | 16 | 10091.0933
2028-05-12 | 17 | 10140.5433
2028-05-12 | 18 | 10229.0816
2028-05-12 | 19 | 10184.3152
2028-05-12 | 20 | 10116.2679
2028-05-12 | 21 | 10082.359
2028-05-12 | 22 | 10107.6337
2028-05-12 | 23 | 9956.7846
2028-05-12 | 24 | 9661.0724
2028-05-13 | 1 | 9447.0798
2028-05-13 | 2 | 9255.799
2028-05-13 | 3 | 9173.2327
2028-05-13 | 4 | 9148.5364
2028-05-13 | 5 | 9160.4833
2028-05-13 | 6 | 9085.8568
2028-05-13 | 7 | 9079.3986
2028-05-13 | 8 | 9218.4941
2028-05-13 | 9 | 9462.6228
2028-05-13 | 10 | 9653.228
2028-05-13 | 11 | 9757.4151
2028-05-13 | 12 | 9635.1109
2028-05-13 | 13 | 9586.2718
2028-05-13 | 14 | 9487.4123
2028-05-13 | 15 | 9428.3653
2028-05-13 | 16 | 9409.9659
2028-05-13 | 17 | 9439.1785
2028-05-13 | 18 | 9545.6978
2028-05-13 | 19 | 9638.2249
2028-05-13 | 20 | 9607.1783
2028-05-13 | 21 | 9622.1478
2028-05-13 | 22 | 9722.0419
2028-05-13 | 23 | 9740.4242
2028-05-13 | 24 | 9561.1364
2028-05-14 | 1 | 9419.9516
2028-05-14 | 2 | 9246.2061
2028-05-14 | 3 | 9166.984
2028-05-14 | 4 | 9177.1535
2028-05-14 | 5 | 9206.0034
2028-05-14 | 6 | 9159.0283
2028-05-14 | 7 | 9120.5848
2028-05-14 | 8 | 9111.133
2028-05-14 | 9 | 9191.4471
2028-05-14 | 10 | 9278.1873
2028-05-14 | 11 | 9315.6696
2028-05-14 | 12 | 9350.0704
2028-05-14 | 13 | 9342.7257
2028-05-14 | 14 | 9293.3347
2028-05-14 | 15 | 9289.8429
2028-05-14 | 16 | 9312.1658
2028-05-14 | 17 | 9535.5846
2028-05-14 | 18 | 9626.8885
2028-05-14 | 19 | 9624.8851
2028-05-14 | 20 | 9565.2902
2028-05-14 | 21 | 9572.4936
2028-05-14 | 22 | 9650.003
2028-05-14 | 23 | 9563.6739
2028-05-14 | 24 | 9297.5158
2028-05-15 | 1 | 9087.1659
2028-05-15 | 2 | 9042.211
2028-05-15 | 3 | 9004.8605
2028-05-15 | 4 | 9028.6589
2028-05-15 | 5 | 9061.1656
2028-05-15 | 6 | 9135.2308
2028-05-15 | 7 | 9394.9687
2028-05-15 | 8 | 9753.4148
2028-05-15 | 9 | 9938.1595
2028-05-15 | 10 | 9916.9813
2028-05-15 | 11 | 9883.0264
2028-05-15 | 12 | 9864.2643
2028-05-15 | 13 | 9896.2114
2028-05-15 | 14 | 9843.4194
2028-05-15 | 15 | 9912.5015
2028-05-15 | 16 | 10051.7249
2028-05-15 | 17 | 10129.1211
2028-05-15 | 18 | 10124.8568
2028-05-15 | 19 | 10011.2113
2028-05-15 | 20 | 9901.249
2028-05-15 | 21 | 9873.9787
2028-05-15 | 22 | 9862.555
2028-05-15 | 23 | 9685.3298
2028-05-15 | 24 | 9346.7677
2028-05-16 | 1 | 9062.896
2028-05-16 | 2 | 8917.5057
2028-05-16 | 3 | 8849.3397
2028-05-16 | 4 | 8811.5406
2028-05-16 | 5 | 8852.6161
2028-05-16 | 6 | 8902.6881
2028-05-16 | 7 | 9240.4639
2028-05-16 | 8 | 9657.2761
2028-05-16 | 9 | 9864.1551
2028-05-16 | 10 | 9947.7616
2028-05-16 | 11 | 9988.9032
2028-05-16 | 12 | 9978.7909
2028-05-16 | 13 | 9933.6539
2028-05-16 | 14 | 10126.2595
2028-05-16 | 15 | 10145.1716
2028-05-16 | 16 | 10129.0161
2028-05-16 | 17 | 10136.6934
2028-05-16 | 18 | 10092.5491
2028-05-16 | 19 | 9995.6982
2028-05-16 | 20 | 9920.8219
2028-05-16 | 21 | 9883.1798
2028-05-16 | 22 | 9866.7691
2028-05-16 | 23 | 9686.4238
2028-05-16 | 24 | 9354.0564
2028-05-17 | 1 | 9128.8122
2028-05-17 | 2 | 8918.13
2028-05-17 | 3 | 8834.7201
2028-05-17 | 4 | 8799.5863
2028-05-17 | 5 | 8836.8033
2028-05-17 | 6 | 8871.2046
2028-05-17 | 7 | 9145.5288
2028-05-17 | 8 | 9509.9373
2028-05-17 | 9 | 9791.753
2028-05-17 | 10 | 9916.7421
2028-05-17 | 11 | 9996.4694
2028-05-17 | 12 | 10027.1045
2028-05-17 | 13 | 10005.0232
2028-05-17 | 14 | 9999.1785
2028-05-17 | 15 | 10018.5918
2028-05-17 | 16 | 10060.3133
2028-05-17 | 17 | 10107.2644
2028-05-17 | 18 | 10090.0374
2028-05-17 | 19 | 9972.4552
2028-05-17 | 20 | 9928.2501
2028-05-17 | 21 | 9868.0846
2028-05-17 | 22 | 9827.4805
2028-05-17 | 23 | 9667.5551
2028-05-17 | 24 | 9379.1119
2028-05-18 | 1 | 9075.4604
2028-05-18 | 2 | 8956.332
2028-05-18 | 3 | 8873.1703
2028-05-18 | 4 | 8832.21
2028-05-18 | 5 | 8892.0953
2028-05-18 | 6 | 8955.2567
2028-05-18 | 7 | 9198.877
2028-05-18 | 8 | 9626.4092
2028-05-18 | 9 | 9885.4265
2028-05-18 | 10 | 9990.7467
2028-05-18 | 11 | 10003.9931
2028-05-18 | 12 | 9997.5425
2028-05-18 | 13 | 9970.0274
2028-05-18 | 14 | 9999.9705
2028-05-18 | 15 | 10004.5591
2028-05-18 | 16 | 10026.3797
2028-05-18 | 17 | 10176.9285
2028-05-18 | 18 | 10108.0626
2028-05-18 | 19 | 9963.5129
2028-05-18 | 20 | 9934.5372
2028-05-18 | 21 | 9896.7519
2028-05-18 | 22 | 9851.4241
2028-05-18 | 23 | 9661.2936
2028-05-18 | 24 | 9409.7577
2028-05-19 | 1 | 9130.8753
2028-05-19 | 2 | 8896.7926
2028-05-19 | 3 | 8831.3407
2028-05-19 | 4 | 8821.5684
2028-05-19 | 5 | 8862.8867
2028-05-19 | 6 | 8979.2981
2028-05-19 | 7 | 9204.1635
2028-05-19 | 8 | 9631.6823
2028-05-19 | 9 | 9879.5388
2028-05-19 | 10 | 9968.3656
2028-05-19 | 11 | 9968.9091
2028-05-19 | 12 | 9948.421
2028-05-19 | 13 | 9907.1759
2028-05-19 | 14 | 9866.6602
2028-05-19 | 15 | 9887.1092
2028-05-19 | 16 | 9894.494
2028-05-19 | 17 | 9916.5521
2028-05-19 | 18 | 9920.9012
2028-05-19 | 19 | 9854.3069
2028-05-19 | 20 | 9811.6026
2028-05-19 | 21 | 9779.1147
2028-05-19 | 22 | 9790.2745
2028-05-19 | 23 | 9707.0697
2028-05-19 | 24 | 9405.0972
2028-05-20 | 1 | 9215.8602
2028-05-20 | 2 | 9080.22
2028-05-20 | 3 | 9021.539
2028-05-20 | 4 | 8945.8036
2028-05-20 | 5 | 8909.3973
2028-05-20 | 6 | 8871.2517
2028-05-20 | 7 | 8963.2374
2028-05-20 | 8 | 9161.0396
2028-05-20 | 9 | 9338.0023
2028-05-20 | 10 | 9510.7841
2028-05-20 | 11 | 9533.6783
2028-05-20 | 12 | 9510.6668
2028-05-20 | 13 | 9478.2678
2028-05-20 | 14 | 9463.8177
2028-05-20 | 15 | 9527.908
2028-05-20 | 16 | 9568.95
2028-05-20 | 17 | 9564.5937
2028-05-20 | 18 | 9612.7647
2028-05-20 | 19 | 9720.2767
2028-05-20 | 20 | 9672.7203
2028-05-20 | 21 | 9636.4017
2028-05-20 | 22 | 9689.0901
2028-05-20 | 23 | 9693.4804
2028-05-20 | 24 | 9463.6168
2028-05-21 | 1 | 9275.3787
2028-05-21 | 2 | 9121.9434
2028-05-21 | 3 | 9081.9789
2028-05-21 | 4 | 8981.968
2028-05-21 | 5 | 8981.6513
2028-05-21 | 6 | 8927.4436
2028-05-21 | 7 | 8968.2753
2028-05-21 | 8 | 9061.312
2028-05-21 | 9 | 9191.558
2028-05-21 | 10 | 9349.1645
2028-05-21 | 11 | 9476.7388
2028-05-21 | 12 | 9578.633
2028-05-21 | 13 | 9637.2265
2028-05-21 | 14 | 9624.4083
2028-05-21 | 15 | 9505.397
2028-05-21 | 16 | 9489.6635
2028-05-21 | 17 | 9556.8579
2028-05-21 | 18 | 9694.317
2028-05-21 | 19 | 9794.6065
2028-05-21 | 20 | 9827.884
2028-05-21 | 21 | 9855.8681
2028-05-21 | 22 | 9895.767
2028-05-21 | 23 | 9843.1002
2028-05-21 | 24 | 9611.1842
2028-05-22 | 1 | 9396.5464
2028-05-22 | 2 | 9314.2338
2028-05-22 | 3 | 9217.2804
2028-05-22 | 4 | 9180.7973
2028-05-22 | 5 | 9182.1292
2028-05-22 | 6 | 9120.7901
2028-05-22 | 7 | 9109.6882
2028-05-22 | 8 | 9269.2456
2028-05-22 | 9 | 9511.5825
2028-05-22 | 10 | 9683.421
2028-05-22 | 11 | 9707.3736
2028-05-22 | 12 | 9641.1655
2028-05-22 | 13 | 9588.4702
2028-05-22 | 14 | 9530.1612
2028-05-22 | 15 | 9467.1067
2028-05-22 | 16 | 9442.005
2028-05-22 | 17 | 9491.8828
2028-05-22 | 18 | 9596.6306
2028-05-22 | 19 | 9637.6263
2028-05-22 | 20 | 9653.5092
2028-05-22 | 21 | 9658.3577
2028-05-22 | 22 | 9676.4548
2028-05-22 | 23 | 9736.5187
2028-05-22 | 24 | 9592.5061
2028-05-23 | 1 | 9496.7606
2028-05-23 | 2 | 9459.9055
2028-05-23 | 3 | 9445.1537
2028-05-23 | 4 | 9368.9947
2028-05-23 | 5 | 9392.972
2028-05-23 | 6 | 9420.1715
2028-05-23 | 7 | 9627.7783
2028-05-23 | 8 | 9927.4433
2028-05-23 | 9 | 10068.3762
2028-05-23 | 10 | 10087.6605
2028-05-23 | 11 | 10035.2741
2028-05-23 | 12 | 9937.2617
2028-05-23 | 13 | 9870.3974
2028-05-23 | 14 | 9828.2863
2028-05-23 | 15 | 9800.0278
2028-05-23 | 16 | 9762.9652
2028-05-23 | 17 | 9788.0471
2028-05-23 | 18 | 9861.7771
2028-05-23 | 19 | 9834.6623
2028-05-23 | 20 | 9832.947
2028-05-23 | 21 | 9840.9998
2028-05-23 | 22 | 9837.3215
2028-05-23 | 23 | 9783.1398
2028-05-23 | 24 | 9552.1676
2028-05-24 | 1 | 9337.8251
2028-05-24 | 2 | 9119.9471
2028-05-24 | 3 | 9042.7265
2028-05-24 | 4 | 9026.9366
2028-05-24 | 5 | 9028.1556
2028-05-24 | 6 | 9097.9096
2028-05-24 | 7 | 9323.5146
2028-05-24 | 8 | 9654.2491
2028-05-24 | 9 | 9855.1142
2028-05-24 | 10 | 9983.4969
2028-05-24 | 11 | 9989.9625
2028-05-24 | 12 | 9923.9729
2028-05-24 | 13 | 9882.5089
2028-05-24 | 14 | 9843.8043
2028-05-24 | 15 | 9837.7019
2028-05-24 | 16 | 9865.3146
2028-05-24 | 17 | 9923.9692
2028-05-24 | 18 | 9942.5507
2028-05-24 | 19 | 9902.4614
2028-05-24 | 20 | 9889.6628
2028-05-24 | 21 | 9891.4469
2028-05-24 | 22 | 9814.8101
2028-05-24 | 23 | 9692.2509
2028-05-24 | 24 | 9352.6456
2028-05-25 | 1 | 9093.885
2028-05-25 | 2 | 8988.7501
2028-05-25 | 3 | 8931.6484
2028-05-25 | 4 | 8928.5197
2028-05-25 | 5 | 8890.0781
2028-05-25 | 6 | 8960.5993
2028-05-25 | 7 | 9193.2879
2028-05-25 | 8 | 9575.1876
2028-05-25 | 9 | 9826.4311
2028-05-25 | 10 | 9934.9482
2028-05-25 | 11 | 9985.0211
2028-05-25 | 12 | 10052.6059
2028-05-25 | 13 | 10080.2264
2028-05-25 | 14 | 10041.0403
2028-05-25 | 15 | 9985.7107
2028-05-25 | 16 | 9836.8436
2028-05-25 | 17 | 9889.9762
2028-05-25 | 18 | 9886.6621
2028-05-25 | 19 | 9881.9553
2028-05-25 | 20 | 9814.0979
2028-05-25 | 21 | 9794.6057
2028-05-25 | 22 | 9725.5446
2028-05-25 | 23 | 9641.3956
2028-05-25 | 24 | 9358.1928
2028-05-26 | 1 | 9111.852
2028-05-26 | 2 | 8918.6024
2028-05-26 | 3 | 8849.2961
2028-05-26 | 4 | 8809.985
2028-05-26 | 5 | 8832.1657
2028-05-26 | 6 | 8915.5788
2028-05-26 | 7 | 9185.2116
2028-05-26 | 8 | 9553.1529
2028-05-26 | 9 | 9843.3027
2028-05-26 | 10 | 9949.2267
2028-05-26 | 11 | 9978.1587
2028-05-26 | 12 | 9947.1091
2028-05-26 | 13 | 9900.3895
2028-05-26 | 14 | 9897.2194
2028-05-26 | 15 | 9902.6941
2028-05-26 | 16 | 9892.6468
2028-05-26 | 17 | 9920.2183
2028-05-26 | 18 | 9948.8746
2028-05-26 | 19 | 9852.2497
2028-05-26 | 20 | 9837.5523
2028-05-26 | 21 | 9815.4736
2028-05-26 | 22 | 9755.6993
2028-05-26 | 23 | 9659.4014
2028-05-26 | 24 | 9383.3792
2028-05-27 | 1 | 9126.0789
2028-05-27 | 2 | 8952.0352
2028-05-27 | 3 | 8808.437
2028-05-27 | 4 | 8754.0075
2028-05-27 | 5 | 8714.6649
2028-05-27 | 6 | 8719.3999
2028-05-27 | 7 | 8779.7455
2028-05-27 | 8 | 8963.6655
2028-05-27 | 9 | 9198.0063
2028-05-27 | 10 | 9423.0723
2028-05-27 | 11 | 9565.6165
2028-05-27 | 12 | 9686.1648
2028-05-27 | 13 | 9767.2597
2028-05-27 | 14 | 9814.6099
2028-05-27 | 15 | 9756.7761
2028-05-27 | 16 | 9777.9241
2028-05-27 | 17 | 9814.114
2028-05-27 | 18 | 9770.6536
2028-05-27 | 19 | 9765.5056
2028-05-27 | 20 | 9735.4005
2028-05-27 | 21 | 9691.8098
2028-05-27 | 22 | 9611.7379
2028-05-27 | 23 | 9538.7119
2028-05-27 | 24 | 9288.712
2028-05-28 | 1 | 9098.0685
2028-05-28 | 2 | 8939.2679
2028-05-28 | 3 | 8791.8795
2028-05-28 | 4 | 8731.2762
2028-05-28 | 5 | 8702.4924
2028-05-28 | 6 | 8709.7334
2028-05-28 | 7 | 8738.8379
2028-05-28 | 8 | 8877.1731
2028-05-28 | 9 | 9119.9899
2028-05-28 | 10 | 9390.4538
2028-05-28 | 11 | 9517.2388
2028-05-28 | 12 | 9670.4501
2028-05-28 | 13 | 9778.3318
2028-05-28 | 14 | 9829.1625
2028-05-28 | 15 | 9924.8077
2028-05-28 | 16 | 9993.7362
2028-05-28 | 17 | 10105.0331
2028-05-28 | 18 | 10164.5178
2028-05-28 | 19 | 10151.1651
2028-05-28 | 20 | 10163.0004
2028-05-28 | 21 | 10097.7798
2028-05-28 | 22 | 9961.3609
2028-05-28 | 23 | 9826.0248
2028-05-28 | 24 | 9484.1321
2028-05-29 | 1 | 9306.0315
2028-05-29 | 2 | 9203.5078
2028-05-29 | 3 | 9047.5672
2028-05-29 | 4 | 8993.0783
2028-05-29 | 5 | 9027.166
2028-05-29 | 6 | 9111.8663
2028-05-29 | 7 | 9294.3659
2028-05-29 | 8 | 9794.2191
2028-05-29 | 9 | 10156.4279
2028-05-29 | 10 | 10349.1045
2028-05-29 | 11 | 10511.9168
2028-05-29 | 12 | 10602.6292
2028-05-29 | 13 | 10565.4762
2028-05-29 | 14 | 10548.5176
2028-05-29 | 15 | 10581.5771
2028-05-29 | 16 | 10603.1247
2028-05-29 | 17 | 10600.7348
2028-05-29 | 18 | 10580.4384
2028-05-29 | 19 | 10351.1667
2028-05-29 | 20 | 10173.6834
2028-05-29 | 21 | 10086.6444
2028-05-29 | 22 | 9966.6623
2028-05-29 | 23 | 9797.4898
2028-05-29 | 24 | 9455.3709
2028-05-30 | 1 | 9188.7154
2028-05-30 | 2 | 9010.2787
2028-05-30 | 3 | 8922.1539
2028-05-30 | 4 | 8892.1463
2028-05-30 | 5 | 8883.7235
2028-05-30 | 6 | 8974.4247
2028-05-30 | 7 | 9232.6822
2028-05-30 | 8 | 9721.1961
2028-05-30 | 9 | 9976.1904
2028-05-30 | 10 | 10099.5574
2028-05-30 | 11 | 10156.6002
2028-05-30 | 12 | 10146.1888
2028-05-30 | 13 | 10136.4999
2028-05-30 | 14 | 10141.2408
2028-05-30 | 15 | 10130.6712
2028-05-30 | 16 | 10191.7059
2028-05-30 | 17 | 10210.9024
2028-05-30 | 18 | 10229.9321
2028-05-30 | 19 | 10090.9768
2028-05-30 | 20 | 10018.7449
2028-05-30 | 21 | 9933.4626
2028-05-30 | 22 | 9815.878
2028-05-30 | 23 | 9696.6421
2028-05-30 | 24 | 9356.5479
2028-05-31 | 1 | 9093.4455
2028-05-31 | 2 | 8928.069
2028-05-31 | 3 | 8838.549
2028-05-31 | 4 | 8809.686
2028-05-31 | 5 | 8823.8137
2028-05-31 | 6 | 8907.985
2028-05-31 | 7 | 9150.8219
2028-05-31 | 8 | 9585.4674
2028-05-31 | 9 | 9903.4777
2028-05-31 | 10 | 10047.6063
2028-05-31 | 11 | 10144.2157
2028-05-31 | 12 | 10153.917
2028-05-31 | 13 | 10198.902
2028-05-31 | 14 | 10133.891
2028-05-31 | 15 | 10223.2839
2028-05-31 | 16 | 10379.0591
2028-05-31 | 17 | 10197.1298
2028-05-31 | 18 | 10172.3468
2028-05-31 | 19 | 10117.5988
2028-05-31 | 20 | 10102.4815
2028-05-31 | 21 | 10069.8322
2028-05-31 | 22 | 9936.9809
2028-05-31 | 23 | 9806.9804
2028-05-31 | 24 | 9440.8668
2028-06-01 | 1 | 9175.3575
2028-06-01 | 2 | 9080.839
2028-06-01 | 3 | 8984.7246
2028-06-01 | 4 | 8984.5248
2028-06-01 | 5 | 9022.4898
2028-06-01 | 6 | 9105.7235
2028-06-01 | 7 | 9342.2687
2028-06-01 | 8 | 9748.3499
2028-06-01 | 9 | 10060.9571
2028-06-01 | 10 | 10241.4544
2028-06-01 | 11 | 10311.2818
2028-06-01 | 12 | 10355.2473
2028-06-01 | 13 | 10349.5423
2028-06-01 | 14 | 10376.2515
2028-06-01 | 15 | 10365.3431
2028-06-01 | 16 | 10504.0822
2028-06-01 | 17 | 10486.1077
2028-06-01 | 18 | 10650.7195
2028-06-01 | 19 | 10393.8222
2028-06-01 | 20 | 10310.3448
2028-06-01 | 21 | 10237.5998
2028-06-01 | 22 | 10127.0076
2028-06-01 | 23 | 10013.6981
2028-06-01 | 24 | 9620.8781
2028-06-02 | 1 | 9365.1875
2028-06-02 | 2 | 9193.2114
2028-06-02 | 3 | 9122.8917
2028-06-02 | 4 | 9062.0348
2028-06-02 | 5 | 9076.4947
2028-06-02 | 6 | 9173.1757
2028-06-02 | 7 | 9380.3051
2028-06-02 | 8 | 9819.6156
2028-06-02 | 9 | 10111.2596
2028-06-02 | 10 | 10292.5492
2028-06-02 | 11 | 10305.108
2028-06-02 | 12 | 10342.4216
2028-06-02 | 13 | 10313.5428
2028-06-02 | 14 | 10277.4895
2028-06-02 | 15 | 10298.2013
2028-06-02 | 16 | 10351.8351
2028-06-02 | 17 | 10382.8058
2028-06-02 | 18 | 10426.8426
2028-06-02 | 19 | 10263.6217
2028-06-02 | 20 | 10218.5459
2028-06-02 | 21 | 10109.1947
2028-06-02 | 22 | 9963.7882
2028-06-02 | 23 | 9831.9306
2028-06-02 | 24 | 9523.4031
2028-06-03 | 1 | 9261.0013
2028-06-03 | 2 | 9080.6186
2028-06-03 | 3 | 8968.6664
2028-06-03 | 4 | 8940.044
2028-06-03 | 5 | 8922.3929
2028-06-03 | 6 | 8925.845
2028-06-03 | 7 | 8926.579
2028-06-03 | 8 | 9115.3736
2028-06-03 | 9 | 9336.9911
2028-06-03 | 10 | 9540.6019
2028-06-03 | 11 | 9662.9629
2028-06-03 | 12 | 9759.6284
2028-06-03 | 13 | 9774.829
2028-06-03 | 14 | 9786.7625
2028-06-03 | 15 | 9751.4943
2028-06-03 | 16 | 9768.885
2028-06-03 | 17 | 9820.4792
2028-06-03 | 18 | 9892.9325
2028-06-03 | 19 | 9885.8048
2028-06-03 | 20 | 9850.0964
2028-06-03 | 21 | 9868.2697
2028-06-03 | 22 | 9785.2398
2028-06-03 | 23 | 9741.0442
2028-06-03 | 24 | 9461.0149
2028-06-04 | 1 | 9198.6894
2028-06-04 | 2 | 9017.9251
2028-06-04 | 3 | 8896.0983
2028-06-04 | 4 | 8841.8178
2028-06-04 | 5 | 8817.469
2028-06-04 | 6 | 8828.6149
2028-06-04 | 7 | 8847.9066
2028-06-04 | 8 | 9023.6308
2028-06-04 | 9 | 9244.2163
2028-06-04 | 10 | 9511.0133
2028-06-04 | 11 | 9694.684
2028-06-04 | 12 | 9826.8284
2028-06-04 | 13 | 9880.004
2028-06-04 | 14 | 9989.6722
2028-06-04 | 15 | 9909.0163
2028-06-04 | 16 | 9979.7168
2028-06-04 | 17 | 10023.4449
2028-06-04 | 18 | 9960.0192
2028-06-04 | 19 | 9937.5261
2028-06-04 | 20 | 9959.8284
2028-06-04 | 21 | 9923.8825
2028-06-04 | 22 | 9823.2479
2028-06-04 | 23 | 9761.4183
2028-06-04 | 24 | 9437.1743
2028-06-05 | 1 | 9186.0239
2028-06-05 | 2 | 9093.1117
2028-06-05 | 3 | 9020.1079
2028-06-05 | 4 | 8986.5989
2028-06-05 | 5 | 8986.4386
2028-06-05 | 6 | 9085.0347
2028-06-05 | 7 | 9338.7344
2028-06-05 | 8 | 9771.0672
2028-06-05 | 9 | 10070.5116
2028-06-05 | 10 | 10207.3576
2028-06-05 | 11 | 10237.9707
2028-06-05 | 12 | 10322.1998
2028-06-05 | 13 | 10237.8172
2028-06-05 | 14 | 10254.0377
2028-06-05 | 15 | 10248.9591
2028-06-05 | 16 | 10237.0858
2028-06-05 | 17 | 10308.2476
2028-06-05 | 18 | 10353.7901
2028-06-05 | 19 | 10267.3481
2028-06-05 | 20 | 10251.5242
2028-06-05 | 21 | 10225.9596
2028-06-05 | 22 | 10078.6123
2028-06-05 | 23 | 9988.7477
2028-06-05 | 24 | 9609.4471
2028-06-06 | 1 | 9313.2536
2028-06-06 | 2 | 9113.8537
2028-06-06 | 3 | 9029.2245
2028-06-06 | 4 | 8982.9742
2028-06-06 | 5 | 8993.9835
2028-06-06 | 6 | 9122.8488
2028-06-06 | 7 | 9362.7212
2028-06-06 | 8 | 9800.958
2028-06-06 | 9 | 10088.4492
2028-06-06 | 10 | 10194.1197
2028-06-06 | 11 | 10215.1008
2028-06-06 | 12 | 10217.2649
2028-06-06 | 13 | 10187.7506
2028-06-06 | 14 | 10166.3522
2028-06-06 | 15 | 10158.642
2028-06-06 | 16 | 10148.0296
2028-06-06 | 17 | 10198.6243
2028-06-06 | 18 | 10224.7486
2028-06-06 | 19 | 10136.3592
2028-06-06 | 20 | 10125.2777
2028-06-06 | 21 | 10088.0117
2028-06-06 | 22 | 9954.3567
2028-06-06 | 23 | 9844.4045
2028-06-06 | 24 | 9514.004
2028-06-07 | 1 | 9241.893
2028-06-07 | 2 | 9048.4246
2028-06-07 | 3 | 8949.2909
2028-06-07 | 4 | 8917.0861
2028-06-07 | 5 | 8952.1232
2028-06-07 | 6 | 9012.4364
2028-06-07 | 7 | 9248.7031
2028-06-07 | 8 | 9700.8273
2028-06-07 | 9 | 9994.2371
2028-06-07 | 10 | 10105.5563
2028-06-07 | 11 | 10119.4189
2028-06-07 | 12 | 10183.9639
2028-06-07 | 13 | 10255.4928
2028-06-07 | 14 | 10193.357
2028-06-07 | 15 | 10202.6934
2028-06-07 | 16 | 10214.3044
2028-06-07 | 17 | 10237.1915
2028-06-07 | 18 | 10277.7172
2028-06-07 | 19 | 10142.2791
2028-06-07 | 20 | 10056.9236
2028-06-07 | 21 | 10012.8454
2028-06-07 | 22 | 9912.3882
2028-06-07 | 23 | 9823.7514
2028-06-07 | 24 | 9479.0294
2028-06-08 | 1 | 9230.7754
2028-06-08 | 2 | 9095.6261
2028-06-08 | 3 | 8976.7876
2028-06-08 | 4 | 8947.4434
2028-06-08 | 5 | 8943.0198
2028-06-08 | 6 | 9030.0994
2028-06-08 | 7 | 9252.9205
2028-06-08 | 8 | 9684.8233
2028-06-08 | 9 | 10010.4461
2028-06-08 | 10 | 10198.1017
2028-06-08 | 11 | 10259.8053
2028-06-08 | 12 | 10308.0484
2028-06-08 | 13 | 10259.3679
2028-06-08 | 14 | 10305.0849
2028-06-08 | 15 | 10337.8277
2028-06-08 | 16 | 10414.3346
2028-06-08 | 17 | 10433.1915
2028-06-08 | 18 | 10388.642
2028-06-08 | 19 | 10247.9002
2028-06-08 | 20 | 10191.5699
2028-06-08 | 21 | 10112.3716
2028-06-08 | 22 | 9948.4316
2028-06-08 | 23 | 9849.6773
2028-06-08 | 24 | 9567.7456
2028-06-09 | 1 | 9313.1122
2028-06-09 | 2 | 9126.3036
2028-06-09 | 3 | 9019.1791
2028-06-09 | 4 | 8999.6065
2028-06-09 | 5 | 9002.9519
2028-06-09 | 6 | 9098.6321
2028-06-09 | 7 | 9278.8971
2028-06-09 | 8 | 9726.1973
2028-06-09 | 9 | 10017.3631
2028-06-09 | 10 | 10171.2044
2028-06-09 | 11 | 10272.0121
2028-06-09 | 12 | 10335.5914
2028-06-09 | 13 | 10321.7686
2028-06-09 | 14 | 10319.5707
2028-06-09 | 15 | 10307.5757
2028-06-09 | 16 | 10326.471
2028-06-09 | 17 | 10271.0263
2028-06-09 | 18 | 10317.3242
2028-06-09 | 19 | 10181.5967
2028-06-09 | 20 | 10078.9971
2028-06-09 | 21 | 9973.1926
2028-06-09 | 22 | 9861.1552
2028-06-09 | 23 | 9800.512
2028-06-09 | 24 | 9511.9454
2028-06-10 | 1 | 9255.5381
2028-06-10 | 2 | 9070.6981
2028-06-10 | 3 | 8949.6821
2028-06-10 | 4 | 8891.3158
2028-06-10 | 5 | 8901.0487
2028-06-10 | 6 | 8909.3366
2028-06-10 | 7 | 8884.4105
2028-06-10 | 8 | 9087.8075
2028-06-10 | 9 | 9354.0185
2028-06-10 | 10 | 9555.3656
2028-06-10 | 11 | 9612.099
2028-06-10 | 12 | 9626.4945
2028-06-10 | 13 | 9606.2768
2028-06-10 | 14 | 9559.9572
2028-06-10 | 15 | 9745.6401
2028-06-10 | 16 | 9605.9246
2028-06-10 | 17 | 9604.6017
2028-06-10 | 18 | 9670.8218
2028-06-10 | 19 | 9713.613
2028-06-10 | 20 | 9708.6437
2028-06-10 | 21 | 9666.0085
2028-06-10 | 22 | 9625.0534
2028-06-10 | 23 | 9638.9259
2028-06-10 | 24 | 9412.4739
2028-06-11 | 1 | 9235.2618
2028-06-11 | 2 | 9076.9878
2028-06-11 | 3 | 8942.8306
2028-06-11 | 4 | 8898.5316
2028-06-11 | 5 | 8867.4705
2028-06-11 | 6 | 8821.1705
2028-06-11 | 7 | 8802.4467
2028-06-11 | 8 | 8952.1533
2028-06-11 | 9 | 9148.5064
2028-06-11 | 10 | 9340.8571
2028-06-11 | 11 | 9419.0079
2028-06-11 | 12 | 9505.3282
2028-06-11 | 13 | 9560.6108
2028-06-11 | 14 | 9604.7947
2028-06-11 | 15 | 9635.7208
2028-06-11 | 16 | 9746.9244
2028-06-11 | 17 | 9916.0829
2028-06-11 | 18 | 10035.2408
2028-06-11 | 19 | 9956.5612
2028-06-11 | 20 | 9972.3718
2028-06-11 | 21 | 9951.7332
2028-06-11 | 22 | 9820.6193
2028-06-11 | 23 | 9736.4325
2028-06-11 | 24 | 9453.1954
2028-06-12 | 1 | 9202.6521
2028-06-12 | 2 | 9084.5795
2028-06-12 | 3 | 8984.4465
2028-06-12 | 4 | 8927.4047
2028-06-12 | 5 | 8982.5932
2028-06-12 | 6 | 9103.8622
2028-06-12 | 7 | 9350.8997
2028-06-12 | 8 | 9771.0047
2028-06-12 | 9 | 10078.7224
2028-06-12 | 10 | 10205.9509
2028-06-12 | 11 | 10224.3802
2028-06-12 | 12 | 10232.7019
2028-06-12 | 13 | 10314.9044
2028-06-12 | 14 | 10357.8068
2028-06-12 | 15 | 10274.5296
2028-06-12 | 16 | 10320.443
2028-06-12 | 17 | 10235.6219
2028-06-12 | 18 | 10262.1467
2028-06-12 | 19 | 10135.2535
2028-06-12 | 20 | 10087.5625
2028-06-12 | 21 | 10056.8548
2028-06-12 | 22 | 9946.5542
2028-06-12 | 23 | 9824.5392
2028-06-12 | 24 | 9498.4961
2028-06-13 | 1 | 9231.2265
2028-06-13 | 2 | 9044.1031
2028-06-13 | 3 | 8959.9115
2028-06-13 | 4 | 8926.7795
2028-06-13 | 5 | 8932.8543
2028-06-13 | 6 | 9035.644
2028-06-13 | 7 | 9257.9991
2028-06-13 | 8 | 9703.5799
2028-06-13 | 9 | 9997.1573
2028-06-13 | 10 | 10159.881
2028-06-13 | 11 | 10172.2235
2028-06-13 | 12 | 10146.4854
2028-06-13 | 13 | 10160.9278
2028-06-13 | 14 | 10077.2682
2028-06-13 | 15 | 10072.2314
2028-06-13 | 16 | 10077.9733
2028-06-13 | 17 | 10123.8888
2028-06-13 | 18 | 10167.2894
2028-06-13 | 19 | 10090.8018
2028-06-13 | 20 | 10073.7173
2028-06-13 | 21 | 10063.8926
2028-06-13 | 22 | 9933.2111
2028-06-13 | 23 | 9809.7122
2028-06-13 | 24 | 9480.0469
2028-06-14 | 1 | 9195.8249
2028-06-14 | 2 | 9006.9524
2028-06-14 | 3 | 8918.4799
2028-06-14 | 4 | 8876.328
2028-06-14 | 5 | 8907.094
2028-06-14 | 6 | 8974.8403
2028-06-14 | 7 | 9203.7674
2028-06-14 | 8 | 9657.0826
2028-06-14 | 9 | 9991.1495
2028-06-14 | 10 | 10130.2729
2028-06-14 | 11 | 10168.3286
2028-06-14 | 12 | 10165.0065
2028-06-14 | 13 | 10151.6503
2028-06-14 | 14 | 10154.228
2028-06-14 | 15 | 10139.2389
2028-06-14 | 16 | 10135.8307
2028-06-14 | 17 | 10196.69
2028-06-14 | 18 | 10232.7557
2028-06-14 | 19 | 10136.4553
2028-06-14 | 20 | 10142.9245
2028-06-14 | 21 | 10071.6874
2028-06-14 | 22 | 9943.2743
2028-06-14 | 23 | 9837.4569
2028-06-14 | 24 | 9502.5942
2028-06-15 | 1 | 9229.7849
2028-06-15 | 2 | 9097.1642
2028-06-15 | 3 | 8997.289
2028-06-15 | 4 | 8945.8075
2028-06-15 | 5 | 8948.6343
2028-06-15 | 6 | 9053.856
2028-06-15 | 7 | 9306.3481
2028-06-15 | 8 | 9748.3569
2028-06-15 | 9 | 10032.4388
2028-06-15 | 10 | 10158.504
2028-06-15 | 11 | 10194.6468
2028-06-15 | 12 | 10164.661
2028-06-15 | 13 | 10174.8994
2028-06-15 | 14 | 10185.9043
2028-06-15 | 15 | 10154.0211
2028-06-15 | 16 | 10140.5503
2028-06-15 | 17 | 10155.5043
2028-06-15 | 18 | 10178.1841
2028-06-15 | 19 | 10086.2287
2028-06-15 | 20 | 10050.5196
2028-06-15 | 21 | 10021.7566
2028-06-15 | 22 | 9898.7643
2028-06-15 | 23 | 9803.9787
2028-06-15 | 24 | 9518.6056
2028-06-16 | 1 | 9260.4002
2028-06-16 | 2 | 9094.3058
2028-06-16 | 3 | 9032.255
2028-06-16 | 4 | 9000.6747
2028-06-16 | 5 | 9003.6505
2028-06-16 | 6 | 9095.8763
2028-06-16 | 7 | 9301.4004
2028-06-16 | 8 | 9732.7115
2028-06-16 | 9 | 10037.6765
2028-06-16 | 10 | 10193.4259
2028-06-16 | 11 | 10232.9882
2028-06-16 | 12 | 10267.6494
2028-06-16 | 13 | 10209.1951
2028-06-16 | 14 | 10195.3944
2028-06-16 | 15 | 10202.3476
2028-06-16 | 16 | 10224.0657
2028-06-16 | 17 | 10219.0524
2028-06-16 | 18 | 10222.3189
2028-06-16 | 19 | 10151.4894
2028-06-16 | 20 | 10096.8371
2028-06-16 | 21 | 10091.5764
2028-06-16 | 22 | 9952.904
2028-06-16 | 23 | 9894.4788
2028-06-16 | 24 | 9604.4892
2028-06-17 | 1 | 9328.3585
2028-06-17 | 2 | 9129.5798
2028-06-17 | 3 | 9025.912
2028-06-17 | 4 | 8969.0134
2028-06-17 | 5 | 8946.7772
2028-06-17 | 6 | 8959.1604
2028-06-17 | 7 | 8975.7384
2028-06-17 | 8 | 9179.78
2028-06-17 | 9 | 9435.5038
2028-06-17 | 10 | 9657.1767
2028-06-17 | 11 | 9817.6229
2028-06-17 | 12 | 9909.2645
2028-06-17 | 13 | 9960.5837
2028-06-17 | 14 | 9942.9037
2028-06-17 | 15 | 9895.9766
2028-06-17 | 16 | 9890.0687
2028-06-17 | 17 | 9985.1228
2028-06-17 | 18 | 10200.0523
2028-06-17 | 19 | 10120.9327
2028-06-17 | 20 | 10026.143
2028-06-17 | 21 | 9916.7011
2028-06-17 | 22 | 9808.0966
2028-06-17 | 23 | 9812.5137
2028-06-17 | 24 | 9595.0648
2028-06-18 | 1 | 9332.5327
2028-06-18 | 2 | 9149.6604
2028-06-18 | 3 | 9024.073
2028-06-18 | 4 | 8961.0001
2028-06-18 | 5 | 8936.9321
2028-06-18 | 6 | 8926.0103
2028-06-18 | 7 | 8919.935
2028-06-18 | 8 | 9084.6396
2028-06-18 | 9 | 9246.233
2028-06-18 | 10 | 9458.1363
2028-06-18 | 11 | 9657.7041
2028-06-18 | 12 | 9800.1999
2028-06-18 | 13 | 9907.401
2028-06-18 | 14 | 9984.7889
2028-06-18 | 15 | 9974.4535
2028-06-18 | 16 | 9938.8539
2028-06-18 | 17 | 9946.7206
2028-06-18 | 18 | 10005.9584
2028-06-18 | 19 | 9954.9992
2028-06-18 | 20 | 9931.2815
2028-06-18 | 21 | 9898.0536
2028-06-18 | 22 | 9781.4308
2028-06-18 | 23 | 9704.6533
2028-06-18 | 24 | 9404.1465
2028-06-19 | 1 | 9169.3892
2028-06-19 | 2 | 9087.0766
2028-06-19 | 3 | 9013.3362
2028-06-19 | 4 | 8987.2174
2028-06-19 | 5 | 8958.7046
2028-06-19 | 6 | 9061.9034
2028-06-19 | 7 | 9289.8657
2028-06-19 | 8 | 9734.5627
2028-06-19 | 9 | 10049.3591
2028-06-19 | 10 | 10241.3337
2028-06-19 | 11 | 10370.7111
2028-06-19 | 12 | 10407.1679
2028-06-19 | 13 | 10330.8362
2028-06-19 | 14 | 10351.1528
2028-06-19 | 15 | 10309.5856
2028-06-19 | 16 | 10431.8981
2028-06-19 | 17 | 10441.4225
2028-06-19 | 18 | 10563.4695
2028-06-19 | 19 | 10356.2035
2028-06-19 | 20 | 10261.8502
2028-06-19 | 21 | 10206.0138
2028-06-19 | 22 | 10069.9705
2028-06-19 | 23 | 9881.2821
2028-06-19 | 24 | 9529.2206
2028-06-20 | 1 | 9265.3377
2028-06-20 | 2 | 9098.5933
2028-06-20 | 3 | 9041.5888
2028-06-20 | 4 | 8969.6804
2028-06-20 | 5 | 9014.7566
2028-06-20 | 6 | 9090.9632
2028-06-20 | 7 | 9368.1349
2028-06-20 | 8 | 9799.1418
2028-06-20 | 9 | 10080.4806
2028-06-20 | 10 | 10268.5891
2028-06-20 | 11 | 10361.9848
2028-06-20 | 12 | 10421.5565
2028-06-20 | 13 | 10519.4522
2028-06-20 | 14 | 10550.1679
2028-06-20 | 15 | 10680.6552
2028-06-20 | 16 | 10698.5921
2028-06-20 | 17 | 10751.8163
2028-06-20 | 18 | 10699.2127
2028-06-20 | 19 | 10476.9563
2028-06-20 | 20 | 10464.334
2028-06-20 | 21 | 10367.0477
2028-06-20 | 22 | 10125.4617
2028-06-20 | 23 | 9950.9517
2028-06-20 | 24 | 9613.2486
2028-06-21 | 1 | 9303.1835
2028-06-21 | 2 | 9130.5762
2028-06-21 | 3 | 9050.1661
2028-06-21 | 4 | 9053.7646
2028-06-21 | 5 | 9065.7499
2028-06-21 | 6 | 9177.9417
2028-06-21 | 7 | 9403.2493
2028-06-21 | 8 | 9827.7838
2028-06-21 | 9 | 10110.8574
2028-06-21 | 10 | 10319.3301
2028-06-21 | 11 | 10470.9489
2028-06-21 | 12 | 10583.0983
2028-06-21 | 13 | 10565.9872
2028-06-21 | 14 | 10661.5827
2028-06-21 | 15 | 10757.0415
2028-06-21 | 16 | 10649.5159
2028-06-21 | 17 | 10700.7921
2028-06-21 | 18 | 10737.4426
2028-06-21 | 19 | 10625.1084
2028-06-21 | 20 | 10509.3153
2028-06-21 | 21 | 10478.3063
2028-06-21 | 22 | 10338.2265
2028-06-21 | 23 | 10153.9525
2028-06-21 | 24 | 9804.29
2028-06-22 | 1 | 9491.0627
2028-06-22 | 2 | 9321.4826
2028-06-22 | 3 | 9192.6152
2028-06-22 | 4 | 9177.7056
2028-06-22 | 5 | 9123.728
2028-06-22 | 6 | 9220.6312
2028-06-22 | 7 | 9470.2917
2028-06-22 | 8 | 9986.4221
2028-06-22 | 9 | 10327.4092
2028-06-22 | 10 | 10561.0386
2028-06-22 | 11 | 10738.686
2028-06-22 | 12 | 10852.5409
2028-06-22 | 13 | 10902.3038
2028-06-22 | 14 | 11018.2399
2028-06-22 | 15 | 11074.3285
2028-06-22 | 16 | 11164.5865
2028-06-22 | 17 | 11114.7022
2028-06-22 | 18 | 11100.7352
2028-06-22 | 19 | 10804.7349
2028-06-22 | 20 | 10763.7928
2028-06-22 | 21 | 10694.6265
2028-06-22 | 22 | 10513.861
2028-06-22 | 23 | 10383.8985
2028-06-22 | 24 | 10041.2667
2028-06-23 | 1 | 9771.1773
2028-06-23 | 2 | 9490.6948
2028-06-23 | 3 | 9363.8349
2028-06-23 | 4 | 9305.1279
2028-06-23 | 5 | 9305.5022
2028-06-23 | 6 | 9403.7612
2028-06-23 | 7 | 9600.2017
2028-06-23 | 8 | 10028.8445
2028-06-23 | 9 | 10318.7169
2028-06-23 | 10 | 10434.3808
2028-06-23 | 11 | 10465.7094
2028-06-23 | 12 | 10469.9804
2028-06-23 | 13 | 10492.9505
2028-06-23 | 14 | 10469.2452
2028-06-23 | 15 | 10446.8683
2028-06-23 | 16 | 10508.2137
2028-06-23 | 17 | 10486.5001
2028-06-23 | 18 | 10445.439
2028-06-23 | 19 | 10408.9357
2028-06-23 | 20 | 10223.4672
2028-06-23 | 21 | 10156.4013
2028-06-23 | 22 | 10015.9552
2028-06-23 | 23 | 9887.9604
2028-06-23 | 24 | 9590.4293
2028-06-24 | 1 | 9361.0226
2028-06-24 | 2 | 9181.3245
2028-06-24 | 3 | 9064.7171
2028-06-24 | 4 | 9031.8933
2028-06-24 | 5 | 8974.8647
2028-06-24 | 6 | 8981.3978
2028-06-24 | 7 | 8985.3403
2028-06-24 | 8 | 9183.5257
2028-06-24 | 9 | 9394.6728
2028-06-24 | 10 | 9620.0867
2028-06-24 | 11 | 9748.7233
2028-06-24 | 12 | 9795.8276
2028-06-24 | 13 | 9788.2601
2028-06-24 | 14 | 9809.972
2028-06-24 | 15 | 9881.5589
2028-06-24 | 16 | 9796.4297
2028-06-24 | 17 | 9992.0667
2028-06-24 | 18 | 9949.2956
2028-06-24 | 19 | 9872.5973
2028-06-24 | 20 | 9791.8731
2028-06-24 | 21 | 9751.7851
2028-06-24 | 22 | 9655.8481
2028-06-24 | 23 | 9653.8378
2028-06-24 | 24 | 9438.8985
2028-06-25 | 1 | 9218.5437
2028-06-25 | 2 | 9045.4016
2028-06-25 | 3 | 8956.8992
2028-06-25 | 4 | 8865.338
2028-06-25 | 5 | 8836.5135
2028-06-25 | 6 | 8862.2997
2028-06-25 | 7 | 8857.2144
2028-06-25 | 8 | 9018.1882
2028-06-25 | 9 | 9183.539
2028-06-25 | 10 | 9387.1681
2028-06-25 | 11 | 9501.9295
2028-06-25 | 12 | 9575.5532
2028-06-25 | 13 | 9597.2969
2028-06-25 | 14 | 9721.0359
2028-06-25 | 15 | 9643.7711
2028-06-25 | 16 | 9626.6594
2028-06-25 | 17 | 9797.7774
2028-06-25 | 18 | 9824.0756
2028-06-25 | 19 | 9831.7895
2028-06-25 | 20 | 9811.3766
2028-06-25 | 21 | 9772.1398
2028-06-25 | 22 | 9666.0079
2028-06-25 | 23 | 9612.5051
2028-06-25 | 24 | 9376.5155
2028-06-26 | 1 | 9149.9689
2028-06-26 | 2 | 9052.4692
2028-06-26 | 3 | 8961.5026
2028-06-26 | 4 | 8925.458
2028-06-26 | 5 | 8926.5377
2028-06-26 | 6 | 9011.4951
2028-06-26 | 7 | 9243.4836
2028-06-26 | 8 | 9658.6171
2028-06-26 | 9 | 9994.3592
2028-06-26 | 10 | 10098.517
2028-06-26 | 11 | 10087.1508
2028-06-26 | 12 | 10090.7892
2028-06-26 | 13 | 9995.4244
2028-06-26 | 14 | 9959.9488
2028-06-26 | 15 | 9967.3566
2028-06-26 | 16 | 9974.2225
2028-06-26 | 17 | 10095.0614
2028-06-26 | 18 | 10087.5715
2028-06-26 | 19 | 10052.3846
2028-06-26 | 20 | 10043.8551
2028-06-26 | 21 | 10044.489
2028-06-26 | 22 | 9887.22
2028-06-26 | 23 | 9793.4538
2028-06-26 | 24 | 9476.1723
2028-06-27 | 1 | 9256.3197
2028-06-27 | 2 | 9065.2969
2028-06-27 | 3 | 8991.9087
2028-06-27 | 4 | 8963.8831
2028-06-27 | 5 | 8942.8278
2028-06-27 | 6 | 9027.2803
2028-06-27 | 7 | 9251.8392
2028-06-27 | 8 | 9683.4011
2028-06-27 | 9 | 10000.0181
2028-06-27 | 10 | 10116.8976
2028-06-27 | 11 | 10120.168
2028-06-27 | 12 | 10058.4471
2028-06-27 | 13 | 10003.4417
2028-06-27 | 14 | 10016.9667
2028-06-27 | 15 | 10014.9967
2028-06-27 | 16 | 10022.6685
2028-06-27 | 17 | 10080.4742
2028-06-27 | 18 | 10125.7747
2028-06-27 | 19 | 10064.8525
2028-06-27 | 20 | 10050.0627
2028-06-27 | 21 | 10001.6612
2028-06-27 | 22 | 9886.6039
2028-06-27 | 23 | 9800.1907
2028-06-27 | 24 | 9493.6541
2028-06-28 | 1 | 9234.4429
2028-06-28 | 2 | 9091.976
2028-06-28 | 3 | 9002.928
2028-06-28 | 4 | 8973.6411
2028-06-28 | 5 | 8980.0174
2028-06-28 | 6 | 9069.1666
2028-06-28 | 7 | 9277.1494
2028-06-28 | 8 | 9694.4954
2028-06-28 | 9 | 9967.2511
2028-06-28 | 10 | 10091.7041
2028-06-28 | 11 | 10130.6037
2028-06-28 | 12 | 10140.4307
2028-06-28 | 13 | 10110.4493
2028-06-28 | 14 | 10098.2661
2028-06-28 | 15 | 10097.4344
2028-06-28 | 16 | 10112.237
2028-06-28 | 17 | 10175.123
2028-06-28 | 18 | 10231.6523
2028-06-28 | 19 | 10131.6088
2028-06-28 | 20 | 10119.9066
2028-06-28 | 21 | 10107.9848
2028-06-28 | 22 | 9976.3308
2028-06-28 | 23 | 9844.4172
2028-06-28 | 24 | 9528.4662
2028-06-29 | 1 | 9259.3506
2028-06-29 | 2 | 9160.6496
2028-06-29 | 3 | 9079.0281
2028-06-29 | 4 | 9050.8381
2028-06-29 | 5 | 9098.0872
2028-06-29 | 6 | 9177.9282
2028-06-29 | 7 | 9377.7126
2028-06-29 | 8 | 9805.8272
2028-06-29 | 9 | 10100.7045
2028-06-29 | 10 | 10292.4373
2028-06-29 | 11 | 10320.6056
2028-06-29 | 12 | 10351.3742
2028-06-29 | 13 | 10317.3953
2028-06-29 | 14 | 10389.2049
2028-06-29 | 15 | 10384.5336
2028-06-29 | 16 | 10353.2423
2028-06-29 | 17 | 10359.3059
2028-06-29 | 18 | 10403.7947
2028-06-29 | 19 | 10297.2694
2028-06-29 | 20 | 10288.4821
2028-06-29 | 21 | 10273.6967
2028-06-29 | 22 | 10117.8363
2028-06-29 | 23 | 9967.5452
2028-06-29 | 24 | 9667.682
2028-06-30 | 1 | 9409.2729
2028-06-30 | 2 | 9218.1919
2028-06-30 | 3 | 9109.587
2028-06-30 | 4 | 9071.2978
2028-06-30 | 5 | 9081.3138
2028-06-30 | 6 | 9175.0474
2028-06-30 | 7 | 9413.6887
2028-06-30 | 8 | 9873.1139
2028-06-30 | 9 | 10231.9249
2028-06-30 | 10 | 10441.266
2028-06-30 | 11 | 10530.8678
2028-06-30 | 12 | 10564.4484
2028-06-30 | 13 | 10545.9492
2028-06-30 | 14 | 10529.424
2028-06-30 | 15 | 10574.1003
2028-06-30 | 16 | 10482.4304
2028-06-30 | 17 | 10483.9843
2028-06-30 | 18 | 10523.7675
2028-06-30 | 19 | 10459.6528
2028-06-30 | 20 | 10384.7483
2028-06-30 | 21 | 10344.4102
2028-06-30 | 22 | 10235.5703
2028-06-30 | 23 | 10103.3308
2028-06-30 | 24 | 9796.4288
2028-07-01 | 1 | 9519.4423
2028-07-01 | 2 | 9307.8214
2028-07-01 | 3 | 9186.4785
2028-07-01 | 4 | 9121.385
2028-07-01 | 5 | 9074.1923
2028-07-01 | 6 | 9076.0029
2028-07-01 | 7 | 9092.5225
2028-07-01 | 8 | 9261.3288
2028-07-01 | 9 | 9424.4085
2028-07-01 | 10 | 9661.147
2028-07-01 | 11 | 9796.0165
2028-07-01 | 12 | 9904.9623
2028-07-01 | 13 | 10087.2668
2028-07-01 | 14 | 10050.955
2028-07-01 | 15 | 9929.4824
2028-07-01 | 16 | 9939.0037
2028-07-01 | 17 | 10025.0455
2028-07-01 | 18 | 10123.7188
2028-07-01 | 19 | 10136.3677
2028-07-01 | 20 | 10122.895
2028-07-01 | 21 | 10080.5691
2028-07-01 | 22 | 9965.8543
2028-07-01 | 23 | 9866.9019
2028-07-01 | 24 | 9603.8739
2028-07-02 | 1 | 9345.5858
2028-07-02 | 2 | 9243.9894
2028-07-02 | 3 | 9120.8448
2028-07-02 | 4 | 9094.702
2028-07-02 | 5 | 9035.0975
2028-07-02 | 6 | 9023.9487
2028-07-02 | 7 | 9035.5609
2028-07-02 | 8 | 9196.4108
2028-07-02 | 9 | 9426.4823
2028-07-02 | 10 | 9645.6785
2028-07-02 | 11 | 9806.7381
2028-07-02 | 12 | 10007.3263
2028-07-02 | 13 | 9909.7118
2028-07-02 | 14 | 9968.9855
2028-07-02 | 15 | 9962.7831
2028-07-02 | 16 | 10039.4721
2028-07-02 | 17 | 10106.0227
2028-07-02 | 18 | 10231.2313
2028-07-02 | 19 | 10226.8717
2028-07-02 | 20 | 10236.261
2028-07-02 | 21 | 10168.1743
2028-07-02 | 22 | 10034.2949
2028-07-02 | 23 | 9918.4103
2028-07-02 | 24 | 9623.951
2028-07-03 | 1 | 9354.5432
2028-07-03 | 2 | 9265.0304
2028-07-03 | 3 | 9179.086
2028-07-03 | 4 | 9141.4244
2028-07-03 | 5 | 9152.8476
2028-07-03 | 6 | 9245.8634
2028-07-03 | 7 | 9503.4068
2028-07-03 | 8 | 9967.9019
2028-07-03 | 9 | 10293.8328
2028-07-03 | 10 | 10497.385
2028-07-03 | 11 | 10618.8901
2028-07-03 | 12 | 10712.2976
2028-07-03 | 13 | 10744.6957
2028-07-03 | 14 | 10803.6476
2028-07-03 | 15 | 10907.8867
2028-07-03 | 16 | 10941.7301
2028-07-03 | 17 | 10968.4479
2028-07-03 | 18 | 10984.1773
2028-07-03 | 19 | 10855.2611
2028-07-03 | 20 | 10802.9157
2028-07-03 | 21 | 10742.627
2028-07-03 | 22 | 10489.0417
2028-07-03 | 23 | 10313.1651
2028-07-03 | 24 | 10010.2866
2028-07-04 | 1 | 9672.1691
2028-07-04 | 2 | 9496.2167
2028-07-04 | 3 | 9397.5556
2028-07-04 | 4 | 9401.466
2028-07-04 | 5 | 9380.9224
2028-07-04 | 6 | 9432.9195
2028-07-04 | 7 | 9654.5497
2028-07-04 | 8 | 10113.3382
2028-07-04 | 9 | 10459.056
2028-07-04 | 10 | 10686.9691
2028-07-04 | 11 | 10912.225
2028-07-04 | 12 | 11056.6163
2028-07-04 | 13 | 11077.5728
2028-07-04 | 14 | 11090.4564
2028-07-04 | 15 | 11205.4051
2028-07-04 | 16 | 11173.2016
2028-07-04 | 17 | 11317.6694
2028-07-04 | 18 | 11173.9268
2028-07-04 | 19 | 10894.6343
2028-07-04 | 20 | 10715.0545
2028-07-04 | 21 | 10630.9531
2028-07-04 | 22 | 10436.3034
2028-07-04 | 23 | 10223.7367
2028-07-04 | 24 | 9861.8287
2028-07-05 | 1 | 9590.0233
2028-07-05 | 2 | 9387.6739
2028-07-05 | 3 | 9289.4086
2028-07-05 | 4 | 9252.0962
2028-07-05 | 5 | 9247.3989
2028-07-05 | 6 | 9326.6578
2028-07-05 | 7 | 9576.3501
2028-07-05 | 8 | 10037.4833
2028-07-05 | 9 | 10331.5288
2028-07-05 | 10 | 10534.6841
2028-07-05 | 11 | 10621.1073
2028-07-05 | 12 | 10765.8692
2028-07-05 | 13 | 10692.7096
2028-07-05 | 14 | 10729.3728
2028-07-05 | 15 | 10859.7212
2028-07-05 | 16 | 10923.8783
2028-07-05 | 17 | 10823.562
2028-07-05 | 18 | 10870.527
2028-07-05 | 19 | 10708.0596
2028-07-05 | 20 | 10625.2881
2028-07-05 | 21 | 10511.1478
2028-07-05 | 22 | 10345.5783
2028-07-05 | 23 | 10172.4322
2028-07-05 | 24 | 9845.8754
2028-07-06 | 1 | 9533.9913
2028-07-06 | 2 | 9392.1013
2028-07-06 | 3 | 9297.3463
2028-07-06 | 4 | 9285.095
2028-07-06 | 5 | 9237.2107
2028-07-06 | 6 | 9314.7676
2028-07-06 | 7 | 9561.4202
2028-07-06 | 8 | 10018.5137
2028-07-06 | 9 | 10329.5485
2028-07-06 | 10 | 10481.0161
2028-07-06 | 11 | 10606.8042
2028-07-06 | 12 | 10566.4058
2028-07-06 | 13 | 10462.7823
2028-07-06 | 14 | 10481.7946
2028-07-06 | 15 | 10521.0067
2028-07-06 | 16 | 10519.4164
2028-07-06 | 17 | 10567.9046
2028-07-06 | 18 | 10550.5653
2028-07-06 | 19 | 10465.6212
2028-07-06 | 20 | 10380.9843
2028-07-06 | 21 | 10300.7023
2028-07-06 | 22 | 10157.2167
2028-07-06 | 23 | 10094.3674
2028-07-06 | 24 | 9774.6076
2028-07-07 | 1 | 9500.9984
2028-07-07 | 2 | 9317.724
2028-07-07 | 3 | 9224.5512
2028-07-07 | 4 | 9228.3175
2028-07-07 | 5 | 9224.0203
2028-07-07 | 6 | 9262.0509
2028-07-07 | 7 | 9519.205
2028-07-07 | 8 | 9966.9108
2028-07-07 | 9 | 10301.4365
2028-07-07 | 10 | 10473.2736
2028-07-07 | 11 | 10607.0466
2028-07-07 | 12 | 10566.1676
2028-07-07 | 13 | 10548.8639
2028-07-07 | 14 | 10561.1579
2028-07-07 | 15 | 10560.8002
2028-07-07 | 16 | 10533.5439
2028-07-07 | 17 | 10586.8218
2028-07-07 | 18 | 10755.7358
2028-07-07 | 19 | 10589.5619
2028-07-07 | 20 | 10481.2015
2028-07-07 | 21 | 10388.9483
2028-07-07 | 22 | 10227.1367
2028-07-07 | 23 | 10148.6069
2028-07-07 | 24 | 9885.8043
2028-07-08 | 1 | 9597.9113
2028-07-08 | 2 | 9408.3709
2028-07-08 | 3 | 9298.3403
2028-07-08 | 4 | 9241.246
2028-07-08 | 5 | 9207.8548
2028-07-08 | 6 | 9190.3102
2028-07-08 | 7 | 9237.9712
2028-07-08 | 8 | 9408.249
2028-07-08 | 9 | 9694.625
2028-07-08 | 10 | 9979.5952
2028-07-08 | 11 | 10141.9045
2028-07-08 | 12 | 10321.7763
2028-07-08 | 13 | 10318.4782
2028-07-08 | 14 | 10442.6295
2028-07-08 | 15 | 10471.6366
2028-07-08 | 16 | 10426.2533
2028-07-08 | 17 | 10426.0978
2028-07-08 | 18 | 10425.419
2028-07-08 | 19 | 10364.6803
2028-07-08 | 20 | 10278.2002
2028-07-08 | 21 | 10208.8913
2028-07-08 | 22 | 10082.7838
2028-07-08 | 23 | 10066.1119
2028-07-08 | 24 | 9829.9336
2028-07-09 | 1 | 9588.1722
2028-07-09 | 2 | 9400.9035
2028-07-09 | 3 | 9275.0574
2028-07-09 | 4 | 9188.4154
2028-07-09 | 5 | 9141.2512
2028-07-09 | 6 | 9114.9206
2028-07-09 | 7 | 9157.9449
2028-07-09 | 8 | 9320.2475
2028-07-09 | 9 | 9522.023
2028-07-09 | 10 | 9710.7465
2028-07-09 | 11 | 9831.3445
2028-07-09 | 12 | 9913.8175
2028-07-09 | 13 | 9935.828
2028-07-09 | 14 | 9925.2789
2028-07-09 | 15 | 9899.5052
2028-07-09 | 16 | 9918.1385
2028-07-09 | 17 | 9991.2948
2028-07-09 | 18 | 10079.4033
2028-07-09 | 19 | 10064.284
2028-07-09 | 20 | 10039.7294
2028-07-09 | 21 | 10003.1726
2028-07-09 | 22 | 9898.5185
2028-07-09 | 23 | 9851.6852
2028-07-09 | 24 | 9598.7318
2028-07-10 | 1 | 9349.7803
2028-07-10 | 2 | 9271.9714
2028-07-10 | 3 | 9164.9998
2028-07-10 | 4 | 9146.8317
2028-07-10 | 5 | 9136.795
2028-07-10 | 6 | 9203.1096
2028-07-10 | 7 | 9462.8436
2028-07-10 | 8 | 9899.3181
2028-07-10 | 9 | 10197.7465
2028-07-10 | 10 | 10313.1565
2028-07-10 | 11 | 10335.4924
2028-07-10 | 12 | 10312.7729
2028-07-10 | 13 | 10290.4155
2028-07-10 | 14 | 10283.7436
2028-07-10 | 15 | 10291.4624
2028-07-10 | 16 | 10321.8122
2028-07-10 | 17 | 10396.1005
2028-07-10 | 18 | 10416.1758
2028-07-10 | 19 | 10367.874
2028-07-10 | 20 | 10331.3274
2028-07-10 | 21 | 10325.0622
2028-07-10 | 22 | 10185.4844
2028-07-10 | 23 | 10060.7067
2028-07-10 | 24 | 9706.7667
2028-07-11 | 1 | 9439.7273
2028-07-11 | 2 | 9259.0689
2028-07-11 | 3 | 9175.6957
2028-07-11 | 4 | 9147.0125
2028-07-11 | 5 | 9139.7024
2028-07-11 | 6 | 9219.1419
2028-07-11 | 7 | 9481.7344
2028-07-11 | 8 | 9908.6661
2028-07-11 | 9 | 10224.0791
2028-07-11 | 10 | 10371.265
2028-07-11 | 11 | 10436.1661
2028-07-11 | 12 | 10599.0084
2028-07-11 | 13 | 10545.3477
2028-07-11 | 14 | 10444.579
2028-07-11 | 15 | 10462.479
2028-07-11 | 16 | 10494.4677
2028-07-11 | 17 | 10577.6375
2028-07-11 | 18 | 10657.7365
2028-07-11 | 19 | 10601.983
2028-07-11 | 20 | 10493.4414
2028-07-11 | 21 | 10465.9918
2028-07-11 | 22 | 10315.587
2028-07-11 | 23 | 10155.417
2028-07-11 | 24 | 9804.0927
2028-07-12 | 1 | 9510.4243
2028-07-12 | 2 | 9316.8439
2028-07-12 | 3 | 9231.621
2028-07-12 | 4 | 9191.035
2028-07-12 | 5 | 9182.8846
2028-07-12 | 6 | 9259.8175
2028-07-12 | 7 | 9541.7107
2028-07-12 | 8 | 9996.1437
2028-07-12 | 9 | 10306.9216
2028-07-12 | 10 | 10453.17
2028-07-12 | 11 | 10501.8681
2028-07-12 | 12 | 10529.8319
2028-07-12 | 13 | 10611.0029
2028-07-12 | 14 | 10573.4696
2028-07-12 | 15 | 10688.9215
2028-07-12 | 16 | 10713.8934
2028-07-12 | 17 | 10815.443
2028-07-12 | 18 | 10689.4986
2028-07-12 | 19 | 10520.79
2028-07-12 | 20 | 10440.8253
2028-07-12 | 21 | 10403.6912
2028-07-12 | 22 | 10273.3168
2028-07-12 | 23 | 10139.4038
2028-07-12 | 24 | 9774.6252
2028-07-13 | 1 | 9501.0936
2028-07-13 | 2 | 9354.6061
2028-07-13 | 3 | 9259.2356
2028-07-13 | 4 | 9217.8827
2028-07-13 | 5 | 9203.6561
2028-07-13 | 6 | 9265.3935
2028-07-13 | 7 | 9544.6718
2028-07-13 | 8 | 9990.2745
2028-07-13 | 9 | 10336.8212
2028-07-13 | 10 | 10503.0473
2028-07-13 | 11 | 10591.6466
2028-07-13 | 12 | 10612.8468
2028-07-13 | 13 | 10550.7705
2028-07-13 | 14 | 10617.411
2028-07-13 | 15 | 10632.1964
2028-07-13 | 16 | 10594.6848
2028-07-13 | 17 | 10584.6124
2028-07-13 | 18 | 10605.8566
2028-07-13 | 19 | 10446.6406
2028-07-13 | 20 | 10385.1386
2028-07-13 | 21 | 10350.5713
2028-07-13 | 22 | 10244.4623
2028-07-13 | 23 | 10145.0309
2028-07-13 | 24 | 9819.8823
2028-07-14 | 1 | 9563.5453
2028-07-14 | 2 | 9389.6909
2028-07-14 | 3 | 9297.6718
2028-07-14 | 4 | 9245.7828
2028-07-14 | 5 | 9234.6682
2028-07-14 | 6 | 9293.1632
2028-07-14 | 7 | 9565.7749
2028-07-14 | 8 | 10017.5734
2028-07-14 | 9 | 10352.4554
2028-07-14 | 10 | 10584.2087
2028-07-14 | 11 | 10711.602
2028-07-14 | 12 | 10787.9288
2028-07-14 | 13 | 10856.7662
2028-07-14 | 14 | 10910.2927
2028-07-14 | 15 | 10839.6913
2028-07-14 | 16 | 10793.1587
2028-07-14 | 17 | 10770.3915
2028-07-14 | 18 | 10737.6772
2028-07-14 | 19 | 10649.507
2028-07-14 | 20 | 10589.8736
2028-07-14 | 21 | 10580.6556
2028-07-14 | 22 | 10434.9438
2028-07-14 | 23 | 10233.5959
2028-07-14 | 24 | 9918.3016
2028-07-15 | 1 | 9608.4242
2028-07-15 | 2 | 9396.1226
2028-07-15 | 3 | 9268.6091
2028-07-15 | 4 | 9196.1063
2028-07-15 | 5 | 9164.995
2028-07-15 | 6 | 9145.3781
2028-07-15 | 7 | 9218.3823
2028-07-15 | 8 | 9447.0893
2028-07-15 | 9 | 9728.945
2028-07-15 | 10 | 10054.3389
2028-07-15 | 11 | 10275.5293
2028-07-15 | 12 | 10401.2516
2028-07-15 | 13 | 10444.4604
2028-07-15 | 14 | 10522.86
2028-07-15 | 15 | 10568.5733
2028-07-15 | 16 | 10606.5026
2028-07-15 | 17 | 10685.7699
2028-07-15 | 18 | 10736.3952
2028-07-15 | 19 | 10703.8291
2028-07-15 | 20 | 10656.7796
2028-07-15 | 21 | 10548.0261
2028-07-15 | 22 | 10388.4799
2028-07-15 | 23 | 10269.4665
2028-07-15 | 24 | 9974.4389
2028-07-16 | 1 | 9713.7772
2028-07-16 | 2 | 9663.5632
2028-07-16 | 3 | 9482.9588
2028-07-16 | 4 | 9378.2379
2028-07-16 | 5 | 9316.6457
2028-07-16 | 6 | 9243.2138
2028-07-16 | 7 | 9302.7935
2028-07-16 | 8 | 9515.3283
2028-07-16 | 9 | 9787.1645
2028-07-16 | 10 | 10148.298
2028-07-16 | 11 | 10429.4127
2028-07-16 | 12 | 10664.8665
2028-07-16 | 13 | 10738.8462
2028-07-16 | 14 | 10875.1629
2028-07-16 | 15 | 10819.7378
2028-07-16 | 16 | 10778.1924
2028-07-16 | 17 | 10871.3653
2028-07-16 | 18 | 10897.1571
2028-07-16 | 19 | 10818.9704
2028-07-16 | 20 | 10761.2898
2028-07-16 | 21 | 10652.8759
2028-07-16 | 22 | 10528.7279
2028-07-16 | 23 | 10345.869
2028-07-16 | 24 | 10036.4091
2028-07-17 | 1 | 9735.8273
2028-07-17 | 2 | 9601.6717
2028-07-17 | 3 | 9500.0625
2028-07-17 | 4 | 9375.1938
2028-07-17 | 5 | 9407.8107
2028-07-17 | 6 | 9447.8507
2028-07-17 | 7 | 9731.5062
2028-07-17 | 8 | 10203.2868
2028-07-17 | 9 | 10504.7804
2028-07-17 | 10 | 10664.6177
2028-07-17 | 11 | 10789.0535
2028-07-17 | 12 | 10819.0107
2028-07-17 | 13 | 10858.2214
2028-07-17 | 14 | 10856.7114
2028-07-17 | 15 | 10751.01
2028-07-17 | 16 | 10751.9524
2028-07-17 | 17 | 10831.1456
2028-07-17 | 18 | 10812.5986
2028-07-17 | 19 | 10632.5479
2028-07-17 | 20 | 10625.6636
2028-07-17 | 21 | 10557.13
2028-07-17 | 22 | 10373.7034
2028-07-17 | 23 | 10204.4422
2028-07-17 | 24 | 9873.3687
2028-07-18 | 1 | 9593.0091
2028-07-18 | 2 | 9386.854
2028-07-18 | 3 | 9309.0818
2028-07-18 | 4 | 9261.335
2028-07-18 | 5 | 9287.7691
2028-07-18 | 6 | 9328.5736
2028-07-18 | 7 | 9584.857
2028-07-18 | 8 | 10054.1009
2028-07-18 | 9 | 10393.615
2028-07-18 | 10 | 10582.1654
2028-07-18 | 11 | 10689.547
2028-07-18 | 12 | 10733.0606
2028-07-18 | 13 | 10737.8541
2028-07-18 | 14 | 10724.4544
2028-07-18 | 15 | 10755.9509
2028-07-18 | 16 | 10823.5635
2028-07-18 | 17 | 10886.6201
2028-07-18 | 18 | 10940.7735
2028-07-18 | 19 | 10762.1515
2028-07-18 | 20 | 10721.3816
2028-07-18 | 21 | 10680.943
2028-07-18 | 22 | 10494.9165
2028-07-18 | 23 | 10299.1514
2028-07-18 | 24 | 9918.5241
2028-07-19 | 1 | 9600.5236
2028-07-19 | 2 | 9377.6313
2028-07-19 | 3 | 9278.5488
2028-07-19 | 4 | 9233.5003
2028-07-19 | 5 | 9291.4337
2028-07-19 | 6 | 9337.1746
2028-07-19 | 7 | 9603.9713
2028-07-19 | 8 | 10065.7992
2028-07-19 | 9 | 10373.3462
2028-07-19 | 10 | 10545.8228
2028-07-19 | 11 | 10629.0598
2028-07-19 | 12 | 10669.7393
2028-07-19 | 13 | 10678.9819
2028-07-19 | 14 | 10747.1555
2028-07-19 | 15 | 10755.3892
2028-07-19 | 16 | 10823.245
2028-07-19 | 17 | 10895.2069
2028-07-19 | 18 | 10958.3667
2028-07-19 | 19 | 10760.7724
2028-07-19 | 20 | 10741.9485
2028-07-19 | 21 | 10621.5969
2028-07-19 | 22 | 10515.0216
2028-07-19 | 23 | 10309.2034
2028-07-19 | 24 | 9905.0755
2028-07-20 | 1 | 9577.7767
2028-07-20 | 2 | 9419.1635
2028-07-20 | 3 | 9307.8171
2028-07-20 | 4 | 9263.074
2028-07-20 | 5 | 9340.8514
2028-07-20 | 6 | 9364.9373
2028-07-20 | 7 | 9618.826
2028-07-20 | 8 | 10114.8687
2028-07-20 | 9 | 10476.5768
2028-07-20 | 10 | 10676.1715
2028-07-20 | 11 | 10753.133
2028-07-20 | 12 | 10904.8657
2028-07-20 | 13 | 10971.9426
2028-07-20 | 14 | 11085.1908
2028-07-20 | 15 | 11181.1115
2028-07-20 | 16 | 11233.4501
2028-07-20 | 17 | 11301.3883
2028-07-20 | 18 | 11197.212
2028-07-20 | 19 | 11106.2931
2028-07-20 | 20 | 11011.3014
2028-07-20 | 21 | 10876.5469
2028-07-20 | 22 | 10732.79
2028-07-20 | 23 | 10534.0756
2028-07-20 | 24 | 10177.9617
2028-07-21 | 1 | 9861.8456
2028-07-21 | 2 | 9663.7006
2028-07-21 | 3 | 9491.8526
2028-07-21 | 4 | 9424.2957
2028-07-21 | 5 | 9441.2967
2028-07-21 | 6 | 9493.8341
2028-07-21 | 7 | 9730.0955
2028-07-21 | 8 | 10248.3184
2028-07-21 | 9 | 10617.5814
2028-07-21 | 10 | 10860.5498
2028-07-21 | 11 | 10881.5398
2028-07-21 | 12 | 10927.2288
2028-07-21 | 13 | 10890.157
2028-07-21 | 14 | 10881.4473
2028-07-21 | 15 | 10890.125
2028-07-21 | 16 | 10895.5177
2028-07-21 | 17 | 10933.7602
2028-07-21 | 18 | 10913.0402
2028-07-21 | 19 | 10799.1254
2028-07-21 | 20 | 10674.7649
2028-07-21 | 21 | 10627.6141
2028-07-21 | 22 | 10462.5115
2028-07-21 | 23 | 10260.1706
2028-07-21 | 24 | 9913.2713
2028-07-22 | 1 | 9642.9012
2028-07-22 | 2 | 9431.5866
2028-07-22 | 3 | 9346.648
2028-07-22 | 4 | 9254.4279
2028-07-22 | 5 | 9258.8271
2028-07-22 | 6 | 9237.1082
2028-07-22 | 7 | 9309.953
2028-07-22 | 8 | 9502.4817
2028-07-22 | 9 | 9712.2607
2028-07-22 | 10 | 10011.4114
2028-07-22 | 11 | 10186.9581
2028-07-22 | 12 | 10318.0638
2028-07-22 | 13 | 10384.8015
2028-07-22 | 14 | 10397.6302
2028-07-22 | 15 | 10402.1928
2028-07-22 | 16 | 10427.1123
2028-07-22 | 17 | 10508.0449
2028-07-22 | 18 | 10564.3648
2028-07-22 | 19 | 10472.2299
2028-07-22 | 20 | 10420.729
2028-07-22 | 21 | 10340.1047
2028-07-22 | 22 | 10250.9136
2028-07-22 | 23 | 10097.5399
2028-07-22 | 24 | 9823.2271
2028-07-23 | 1 | 9543.3053
2028-07-23 | 2 | 9432.0449
2028-07-23 | 3 | 9315.3738
2028-07-23 | 4 | 9246.2128
2028-07-23 | 5 | 9241.8136
2028-07-23 | 6 | 9163.2607
2028-07-23 | 7 | 9209.1146
2028-07-23 | 8 | 9385.4008
2028-07-23 | 9 | 9606.6629
2028-07-23 | 10 | 9848.3148
2028-07-23 | 11 | 10049.6463
2028-07-23 | 12 | 10174.5234
2028-07-23 | 13 | 10348.184
2028-07-23 | 14 | 10445.1035
2028-07-23 | 15 | 10450.3761
2028-07-23 | 16 | 10491.7073
2028-07-23 | 17 | 10449.6471
2028-07-23 | 18 | 10490.5411
2028-07-23 | 19 | 10441.0694
2028-07-23 | 20 | 10415.3462
2028-07-23 | 21 | 10382.716
2028-07-23 | 22 | 10300.6952
2028-07-23 | 23 | 10155.9161
2028-07-23 | 24 | 9821.893
2028-07-24 | 1 | 9545.4026
2028-07-24 | 2 | 9447.878
2028-07-24 | 3 | 9338.6168
2028-07-24 | 4 | 9284.7471
2028-07-24 | 5 | 9311.0467
2028-07-24 | 6 | 9353.6213
2028-07-24 | 7 | 9658.0997
2028-07-24 | 8 | 10094.1851
2028-07-24 | 9 | 10412.6249
2028-07-24 | 10 | 10642.3924
2028-07-24 | 11 | 10777.8521
2028-07-24 | 12 | 10837.5609
2028-07-24 | 13 | 11003.5624
2028-07-24 | 14 | 11060.9407
2028-07-24 | 15 | 11000.1713
2028-07-24 | 16 | 11088.2299
2028-07-24 | 17 | 11182.4742
2028-07-24 | 18 | 11017.6084
2028-07-24 | 19 | 10839.8749
2028-07-24 | 20 | 10833.4768
2028-07-24 | 21 | 10752.8489
2028-07-24 | 22 | 10579.0851
2028-07-24 | 23 | 10360.9303
2028-07-24 | 24 | 9974.4149
2028-07-25 | 1 | 9671.2657
2028-07-25 | 2 | 9450.8829
2028-07-25 | 3 | 9343.2346
2028-07-25 | 4 | 9284.4058
2028-07-25 | 5 | 9316.9828
2028-07-25 | 6 | 9367.8586
2028-07-25 | 7 | 9670.5934
2028-07-25 | 8 | 10111.3319
2028-07-25 | 9 | 10442.5441
2028-07-25 | 10 | 10635.3784
2028-07-25 | 11 | 10762.8588
2028-07-25 | 12 | 10857.8757
2028-07-25 | 13 | 10877.2512
2028-07-25 | 14 | 10919.6373
2028-07-25 | 15 | 10978.3634
2028-07-25 | 16 | 11089.679
2028-07-25 | 17 | 11136.8908
2028-07-25 | 18 | 11237.2897
2028-07-25 | 19 | 10963.7189
2028-07-25 | 20 | 10889.0098
2028-07-25 | 21 | 10840.4574
2028-07-25 | 22 | 10736.4467
2028-07-25 | 23 | 10506.6754
2028-07-25 | 24 | 10086.7346
2028-07-26 | 1 | 9750.4091
2028-07-26 | 2 | 9567.7737
2028-07-26 | 3 | 9447.0314
2028-07-26 | 4 | 9408.0539
2028-07-26 | 5 | 9437.2551
2028-07-26 | 6 | 9445.5136
2028-07-26 | 7 | 9698.2704
2028-07-26 | 8 | 10166.281
2028-07-26 | 9 | 10588.0297
2028-07-26 | 10 | 10803.5573
2028-07-26 | 11 | 10998.025
2028-07-26 | 12 | 11188.0487
2028-07-26 | 13 | 11256.66
2028-07-26 | 14 | 11349.3308
2028-07-26 | 15 | 11392.6714
2028-07-26 | 16 | 11441.3107
2028-07-26 | 17 | 11454.9064
2028-07-26 | 18 | 11336.5589
2028-07-26 | 19 | 11230.0606
2028-07-26 | 20 | 11225.0205
2028-07-26 | 21 | 11138.2935
2028-07-26 | 22 | 10903.7377
2028-07-26 | 23 | 10589.4843
2028-07-26 | 24 | 10210.3332
2028-07-27 | 1 | 9893.6949
2028-07-27 | 2 | 9679.3789
2028-07-27 | 3 | 9558.3888
2028-07-27 | 4 | 9503.6534
2028-07-27 | 5 | 9499.3974
2028-07-27 | 6 | 9479.9537
2028-07-27 | 7 | 9775.1741
2028-07-27 | 8 | 10252.7434
2028-07-27 | 9 | 10623.7647
2028-07-27 | 10 | 10880.8753
2028-07-27 | 11 | 11005.8116
2028-07-27 | 12 | 11114.8291
2028-07-27 | 13 | 11204.8061
2028-07-27 | 14 | 11310.1439
2028-07-27 | 15 | 11350.2125
2028-07-27 | 16 | 11382.0116
2028-07-27 | 17 | 11466.2675
2028-07-27 | 18 | 11409.1084
2028-07-27 | 19 | 11278.8898
2028-07-27 | 20 | 11196.3581
2028-07-27 | 21 | 11053.2627
2028-07-27 | 22 | 10864.2412
2028-07-27 | 23 | 10642.8713
2028-07-27 | 24 | 10291.2192
2028-07-28 | 1 | 9987.7234
2028-07-28 | 2 | 9718.127
2028-07-28 | 3 | 9581.0912
2028-07-28 | 4 | 9511.4606
2028-07-28 | 5 | 9526.5481
2028-07-28 | 6 | 9514.7437
2028-07-28 | 7 | 9809.595
2028-07-28 | 8 | 10275.2604
2028-07-28 | 9 | 10575.2329
2028-07-28 | 10 | 10748.0719
2028-07-28 | 11 | 10807.8433
2028-07-28 | 12 | 10855.2805
2028-07-28 | 13 | 10845.3354
2028-07-28 | 14 | 10861.3776
2028-07-28 | 15 | 10866.6246
2028-07-28 | 16 | 10859.7405
2028-07-28 | 17 | 10828.4256
2028-07-28 | 18 | 10829.1399
2028-07-28 | 19 | 10674.4117
2028-07-28 | 20 | 10602.2916
2028-07-28 | 21 | 10519.3184
2028-07-28 | 22 | 10464.169
2028-07-28 | 23 | 10333.1646
2028-07-28 | 24 | 9998.7783
2028-07-29 | 1 | 9722.4368
2028-07-29 | 2 | 9520.0716
2028-07-29 | 3 | 9353.5028
2028-07-29 | 4 | 9276.8833
2028-07-29 | 5 | 9276.6762
2028-07-29 | 6 | 9172.7545
2028-07-29 | 7 | 9280.9913
2028-07-29 | 8 | 9490.0758
2028-07-29 | 9 | 9717.386
2028-07-29 | 10 | 9941.4942
2028-07-29 | 11 | 10065.8181
2028-07-29 | 12 | 10102.112
2028-07-29 | 13 | 10092.8287
2028-07-29 | 14 | 10099.1865
2028-07-29 | 15 | 10115.6963
2028-07-29 | 16 | 10162.5892
2028-07-29 | 17 | 10235.7076
2028-07-29 | 18 | 10284.2667
2028-07-29 | 19 | 10270.207
2028-07-29 | 20 | 10239.7115
2028-07-29 | 21 | 10177.1537
2028-07-29 | 22 | 10142.1744
2028-07-29 | 23 | 10005.5219
2028-07-29 | 24 | 9738.4866
2028-07-30 | 1 | 9561.5213
2028-07-30 | 2 | 9406.178
2028-07-30 | 3 | 9285.4694
2028-07-30 | 4 | 9230.4707
2028-07-30 | 5 | 9237.0271
2028-07-30 | 6 | 9214.9752
2028-07-30 | 7 | 9299.8421
2028-07-30 | 8 | 9355.5901
2028-07-30 | 9 | 9594.3544
2028-07-30 | 10 | 9865.0591
2028-07-30 | 11 | 10090.7679
2028-07-30 | 12 | 10388.3536
2028-07-30 | 13 | 10330.96
2028-07-30 | 14 | 10403.4616
2028-07-30 | 15 | 10475.2538
2028-07-30 | 16 | 10576.1851
2028-07-30 | 17 | 10651.2274
2028-07-30 | 18 | 10757.03
2028-07-30 | 19 | 10711.2064
2028-07-30 | 20 | 10616.1982
2028-07-30 | 21 | 10516.2676
2028-07-30 | 22 | 10461.9213
2028-07-30 | 23 | 10224.3329
2028-07-30 | 24 | 9870.3828
2028-07-31 | 1 | 9634.9804
2028-07-31 | 2 | 9487.3687
2028-07-31 | 3 | 9374.1824
2028-07-31 | 4 | 9333.8541
2028-07-31 | 5 | 9379.6706
2028-07-31 | 6 | 9462.5233
2028-07-31 | 7 | 9789.1527
2028-07-31 | 8 | 10167.0354
2028-07-31 | 9 | 10504.2501
2028-07-31 | 10 | 10747.1417
2028-07-31 | 11 | 10943.0134
2028-07-31 | 12 | 11238.596
2028-07-31 | 13 | 11326.5321
2028-07-31 | 14 | 11317.5285
2028-07-31 | 15 | 11361.546
2028-07-31 | 16 | 11391.2905
2028-07-31 | 17 | 11471.5002
2028-07-31 | 18 | 11525.2417
2028-07-31 | 19 | 11347.1933
2028-07-31 | 20 | 11263.9392
2028-07-31 | 21 | 11083.1398
2028-07-31 | 22 | 10933.0227
2028-07-31 | 23 | 10623.466
2028-07-31 | 24 | 10154.1381
2028-08-01 | 1 | 9828.3448
2028-08-01 | 2 | 9518.6585
2028-08-01 | 3 | 9432.1869
2028-08-01 | 4 | 9380.889
2028-08-01 | 5 | 9458.3482
2028-08-01 | 6 | 9531.8413
2028-08-01 | 7 | 9834.4553
2028-08-01 | 8 | 10197.8707
2028-08-01 | 9 | 10535.2662
2028-08-01 | 10 | 10766.306
2028-08-01 | 11 | 10945.1488
2028-08-01 | 12 | 11003.8258
2028-08-01 | 13 | 10990.1311
2028-08-01 | 14 | 11084.3908
2028-08-01 | 15 | 11058.113
2028-08-01 | 16 | 11126.6372
2028-08-01 | 17 | 11238.9886
2028-08-01 | 18 | 11101.8691
2028-08-01 | 19 | 10969.9841
2028-08-01 | 20 | 10899.2433
2028-08-01 | 21 | 10771.6782
2028-08-01 | 22 | 10707.4993
2028-08-01 | 23 | 10454.2458
2028-08-01 | 24 | 10056.7756
2028-08-02 | 1 | 9749.5802
2028-08-02 | 2 | 9513.641
2028-08-02 | 3 | 9382.0535
2028-08-02 | 4 | 9321.9501
2028-08-02 | 5 | 9340.7074
2028-08-02 | 6 | 9409.1773
2028-08-02 | 7 | 9729.9501
2028-08-02 | 8 | 10127.8331
2028-08-02 | 9 | 10491.3673
2028-08-02 | 10 | 10707.6808
2028-08-02 | 11 | 10893.0491
2028-08-02 | 12 | 11006.1927
2028-08-02 | 13 | 11018.1844
2028-08-02 | 14 | 11062.8914
2028-08-02 | 15 | 11046.6044
2028-08-02 | 16 | 11097.1796
2028-08-02 | 17 | 11177.1592
2028-08-02 | 18 | 11132.5209
2028-08-02 | 19 | 11014.5275
2028-08-02 | 20 | 10942.8908
2028-08-02 | 21 | 10871.9004
2028-08-02 | 22 | 10753.1315
2028-08-02 | 23 | 10430.3863
2028-08-02 | 24 | 9971.4719
2028-08-03 | 1 | 9667.4474
2028-08-03 | 2 | 9516.949
2028-08-03 | 3 | 9404.7296
2028-08-03 | 4 | 9353.707
2028-08-03 | 5 | 9375.0843
2028-08-03 | 6 | 9441.944
2028-08-03 | 7 | 9763.628
2028-08-03 | 8 | 10161.673
2028-08-03 | 9 | 10519.3701
2028-08-03 | 10 | 10864.8815
2028-08-03 | 11 | 11020.5549
2028-08-03 | 12 | 11092.0475
2028-08-03 | 13 | 11141.5252
2028-08-03 | 14 | 11201.2585
2028-08-03 | 15 | 11271.5253
2028-08-03 | 16 | 11368.7319
2028-08-03 | 17 | 11399.7191
2028-08-03 | 18 | 11361.0194
2028-08-03 | 19 | 11157.7107
2028-08-03 | 20 | 11084.3449
2028-08-03 | 21 | 10954.5043
2028-08-03 | 22 | 10892.1867
2028-08-03 | 23 | 10590.8563
2028-08-03 | 24 | 10254.6937
2028-08-04 | 1 | 9979.7138
2028-08-04 | 2 | 9718.4436
2028-08-04 | 3 | 9593.9621
2028-08-04 | 4 | 9514.8282
2028-08-04 | 5 | 9521.4284
2028-08-04 | 6 | 9599.1082
2028-08-04 | 7 | 9887.6032
2028-08-04 | 8 | 10274.2241
2028-08-04 | 9 | 10585.4998
2028-08-04 | 10 | 10809.9972
2028-08-04 | 11 | 11025.0751
2028-08-04 | 12 | 11097.6728
2028-08-04 | 13 | 11131.5564
2028-08-04 | 14 | 11211.4619
2028-08-04 | 15 | 11213.9195
2028-08-04 | 16 | 11295.131
2028-08-04 | 17 | 11360.6125
2028-08-04 | 18 | 11352.8352
2028-08-04 | 19 | 11176.5025
2028-08-04 | 20 | 11053.7011
2028-08-04 | 21 | 10958.5748
2028-08-04 | 22 | 10840.4688
2028-08-04 | 23 | 10566.6809
2028-08-04 | 24 | 10219.191
2028-08-05 | 1 | 9951.1623
2028-08-05 | 2 | 9666.8525
2028-08-05 | 3 | 9493.8455
2028-08-05 | 4 | 9434.4598
2028-08-05 | 5 | 9424.4095
2028-08-05 | 6 | 9390.8185
2028-08-05 | 7 | 9506.2102
2028-08-05 | 8 | 9647.4417
2028-08-05 | 9 | 9926.9933
2028-08-05 | 10 | 10276.698
2028-08-05 | 11 | 10535.1681
2028-08-05 | 12 | 10760.5097
2028-08-05 | 13 | 10907.6965
2028-08-05 | 14 | 11056.5293
2028-08-05 | 15 | 11117.6909
2028-08-05 | 16 | 11390.821
2028-08-05 | 17 | 11443.1449
2028-08-05 | 18 | 11247.9935
2028-08-05 | 19 | 11131.5098
2028-08-05 | 20 | 11062.3185
2028-08-05 | 21 | 10887.4022
2028-08-05 | 22 | 10818.2437
2028-08-05 | 23 | 10598.7754
2028-08-05 | 24 | 10324.3669
2028-08-06 | 1 | 10006.67
2028-08-06 | 2 | 9757.7145
2028-08-06 | 3 | 9570.7354
2028-08-06 | 4 | 9515.915
2028-08-06 | 5 | 9527.5726
2028-08-06 | 6 | 9453.4715
2028-08-06 | 7 | 9543.6162
2028-08-06 | 8 | 9670.6016
2028-08-06 | 9 | 9879.5417
2028-08-06 | 10 | 10166.7172
2028-08-06 | 11 | 10361.992
2028-08-06 | 12 | 10483.5332
2028-08-06 | 13 | 10571.0619
2028-08-06 | 14 | 10647.0594
2028-08-06 | 15 | 10681.274
2028-08-06 | 16 | 10915.1863
2028-08-06 | 17 | 10858.3193
2028-08-06 | 18 | 10849.5254
2028-08-06 | 19 | 10816.1935
2028-08-06 | 20 | 10656.8081
2028-08-06 | 21 | 10552.7448
2028-08-06 | 22 | 10529.6502
2028-08-06 | 23 | 10235.3498
2028-08-06 | 24 | 9927.8822
2028-08-07 | 1 | 9652.2486
2028-08-07 | 2 | 9568.1463
2028-08-07 | 3 | 9435.6562
2028-08-07 | 4 | 9364.0105
2028-08-07 | 5 | 9386.7851
2028-08-07 | 6 | 9398.9244
2028-08-07 | 7 | 9546.4749
2028-08-07 | 8 | 9589.8507
2028-08-07 | 9 | 9847.7426
2028-08-07 | 10 | 10143.0473
2028-08-07 | 11 | 10323.602
2028-08-07 | 12 | 10429.5923
2028-08-07 | 13 | 10495.6662
2028-08-07 | 14 | 10462.7007
2028-08-07 | 15 | 10447.3994
2028-08-07 | 16 | 10554.7332
2028-08-07 | 17 | 10575.0871
2028-08-07 | 18 | 10642.0261
2028-08-07 | 19 | 10587.7702
2028-08-07 | 20 | 10545.4129
2028-08-07 | 21 | 10445.9825
2028-08-07 | 22 | 10467.8444
2028-08-07 | 23 | 10243.6823
2028-08-07 | 24 | 9959.7391
2028-08-08 | 1 | 9709.5132
2028-08-08 | 2 | 9540.7691
2028-08-08 | 3 | 9428.1339
2028-08-08 | 4 | 9383.6933
2028-08-08 | 5 | 9420.8834
2028-08-08 | 6 | 9580.0276
2028-08-08 | 7 | 9961.4614
2028-08-08 | 8 | 10225.7796
2028-08-08 | 9 | 10527.866
2028-08-08 | 10 | 10661.2494
2028-08-08 | 11 | 10711.8171
2028-08-08 | 12 | 10749.3557
2028-08-08 | 13 | 10746.5011
2028-08-08 | 14 | 10695.724
2028-08-08 | 15 | 10722.2495
2028-08-08 | 16 | 10753.278
2028-08-08 | 17 | 11009.0141
2028-08-08 | 18 | 10823.9449
2028-08-08 | 19 | 10796.646
2028-08-08 | 20 | 10612.307
2028-08-08 | 21 | 10581.4591
2028-08-08 | 22 | 10626.9107
2028-08-08 | 23 | 10368.575
2028-08-08 | 24 | 10003.5642
2028-08-09 | 1 | 9715.3246
2028-08-09 | 2 | 9477.3451
2028-08-09 | 3 | 9348.4079
2028-08-09 | 4 | 9306.4321
2028-08-09 | 5 | 9332.7128
2028-08-09 | 6 | 9471.4074
2028-08-09 | 7 | 9802.1103
2028-08-09 | 8 | 10133.9277
2028-08-09 | 9 | 10446.945
2028-08-09 | 10 | 10620.9691
2028-08-09 | 11 | 10852.5576
2028-08-09 | 12 | 10850.9976
2028-08-09 | 13 | 10813.543
2028-08-09 | 14 | 11074.7388
2028-08-09 | 15 | 10864.6854
2028-08-09 | 16 | 10932.917
2028-08-09 | 17 | 10943.6936
2028-08-09 | 18 | 10937.4306
2028-08-09 | 19 | 10793.3093
2028-08-09 | 20 | 10774.3435
2028-08-09 | 21 | 10773.2686
2028-08-09 | 22 | 10749.1494
2028-08-09 | 23 | 10539.1209
2028-08-09 | 24 | 10169.8578
2028-08-10 | 1 | 9881.9646
2028-08-10 | 2 | 9686.0436
2028-08-10 | 3 | 9560.2701
2028-08-10 | 4 | 9489.615
2028-08-10 | 5 | 9481.4254
2028-08-10 | 6 | 9621.266
2028-08-10 | 7 | 9926.9117
2028-08-10 | 8 | 10204.7997
2028-08-10 | 9 | 10535.8402
2028-08-10 | 10 | 10773.1177
2028-08-10 | 11 | 10878.2464
2028-08-10 | 12 | 10925.1067
2028-08-10 | 13 | 10904.4391
2028-08-10 | 14 | 10910.8129
2028-08-10 | 15 | 10966.2254
2028-08-10 | 16 | 10989.3176
2028-08-10 | 17 | 10940.1362
2028-08-10 | 18 | 11002.935
2028-08-10 | 19 | 10928.2077
2028-08-10 | 20 | 10906.619
2028-08-10 | 21 | 10834.6315
2028-08-10 | 22 | 10787.5628
2028-08-10 | 23 | 10481.8883
2028-08-10 | 24 | 10097.6416
2028-08-11 | 1 | 9847.7666
2028-08-11 | 2 | 9643.576
2028-08-11 | 3 | 9533.0835
2028-08-11 | 4 | 9479.997
2028-08-11 | 5 | 9495.2416
2028-08-11 | 6 | 9628.2155
2028-08-11 | 7 | 9927.0967
2028-08-11 | 8 | 10239.0719
2028-08-11 | 9 | 10568.869
2028-08-11 | 10 | 10749.5431
2028-08-11 | 11 | 10843.6107
2028-08-11 | 12 | 10827.3417
2028-08-11 | 13 | 10884.2051
2028-08-11 | 14 | 10893.2099
2028-08-11 | 15 | 10906.3141
2028-08-11 | 16 | 10846.7328
2028-08-11 | 17 | 10889.2994
2028-08-11 | 18 | 10935.6066
2028-08-11 | 19 | 10705.4457
2028-08-11 | 20 | 10579.0083
2028-08-11 | 21 | 10509.3892
2028-08-11 | 22 | 10567.4436
2028-08-11 | 23 | 10289.2962
2028-08-11 | 24 | 9987.2428
2028-08-12 | 1 | 9732.3482
2028-08-12 | 2 | 9524.6643
2028-08-12 | 3 | 9384.5395
2028-08-12 | 4 | 9300.2605
2028-08-12 | 5 | 9301.5114
2028-08-12 | 6 | 9359.3898
2028-08-12 | 7 | 9478.3377
2028-08-12 | 8 | 9550.5995
2028-08-12 | 9 | 9797.4331
2028-08-12 | 10 | 10069.6007
2028-08-12 | 11 | 10214.2032
2028-08-12 | 12 | 10282.3591
2028-08-12 | 13 | 10284.7605
2028-08-12 | 14 | 10311.4208
2028-08-12 | 15 | 10317.3865
2028-08-12 | 16 | 10352.3865
2028-08-12 | 17 | 10412.5044
2028-08-12 | 18 | 10547.7387
2028-08-12 | 19 | 10456.0454
2028-08-12 | 20 | 10403.3916
2028-08-12 | 21 | 10358.6699
2028-08-12 | 22 | 10405.9921
2028-08-12 | 23 | 10180.5087
2028-08-12 | 24 | 9947.0572
2028-08-13 | 1 | 9732.0299
2028-08-13 | 2 | 9544.5645
2028-08-13 | 3 | 9432.1475
2028-08-13 | 4 | 9377.6685
2028-08-13 | 5 | 9363.1794
2028-08-13 | 6 | 9347.5108
2028-08-13 | 7 | 9435.5412
2028-08-13 | 8 | 9425.7667
2028-08-13 | 9 | 9686.3389
2028-08-13 | 10 | 9961.8617
2028-08-13 | 11 | 10168.7079
2028-08-13 | 12 | 10296.528
2028-08-13 | 13 | 10417.2954
2028-08-13 | 14 | 10508.3414
2028-08-13 | 15 | 10514.8636
2028-08-13 | 16 | 10604.2017
2028-08-13 | 17 | 10742.101
2028-08-13 | 18 | 10813.985
2028-08-13 | 19 | 10687.3367
2028-08-13 | 20 | 10672.9065
2028-08-13 | 21 | 10617.4661
2028-08-13 | 22 | 10660.7122
2028-08-13 | 23 | 10439.4221
2028-08-13 | 24 | 10061.8941
2028-08-14 | 1 | 9844.8793
2028-08-14 | 2 | 9667.1265
2028-08-14 | 3 | 9551.5966
2028-08-14 | 4 | 9487.5925
2028-08-14 | 5 | 9482.1186
2028-08-14 | 6 | 9635.1259
2028-08-14 | 7 | 9919.1235
2028-08-14 | 8 | 10219.7622
2028-08-14 | 9 | 10569.1687
2028-08-14 | 10 | 10728.5346
2028-08-14 | 11 | 10759.2042
2028-08-14 | 12 | 10825.5805
2028-08-14 | 13 | 10857.5312
2028-08-14 | 14 | 10894.7519
2028-08-14 | 15 | 10931.2994
2028-08-14 | 16 | 11004.0397
2028-08-14 | 17 | 11073.4816
2028-08-14 | 18 | 11095.5029
2028-08-14 | 19 | 10909.6474
2028-08-14 | 20 | 10868.8196
2028-08-14 | 21 | 10767.567
2028-08-14 | 22 | 10770.9372
2028-08-14 | 23 | 10430.9932
2028-08-14 | 24 | 10103.3084
2028-08-15 | 1 | 9887.7657
2028-08-15 | 2 | 9573.5521
2028-08-15 | 3 | 9445.3366
2028-08-15 | 4 | 9395.9603
2028-08-15 | 5 | 9418.5582
2028-08-15 | 6 | 9530.3442
2028-08-15 | 7 | 9831.2988
2028-08-15 | 8 | 10198.1118
2028-08-15 | 9 | 10459.7973
2028-08-15 | 10 | 10630.677
2028-08-15 | 11 | 10763.1309
2028-08-15 | 12 | 10849.8035
2028-08-15 | 13 | 10853.6776
2028-08-15 | 14 | 10893.9191
2028-08-15 | 15 | 10855.1017
2028-08-15 | 16 | 10889.2123
2028-08-15 | 17 | 10960.8312
2028-08-15 | 18 | 11034.6059
2028-08-15 | 19 | 10854.6558
2028-08-15 | 20 | 10809.4402
2028-08-15 | 21 | 10716.453
2028-08-15 | 22 | 10747.1783
2028-08-15 | 23 | 10357.4471
2028-08-15 | 24 | 10027.7575
2028-08-16 | 1 | 9732.5819
2028-08-16 | 2 | 9518.7483
2028-08-16 | 3 | 9416.9688
2028-08-16 | 4 | 9361.7347
2028-08-16 | 5 | 9410.0743
2028-08-16 | 6 | 9527.9735
2028-08-16 | 7 | 9865.0841
2028-08-16 | 8 | 10124.987
2028-08-16 | 9 | 10440.2443
2028-08-16 | 10 | 10617.4127
2028-08-16 | 11 | 10690.3691
2028-08-16 | 12 | 10713.5763
2028-08-16 | 13 | 10736.0458
2028-08-16 | 14 | 10822.346
2028-08-16 | 15 | 10917.5873
2028-08-16 | 16 | 10976.4071
2028-08-16 | 17 | 11030.1772
2028-08-16 | 18 | 11071.1455
2028-08-16 | 19 | 10868.2944
2028-08-16 | 20 | 10803.5586
2028-08-16 | 21 | 10677.9569
2028-08-16 | 22 | 10681.1278
2028-08-16 | 23 | 10400.3724
2028-08-16 | 24 | 10032.9527
2028-08-17 | 1 | 9665.7718
2028-08-17 | 2 | 9528.3647
2028-08-17 | 3 | 9447.2287
2028-08-17 | 4 | 9386.3438
2028-08-17 | 5 | 9421.4341
2028-08-17 | 6 | 9511.6045
2028-08-17 | 7 | 9786.9699
2028-08-17 | 8 | 10129.8154
2028-08-17 | 9 | 10462.3677
2028-08-17 | 10 | 10642.4998
2028-08-17 | 11 | 10814.8406
2028-08-17 | 12 | 10927.4949
2028-08-17 | 13 | 10961.324
2028-08-17 | 14 | 11047.0305
2028-08-17 | 15 | 11065.4757
2028-08-17 | 16 | 11132.7631
2028-08-17 | 17 | 11167.5959
2028-08-17 | 18 | 11206.7553
2028-08-17 | 19 | 11046.4497
2028-08-17 | 20 | 10921.0856
2028-08-17 | 21 | 10781.2529
2028-08-17 | 22 | 10769.1797
2028-08-17 | 23 | 10405.6707
2028-08-17 | 24 | 10152.516
2028-08-18 | 1 | 9785.9708
2028-08-18 | 2 | 9565.3929
2028-08-18 | 3 | 9457.7945
2028-08-18 | 4 | 9382.5333
2028-08-18 | 5 | 9446.3002
2028-08-18 | 6 | 9608.6745
2028-08-18 | 7 | 9880.9883
2028-08-18 | 8 | 10201.853
2028-08-18 | 9 | 10489.8362
2028-08-18 | 10 | 10728.0962
2028-08-18 | 11 | 10973.6379
2028-08-18 | 12 | 11032.8636
2028-08-18 | 13 | 11080.4968
2028-08-18 | 14 | 11148.0609
2028-08-18 | 15 | 11186.445
2028-08-18 | 16 | 11295.6998
2028-08-18 | 17 | 11342.1264
2028-08-18 | 18 | 11305.4859
2028-08-18 | 19 | 11260.6718
2028-08-18 | 20 | 11119.5984
2028-08-18 | 21 | 10883.1602
2028-08-18 | 22 | 10789.0251
2028-08-18 | 23 | 10437.2676
2028-08-18 | 24 | 10101.0467
2028-08-19 | 1 | 9773.495
2028-08-19 | 2 | 9561.84
2028-08-19 | 3 | 9434.8295
2028-08-19 | 4 | 9372.924
2028-08-19 | 5 | 9367.8726
2028-08-19 | 6 | 9438.8786
2028-08-19 | 7 | 9504.0146
2028-08-19 | 8 | 9602.2339
2028-08-19 | 9 | 9867.8499
2028-08-19 | 10 | 10221.2646
2028-08-19 | 11 | 10470.3375
2028-08-19 | 12 | 10611.7787
2028-08-19 | 13 | 10770.2579
2028-08-19 | 14 | 10823.6211
2028-08-19 | 15 | 10907.1803
2028-08-19 | 16 | 10986.4266
2028-08-19 | 17 | 11073.657
2028-08-19 | 18 | 11112.805
2028-08-19 | 19 | 11007.2437
2028-08-19 | 20 | 10927.6466
2028-08-19 | 21 | 10740.1519
2028-08-19 | 22 | 10743.7659
2028-08-19 | 23 | 10433.8139
2028-08-19 | 24 | 10126.5547
2028-08-20 | 1 | 9874.1207
2028-08-20 | 2 | 9694.7691
2028-08-20 | 3 | 9555.2279
2028-08-20 | 4 | 9505.9206
2028-08-20 | 5 | 9484.7392
2028-08-20 | 6 | 9550.7837
2028-08-20 | 7 | 9600.361
2028-08-20 | 8 | 9642.8664
2028-08-20 | 9 | 9912.4129
2028-08-20 | 10 | 10143.5853
2028-08-20 | 11 | 10351.6631
2028-08-20 | 12 | 10438.6452
2028-08-20 | 13 | 10371.275
2028-08-20 | 14 | 10342.6725
2028-08-20 | 15 | 10347.6903
2028-08-20 | 16 | 10498.1757
2028-08-20 | 17 | 10637.8019
2028-08-20 | 18 | 10720.1615
2028-08-20 | 19 | 10675.0601
2028-08-20 | 20 | 10589.1779
2028-08-20 | 21 | 10584.1241
2028-08-20 | 22 | 10582.7143
2028-08-20 | 23 | 10266.2596
2028-08-20 | 24 | 9915.0463
2028-08-21 | 1 | 9649.0827
2028-08-21 | 2 | 9582.9241
2028-08-21 | 3 | 9466.0862
2028-08-21 | 4 | 9411.0702
2028-08-21 | 5 | 9423.9566
2028-08-21 | 6 | 9583.9677
2028-08-21 | 7 | 9868.648
2028-08-21 | 8 | 10173.8678
2028-08-21 | 9 | 10512.5928
2028-08-21 | 10 | 10752.46
2028-08-21 | 11 | 10945.1652
2028-08-21 | 12 | 11049.7122
2028-08-21 | 13 | 11084.8211
2028-08-21 | 14 | 11182.0779
2028-08-21 | 15 | 11077.3975
2028-08-21 | 16 | 11112.027
2028-08-21 | 17 | 11175.5546
2028-08-21 | 18 | 11219.145
2028-08-21 | 19 | 11047.2068
2028-08-21 | 20 | 10945.1168
2028-08-21 | 21 | 10885.3207
2028-08-21 | 22 | 10847.3017
2028-08-21 | 23 | 10454.0917
2028-08-21 | 24 | 10039.6013
2028-08-22 | 1 | 9765.8695
2028-08-22 | 2 | 9545.374
2028-08-22 | 3 | 9429.7154
2028-08-22 | 4 | 9350.058
2028-08-22 | 5 | 9371.4167
2028-08-22 | 6 | 9563.1355
2028-08-22 | 7 | 9820.2411
2028-08-22 | 8 | 10164.7045
2028-08-22 | 9 | 10501.6081
2028-08-22 | 10 | 10740.4472
2028-08-22 | 11 | 10918.4984
2028-08-22 | 12 | 11075.9164
2028-08-22 | 13 | 11218.6463
2028-08-22 | 14 | 11170.3187
2028-08-22 | 15 | 11497.8751
2028-08-22 | 16 | 11361.6914
2028-08-22 | 17 | 11372.6603
2028-08-22 | 18 | 11413.314
2028-08-22 | 19 | 11272.3182
2028-08-22 | 20 | 11167.7958
2028-08-22 | 21 | 11075.863
2028-08-22 | 22 | 10900.4202
2028-08-22 | 23 | 10533.989
2028-08-22 | 24 | 10139.025
2028-08-23 | 1 | 9792.3465
2028-08-23 | 2 | 9572.3873
2028-08-23 | 3 | 9502.4267
2028-08-23 | 4 | 9478.2228
2028-08-23 | 5 | 9484.7447
2028-08-23 | 6 | 9654.3271
2028-08-23 | 7 | 9868.7542
2028-08-23 | 8 | 10233.1238
2028-08-23 | 9 | 10528.8067
2028-08-23 | 10 | 10719.4122
2028-08-23 | 11 | 10805.0488
2028-08-23 | 12 | 10852.4255
2028-08-23 | 13 | 10833.9353
2028-08-23 | 14 | 10890.7407
2028-08-23 | 15 | 10948.8956
2028-08-23 | 16 | 10974.3435
2028-08-23 | 17 | 11013.0762
2028-08-23 | 18 | 10982.0724
2028-08-23 | 19 | 10789.0226
2028-08-23 | 20 | 10692.139
2028-08-23 | 21 | 10685.7938
2028-08-23 | 22 | 10713.7107
2028-08-23 | 23 | 10420.7531
2028-08-23 | 24 | 10064.3044
2028-08-24 | 1 | 9699.9489
2028-08-24 | 2 | 9561.6985
2028-08-24 | 3 | 9452.8678
2028-08-24 | 4 | 9404.4824
2028-08-24 | 5 | 9430.8322
2028-08-24 | 6 | 9632.7713
2028-08-24 | 7 | 9864.5455
2028-08-24 | 8 | 10198.0524
2028-08-24 | 9 | 10507.3409
2028-08-24 | 10 | 10618.643
2028-08-24 | 11 | 10708.1433
2028-08-24 | 12 | 10716.0548
2028-08-24 | 13 | 10705.234
2028-08-24 | 14 | 10781.7401
2028-08-24 | 15 | 10758.1575
2028-08-24 | 16 | 10783.2084
2028-08-24 | 17 | 10832.0489
2028-08-24 | 18 | 10794.0593
2028-08-24 | 19 | 10660.8102
2028-08-24 | 20 | 10558.4963
2028-08-24 | 21 | 10621.5131
2028-08-24 | 22 | 10575.1721
2028-08-24 | 23 | 10272.6612
2028-08-24 | 24 | 9915.0548
2028-08-25 | 1 | 9622.8405
2028-08-25 | 2 | 9442.1543
2028-08-25 | 3 | 9342.0264
2028-08-25 | 4 | 9338.9531
2028-08-25 | 5 | 9333.2863
2028-08-25 | 6 | 9484.7561
2028-08-25 | 7 | 9720.1864
2028-08-25 | 8 | 10072.8019
2028-08-25 | 9 | 10389.7946
2028-08-25 | 10 | 10588.9011
2028-08-25 | 11 | 10727.875
2028-08-25 | 12 | 10808.2757
2028-08-25 | 13 | 10887.7609
2028-08-25 | 14 | 10870.2112
2028-08-25 | 15 | 10907.6097
2028-08-25 | 16 | 10995.2353
2028-08-25 | 17 | 10995.1012
2028-08-25 | 18 | 11012.9949
2028-08-25 | 19 | 10911.5866
2028-08-25 | 20 | 10804.7781
2028-08-25 | 21 | 10744.9178
2028-08-25 | 22 | 10681.2034
2028-08-25 | 23 | 10330.1241
2028-08-25 | 24 | 10048.6559
2028-08-26 | 1 | 9746.3049
2028-08-26 | 2 | 9537.7929
2028-08-26 | 3 | 9405.7323
2028-08-26 | 4 | 9341.0458
2028-08-26 | 5 | 9378.7554
2028-08-26 | 6 | 9439.2129
2028-08-26 | 7 | 9459.7817
2028-08-26 | 8 | 9569.0003
2028-08-26 | 9 | 9835.586
2028-08-26 | 10 | 10094.6277
2028-08-26 | 11 | 10269.2869
2028-08-26 | 12 | 10382.0791
2028-08-26 | 13 | 10410.0457
2028-08-26 | 14 | 10382.8533
2028-08-26 | 15 | 10335.1145
2028-08-26 | 16 | 10544.1979
2028-08-26 | 17 | 10673.0335
2028-08-26 | 18 | 10722.6177
2028-08-26 | 19 | 10594.634
2028-08-26 | 20 | 10438.5459
2028-08-26 | 21 | 10416.2406
2028-08-26 | 22 | 10411.461
2028-08-26 | 23 | 10183.2586
2028-08-26 | 24 | 9922.0994
2028-08-27 | 1 | 9682.5018
2028-08-27 | 2 | 9498.1035
2028-08-27 | 3 | 9385.583
2028-08-27 | 4 | 9322.7897
2028-08-27 | 5 | 9298.2939
2028-08-27 | 6 | 9377.1268
2028-08-27 | 7 | 9421.7004
2028-08-27 | 8 | 9451.9587
2028-08-27 | 9 | 9615.3989
2028-08-27 | 10 | 9842.51
2028-08-27 | 11 | 10028.5406
2028-08-27 | 12 | 10136.4463
2028-08-27 | 13 | 10147.2741
2028-08-27 | 14 | 10268.2441
2028-08-27 | 15 | 10247.7462
2028-08-27 | 16 | 10332.1531
2028-08-27 | 17 | 10386.3498
2028-08-27 | 18 | 10431.7097
2028-08-27 | 19 | 10487.9431
2028-08-27 | 20 | 10355.1494
2028-08-27 | 21 | 10339.5465
2028-08-27 | 22 | 10307.3509
2028-08-27 | 23 | 10011.1596
2028-08-27 | 24 | 9709.0358
2028-08-28 | 1 | 9465.5174
2028-08-28 | 2 | 9354.9304
2028-08-28 | 3 | 9293.2654
2028-08-28 | 4 | 9244.2549
2028-08-28 | 5 | 9281.2237
2028-08-28 | 6 | 9460.1497
2028-08-28 | 7 | 9685.6938
2028-08-28 | 8 | 10029.8546
2028-08-28 | 9 | 10274.361
2028-08-28 | 10 | 10427.0286
2028-08-28 | 11 | 10486.9221
2028-08-28 | 12 | 10508.2446
2028-08-28 | 13 | 10526.0779
2028-08-28 | 14 | 10572.9465
2028-08-28 | 15 | 10638.6087
2028-08-28 | 16 | 10677.3817
2028-08-28 | 17 | 10725.441
2028-08-28 | 18 | 10710.5431
2028-08-28 | 19 | 10601.0182
2028-08-28 | 20 | 10586.9278
2028-08-28 | 21 | 10634.0279
2028-08-28 | 22 | 10548.6709
2028-08-28 | 23 | 10215.6394
2028-08-28 | 24 | 9849.7541
2028-08-29 | 1 | 9513.4591
2028-08-29 | 2 | 9303.8387
2028-08-29 | 3 | 9248.016
2028-08-29 | 4 | 9217.7242
2028-08-29 | 5 | 9248.186
2028-08-29 | 6 | 9421.6021
2028-08-29 | 7 | 9651.2717
2028-08-29 | 8 | 10025.3565
2028-08-29 | 9 | 10281.7465
2028-08-29 | 10 | 10446.6394
2028-08-29 | 11 | 10525.3937
2028-08-29 | 12 | 10559.8387
2028-08-29 | 13 | 10567.4709
2028-08-29 | 14 | 10601.3738
2028-08-29 | 15 | 10656.7227
2028-08-29 | 16 | 10694.7329
2028-08-29 | 17 | 10748.1877
2028-08-29 | 18 | 10755.4885
2028-08-29 | 19 | 10573.5629
2028-08-29 | 20 | 10522.8041
2028-08-29 | 21 | 10544.5007
2028-08-29 | 22 | 10419.7832
2028-08-29 | 23 | 10071.1271
2028-08-29 | 24 | 9739.025
2028-08-30 | 1 | 9456.6279
2028-08-30 | 2 | 9300.7195
2028-08-30 | 3 | 9219.5417
2028-08-30 | 4 | 9183.2094
2028-08-30 | 5 | 9183.5497
2028-08-30 | 6 | 9352.5981
2028-08-30 | 7 | 9566.6415
2028-08-30 | 8 | 9953.6365
2028-08-30 | 9 | 10245.9754
2028-08-30 | 10 | 10400.6803
2028-08-30 | 11 | 10477.5012
2028-08-30 | 12 | 10582.7516
2028-08-30 | 13 | 10567.9292
2028-08-30 | 14 | 10620.6103
2028-08-30 | 15 | 10669.0618
2028-08-30 | 16 | 10750.3539
2028-08-30 | 17 | 10819.4731
2028-08-30 | 18 | 10828.2283
2028-08-30 | 19 | 10700.8254
2028-08-30 | 20 | 10667.2256
2028-08-30 | 21 | 10645.768
2028-08-30 | 22 | 10537.4493
2028-08-30 | 23 | 10251.851
2028-08-30 | 24 | 9816.6407
2028-08-31 | 1 | 9579.9309
2028-08-31 | 2 | 9440.0521
2028-08-31 | 3 | 9321.5285
2028-08-31 | 4 | 9293.635
2028-08-31 | 5 | 9305.0341
2028-08-31 | 6 | 9478.054
2028-08-31 | 7 | 9656.218
2028-08-31 | 8 | 10038.3306
2028-08-31 | 9 | 10344.3595
2028-08-31 | 10 | 10540.1681
2028-08-31 | 11 | 10627.1405
2028-08-31 | 12 | 10614.245
2028-08-31 | 13 | 10568.9512
2028-08-31 | 14 | 10603.9218
2028-08-31 | 15 | 10561.0966
2028-08-31 | 16 | 10565.0825
2028-08-31 | 17 | 10570.8505
2028-08-31 | 18 | 10510.2324
2028-08-31 | 19 | 10397.8283
2028-08-31 | 20 | 10345.1302
2028-08-31 | 21 | 10427.0848
2028-08-31 | 22 | 10364.4507
2028-08-31 | 23 | 10049.4407
2028-08-31 | 24 | 9750.6511
2028-09-01 | 1 | 9478.5648
2028-09-01 | 2 | 9325.278
2028-09-01 | 3 | 9231.3818
2028-09-01 | 4 | 9183.6374
2028-09-01 | 5 | 9210.1398
2028-09-01 | 6 | 9370.5697
2028-09-01 | 7 | 9563.3962
2028-09-01 | 8 | 9916.6528
2028-09-01 | 9 | 10214.906
2028-09-01 | 10 | 10326.3976
2028-09-01 | 11 | 10409.6803
2028-09-01 | 12 | 10361.9702
2028-09-01 | 13 | 10358.3746
2028-09-01 | 14 | 10321.9874
2028-09-01 | 15 | 10312.6723
2028-09-01 | 16 | 10304.0023
2028-09-01 | 17 | 10312.7534
2028-09-01 | 18 | 10348.167
2028-09-01 | 19 | 10259.4132
2028-09-01 | 20 | 10234.7065
2028-09-01 | 21 | 10385.3439
2028-09-01 | 22 | 10281.6358
2028-09-01 | 23 | 10014.3644
2028-09-01 | 24 | 9705.1987
2028-09-02 | 1 | 9464.6758
2028-09-02 | 2 | 9286.5065
2028-09-02 | 3 | 9181.3322
2028-09-02 | 4 | 9122.5
2028-09-02 | 5 | 9096.72
2028-09-02 | 6 | 9192.5423
2028-09-02 | 7 | 9172.4364
2028-09-02 | 8 | 9373.4097
2028-09-02 | 9 | 9524.915
2028-09-02 | 10 | 9718.1149
2028-09-02 | 11 | 9892.59
2028-09-02 | 12 | 9950.9443
2028-09-02 | 13 | 9982.8599
2028-09-02 | 14 | 10013.251
2028-09-02 | 15 | 10027.189
2028-09-02 | 16 | 10028.2832
2028-09-02 | 17 | 10107.6346
2028-09-02 | 18 | 10151.1394
2028-09-02 | 19 | 10157.6987
2028-09-02 | 20 | 10087.4827
2028-09-02 | 21 | 10122.7795
2028-09-02 | 22 | 10078.2691
2028-09-02 | 23 | 9850.3787
2028-09-02 | 24 | 9606.6735
2028-09-03 | 1 | 9376.9975
2028-09-03 | 2 | 9303.3325
2028-09-03 | 3 | 9207.6446
2028-09-03 | 4 | 9155.3001
2028-09-03 | 5 | 9172.6322
2028-09-03 | 6 | 9223.3136
2028-09-03 | 7 | 9198.5901
2028-09-03 | 8 | 9395.3808
2028-09-03 | 9 | 9603.8372
2028-09-03 | 10 | 9850.7283
2028-09-03 | 11 | 9976.7276
2028-09-03 | 12 | 10062.7234
2028-09-03 | 13 | 10159.6582
2028-09-03 | 14 | 10142.2382
2028-09-03 | 15 | 10147.6943
2028-09-03 | 16 | 10223.8846
2028-09-03 | 17 | 10342.7643
2028-09-03 | 18 | 10347.5858
2028-09-03 | 19 | 10385.5508
2028-09-03 | 20 | 10309.4054
2028-09-03 | 21 | 10295.1861
2028-09-03 | 22 | 10173.867
2028-09-03 | 23 | 9931.6134
2028-09-03 | 24 | 9659.8059
2028-09-04 | 1 | 9425.9882
2028-09-04 | 2 | 9274.7985
2028-09-04 | 3 | 9166.8434
2028-09-04 | 4 | 9110.7329
2028-09-04 | 5 | 9114.9609
2028-09-04 | 6 | 9197.9481
2028-09-04 | 7 | 9167.3564
2028-09-04 | 8 | 9353.4536
2028-09-04 | 9 | 9563.9626
2028-09-04 | 10 | 9833.2982
2028-09-04 | 11 | 10057.724
2028-09-04 | 12 | 10108.6549
2028-09-04 | 13 | 10174.3063
2028-09-04 | 14 | 10199.4866
2028-09-04 | 15 | 10266.2103
2028-09-04 | 16 | 10265.8802
2028-09-04 | 17 | 10355.5339
2028-09-04 | 18 | 10394.9755
2028-09-04 | 19 | 10297.6063
2028-09-04 | 20 | 10241.7071
2028-09-04 | 21 | 10255.4424
2028-09-04 | 22 | 10204.5978
2028-09-04 | 23 | 9987.9869
2028-09-04 | 24 | 9707.0308
2028-09-05 | 1 | 9481.7135
2028-09-05 | 2 | 9329.9402
2028-09-05 | 3 | 9236.674
2028-09-05 | 4 | 9177.6786
2028-09-05 | 5 | 9247.5722
2028-09-05 | 6 | 9418.1376
2028-09-05 | 7 | 9588.2258
2028-09-05 | 8 | 9954.7766
2028-09-05 | 9 | 10209.2158
2028-09-05 | 10 | 10349.5387
2028-09-05 | 11 | 10402.0205
2028-09-05 | 12 | 10432.5439
2028-09-05 | 13 | 10423.7127
2028-09-05 | 14 | 10427.393
2028-09-05 | 15 | 10400.5629
2028-09-05 | 16 | 10405.0342
2028-09-05 | 17 | 10414.4439
2028-09-05 | 18 | 10419.8889
2028-09-05 | 19 | 10265.746
2028-09-05 | 20 | 10230.8649
2028-09-05 | 21 | 10343.76
2028-09-05 | 22 | 10218.5539
2028-09-05 | 23 | 9952.4955
2028-09-05 | 24 | 9637.6536
2028-09-06 | 1 | 9381.328
2028-09-06 | 2 | 9184.216
2028-09-06 | 3 | 9084.4377
2028-09-06 | 4 | 9044.3644
2028-09-06 | 5 | 9079.2283
2028-09-06 | 6 | 9208.9918
2028-09-06 | 7 | 9386.7081
2028-09-06 | 8 | 9853.1113
2028-09-06 | 9 | 10112.4123
2028-09-06 | 10 | 10234.385
2028-09-06 | 11 | 10281.8523
2028-09-06 | 12 | 10341.8991
2028-09-06 | 13 | 10295.4318
2028-09-06 | 14 | 10302.8863
2028-09-06 | 15 | 10345.8723
2028-09-06 | 16 | 10457.1816
2028-09-06 | 17 | 10448.7423
2028-09-06 | 18 | 10523.362
2028-09-06 | 19 | 10440.2352
2028-09-06 | 20 | 10363.4849
2028-09-06 | 21 | 10428.3853
2028-09-06 | 22 | 10257.5896
2028-09-06 | 23 | 9955.3944
2028-09-06 | 24 | 9585.2446
2028-09-07 | 1 | 9309.6424
2028-09-07 | 2 | 9200.7418
2028-09-07 | 3 | 9106.1806
2028-09-07 | 4 | 9069.3264
2028-09-07 | 5 | 9105.7151
2028-09-07 | 6 | 9310.9641
2028-09-07 | 7 | 9523.9354
2028-09-07 | 8 | 9980.5842
2028-09-07 | 9 | 10165.0919
2028-09-07 | 10 | 10363.6072
2028-09-07 | 11 | 10494.0858
2028-09-07 | 12 | 10690.8902
2028-09-07 | 13 | 10816.1867
2028-09-07 | 14 | 10951.0481
2028-09-07 | 15 | 11062.2412
2028-09-07 | 16 | 11175.2238
2028-09-07 | 17 | 11250.1893
2028-09-07 | 18 | 11218.5049
2028-09-07 | 19 | 11027.7884
2028-09-07 | 20 | 10822.2341
2028-09-07 | 21 | 10641.8703
2028-09-07 | 22 | 10430.3538
2028-09-07 | 23 | 10083.7737
2028-09-07 | 24 | 9757.181
2028-09-08 | 1 | 9469.6206
2028-09-08 | 2 | 9286.7005
2028-09-08 | 3 | 9185.6083
2028-09-08 | 4 | 9131.6092
2028-09-08 | 5 | 9170.5302
2028-09-08 | 6 | 9345.0405
2028-09-08 | 7 | 9599.5774
2028-09-08 | 8 | 10028.5562
2028-09-08 | 9 | 10288.3165
2028-09-08 | 10 | 10476.9559
2028-09-08 | 11 | 10666.5963
2028-09-08 | 12 | 10776.7738
2028-09-08 | 13 | 10870.1392
2028-09-08 | 14 | 10926.4273
2028-09-08 | 15 | 10869.7886
2028-09-08 | 16 | 11006.3865
2028-09-08 | 17 | 10921.409
2028-09-08 | 18 | 10921.9034
2028-09-08 | 19 | 10650.2259
2028-09-08 | 20 | 10479.7597
2028-09-08 | 21 | 10509.4077
2028-09-08 | 22 | 10265.072
2028-09-08 | 23 | 9985.4128
2028-09-08 | 24 | 9719.1103
2028-09-09 | 1 | 9399.3893
2028-09-09 | 2 | 9245.8813
2028-09-09 | 3 | 9129.7911
2028-09-09 | 4 | 9072.472
2028-09-09 | 5 | 9073.361
2028-09-09 | 6 | 9159.7576
2028-09-09 | 7 | 9187.3153
2028-09-09 | 8 | 9351.5775
2028-09-09 | 9 | 9492.6961
2028-09-09 | 10 | 9776.4625
2028-09-09 | 11 | 9992.1865
2028-09-09 | 12 | 10092.4499
2028-09-09 | 13 | 10144.5804
2028-09-09 | 14 | 10219.2472
2028-09-09 | 15 | 10255.9311
2028-09-09 | 16 | 10365.0282
2028-09-09 | 17 | 10498.4339
2028-09-09 | 18 | 10449.1447
2028-09-09 | 19 | 10292.3372
2028-09-09 | 20 | 10224.0855
2028-09-09 | 21 | 10285.698
2028-09-09 | 22 | 10136.1052
2028-09-09 | 23 | 9908.5547
2028-09-09 | 24 | 9655.4451
2028-09-10 | 1 | 9389.2606
2028-09-10 | 2 | 9227.9524
2028-09-10 | 3 | 9063.1139
2028-09-10 | 4 | 8979.6072
2028-09-10 | 5 | 8966.3899
2028-09-10 | 6 | 9040.8997
2028-09-10 | 7 | 9055.4414
2028-09-10 | 8 | 9208.55
2028-09-10 | 9 | 9329.1329
2028-09-10 | 10 | 9581.4492
2028-09-10 | 11 | 9793.6047
2028-09-10 | 12 | 9918.8279
2028-09-10 | 13 | 10278.5591
2028-09-10 | 14 | 10407.5777
2028-09-10 | 15 | 10218.2481
2028-09-10 | 16 | 10340.4984
2028-09-10 | 17 | 10423.2511
2028-09-10 | 18 | 10635.5227
2028-09-10 | 19 | 10534.9709
2028-09-10 | 20 | 10307.7069
2028-09-10 | 21 | 10303.8453
2028-09-10 | 22 | 10135.7556
2028-09-10 | 23 | 9912.9023
2028-09-10 | 24 | 9583.9782
2028-09-11 | 1 | 9316.6693
2028-09-11 | 2 | 9223.4884
2028-09-11 | 3 | 9142.8063
2028-09-11 | 4 | 9084.7374
2028-09-11 | 5 | 9084.2766
2028-09-11 | 6 | 9267.3194
2028-09-11 | 7 | 9599.4865
2028-09-11 | 8 | 10045.641
2028-09-11 | 9 | 10157.995
2028-09-11 | 10 | 10346.1066
2028-09-11 | 11 | 10528.3641
2028-09-11 | 12 | 10698.1622
2028-09-11 | 13 | 10904.7677
2028-09-11 | 14 | 11082.7426
2028-09-11 | 15 | 11110.8917
2028-09-11 | 16 | 11153.0222
2028-09-11 | 17 | 11258.833
2028-09-11 | 18 | 11116.2295
2028-09-11 | 19 | 10760.0909
2028-09-11 | 20 | 10651.6974
2028-09-11 | 21 | 10681.0105
2028-09-11 | 22 | 10537.5157
2028-09-11 | 23 | 10266.0951
2028-09-11 | 24 | 9854.8687
2028-09-12 | 1 | 9593.1158
2028-09-12 | 2 | 9351.7587
2028-09-12 | 3 | 9235.7741
2028-09-12 | 4 | 9198.059
2028-09-12 | 5 | 9267.2806
2028-09-12 | 6 | 9417.6739
2028-09-12 | 7 | 9734.5337
2028-09-12 | 8 | 10154.7445
2028-09-12 | 9 | 10251.8651
2028-09-12 | 10 | 10315.0749
2028-09-12 | 11 | 10323.5909
2028-09-12 | 12 | 10323.9712
2028-09-12 | 13 | 10301.3294
2028-09-12 | 14 | 10298.0692
2028-09-12 | 15 | 10276.3146
2028-09-12 | 16 | 10277.392
2028-09-12 | 17 | 10294.7927
2028-09-12 | 18 | 10307.9567
2028-09-12 | 19 | 10231.159
2028-09-12 | 20 | 10207.429
2028-09-12 | 21 | 10344.6795
2028-09-12 | 22 | 10172.041
2028-09-12 | 23 | 9848.6462
2028-09-12 | 24 | 9509.0921
2028-09-13 | 1 | 9286.1055
2028-09-13 | 2 | 9107.3063
2028-09-13 | 3 | 9031.6743
2028-09-13 | 4 | 9009.0484
2028-09-13 | 5 | 9038.9037
2028-09-13 | 6 | 9194.6324
2028-09-13 | 7 | 9525.134
2028-09-13 | 8 | 9946.0447
2028-09-13 | 9 | 10098.2335
2028-09-13 | 10 | 10201.8871
2028-09-13 | 11 | 10184.1129
2028-09-13 | 12 | 10153.4513
2028-09-13 | 13 | 10236.6256
2028-09-13 | 14 | 10169.3311
2028-09-13 | 15 | 10181.6876
2028-09-13 | 16 | 10325.4171
2028-09-13 | 17 | 10401.681
2028-09-13 | 18 | 10398.451
2028-09-13 | 19 | 10259.6166
2028-09-13 | 20 | 10203.7923
2028-09-13 | 21 | 10367.8317
2028-09-13 | 22 | 10216.9794
2028-09-13 | 23 | 9922.697
2028-09-13 | 24 | 9570.544
2028-09-14 | 1 | 9302.1808
2028-09-14 | 2 | 9161.5092
2028-09-14 | 3 | 9071.5312
2028-09-14 | 4 | 9032.6705
2028-09-14 | 5 | 9057.9104
2028-09-14 | 6 | 9200.2339
2028-09-14 | 7 | 9517.3645
2028-09-14 | 8 | 9936.3119
2028-09-14 | 9 | 10091.1131
2028-09-14 | 10 | 10237.3658
2028-09-14 | 11 | 10280.1703
2028-09-14 | 12 | 10335.0402
2028-09-14 | 13 | 10352.376
2028-09-14 | 14 | 10360.4398
2028-09-14 | 15 | 10362.4923
2028-09-14 | 16 | 10411.3119
2028-09-14 | 17 | 10442.1694
2028-09-14 | 18 | 10438.0326
2028-09-14 | 19 | 10302.0894
2028-09-14 | 20 | 10164.9733
2028-09-14 | 21 | 10306.3681
2028-09-14 | 22 | 10171.14
2028-09-14 | 23 | 9858.6171
2028-09-14 | 24 | 9599.6652
2028-09-15 | 1 | 9304.3665
2028-09-15 | 2 | 9206.3055
2028-09-15 | 3 | 9119.2868
2028-09-15 | 4 | 9093.6349
2028-09-15 | 5 | 9118.2508
2028-09-15 | 6 | 9271.4111
2028-09-15 | 7 | 9594.3378
2028-09-15 | 8 | 10001.3996
2028-09-15 | 9 | 10126.4069
2028-09-15 | 10 | 10279.284
2028-09-15 | 11 | 10377.4455
2028-09-15 | 12 | 10429.629
2028-09-15 | 13 | 10452.014
2028-09-15 | 14 | 10453.2878
2028-09-15 | 15 | 10425.0238
2028-09-15 | 16 | 10445.8495
2028-09-15 | 17 | 10432.8858
2028-09-15 | 18 | 10350.0773
2028-09-15 | 19 | 10222.8024
2028-09-15 | 20 | 10153.1732
2028-09-15 | 21 | 10243.3401
2028-09-15 | 22 | 10099.6819
2028-09-15 | 23 | 9832.0778
2028-09-15 | 24 | 9537.1574
2028-09-16 | 1 | 9287.0711
2028-09-16 | 2 | 9150.0229
2028-09-16 | 3 | 9041.361
2028-09-16 | 4 | 8979.4841
2028-09-16 | 5 | 8981.5848
2028-09-16 | 6 | 9024.5718
2028-09-16 | 7 | 9133.4206
2028-09-16 | 8 | 9352.126
2028-09-16 | 9 | 9447.3562
2028-09-16 | 10 | 9654.8072
2028-09-16 | 11 | 9734.7749
2028-09-16 | 12 | 9866.8332
2028-09-16 | 13 | 9893.5817
2028-09-16 | 14 | 9875.3401
2028-09-16 | 15 | 9845.6852
2028-09-16 | 16 | 9836.3882
2028-09-16 | 17 | 9862.5047
2028-09-16 | 18 | 9877.0122
2028-09-16 | 19 | 9869.5575
2028-09-16 | 20 | 9874.4286
2028-09-16 | 21 | 10026.2414
2028-09-16 | 22 | 9922.1136
2028-09-16 | 23 | 9736.0783
2028-09-16 | 24 | 9499.8215
2028-09-17 | 1 | 9273.3516
2028-09-17 | 2 | 9119.6153
2028-09-17 | 3 | 9021.4671
2028-09-17 | 4 | 8968.9277
2028-09-17 | 5 | 8952.792
2028-09-17 | 6 | 8989.1539
2028-09-17 | 7 | 9108.9699
2028-09-17 | 8 | 9253.8546
2028-09-17 | 9 | 9273.6077
2028-09-17 | 10 | 9463.0128
2028-09-17 | 11 | 9526.0026
2028-09-17 | 12 | 9562.963
2028-09-17 | 13 | 9508.6138
2028-09-17 | 14 | 9601.9555
2028-09-17 | 15 | 9600.6389
2028-09-17 | 16 | 9651.0038
2028-09-17 | 17 | 9808.8369
2028-09-17 | 18 | 9883.5101
2028-09-17 | 19 | 9896.9281
2028-09-17 | 20 | 9925.2213
2028-09-17 | 21 | 10052.4345
2028-09-17 | 22 | 9938.6303
2028-09-17 | 23 | 9701.9113
2028-09-17 | 24 | 9399.9343
2028-09-18 | 1 | 9191.8882
2028-09-18 | 2 | 9104.8604
2028-09-18 | 3 | 8985.7736
2028-09-18 | 4 | 8950.2094
2028-09-18 | 5 | 9061.9609
2028-09-18 | 6 | 9179.8795
2028-09-18 | 7 | 9517.7417
2028-09-18 | 8 | 9916.067
2028-09-18 | 9 | 10053.5376
2028-09-18 | 10 | 10183.0477
2028-09-18 | 11 | 10225.9843
2028-09-18 | 12 | 10173.6462
2028-09-18 | 13 | 10207.8131
2028-09-18 | 14 | 10188.8251
2028-09-18 | 15 | 10133.5242
2028-09-18 | 16 | 10178.5473
2028-09-18 | 17 | 10215.4883
2028-09-18 | 18 | 10256.9621
2028-09-18 | 19 | 10245.3917
2028-09-18 | 20 | 10256.796
2028-09-18 | 21 | 10342.5465
2028-09-18 | 22 | 10224.3068
2028-09-18 | 23 | 9916.4827
2028-09-18 | 24 | 9589.0618
2028-09-19 | 1 | 9322.84
2028-09-19 | 2 | 9143.8981
2028-09-19 | 3 | 9034.3417
2028-09-19 | 4 | 8949.6214
2028-09-19 | 5 | 8976.23
2028-09-19 | 6 | 9151.4025
2028-09-19 | 7 | 9529.2653
2028-09-19 | 8 | 9964.0306
2028-09-19 | 9 | 10102.7287
2028-09-19 | 10 | 10228.7251
2028-09-19 | 11 | 10221.1975
2028-09-19 | 12 | 10260.2733
2028-09-19 | 13 | 10224.8325
2028-09-19 | 14 | 10081.4044
2028-09-19 | 15 | 10081.6858
2028-09-19 | 16 | 10150.01
2028-09-19 | 17 | 10169.5166
2028-09-19 | 18 | 10229.3324
2028-09-19 | 19 | 10209.2975
2028-09-19 | 20 | 10327.8465
2028-09-19 | 21 | 10377.6492
2028-09-19 | 22 | 10220.5618
2028-09-19 | 23 | 9974.6161
2028-09-19 | 24 | 9645.6246
2028-09-20 | 1 | 9398.0173
2028-09-20 | 2 | 9201.3022
2028-09-20 | 3 | 9148.1767
2028-09-20 | 4 | 9132.8477
2028-09-20 | 5 | 9202.4355
2028-09-20 | 6 | 9360.8795
2028-09-20 | 7 | 9680.3935
2028-09-20 | 8 | 10091.4931
2028-09-20 | 9 | 10261.5397
2028-09-20 | 10 | 10437.2511
2028-09-20 | 11 | 10371.0676
2028-09-20 | 12 | 10334.1319
2028-09-20 | 13 | 10294.6865
2028-09-20 | 14 | 10360.5872
2028-09-20 | 15 | 10285.8443
2028-09-20 | 16 | 10323.6276
2028-09-20 | 17 | 10316.7814
2028-09-20 | 18 | 10448.5078
2028-09-20 | 19 | 10427.367
2028-09-20 | 20 | 10563.1212
2028-09-20 | 21 | 10681.0144
2028-09-20 | 22 | 10525.7791
2028-09-20 | 23 | 10230.8186
2028-09-20 | 24 | 9880.1866
2028-09-21 | 1 | 9564.5353
2028-09-21 | 2 | 9431.9315
2028-09-21 | 3 | 9334.9605
2028-09-21 | 4 | 9299.2137
2028-09-21 | 5 | 9316.3235
2028-09-21 | 6 | 9447.6213
2028-09-21 | 7 | 9771.5514
2028-09-21 | 8 | 10158.1966
2028-09-21 | 9 | 10361.5563
2028-09-21 | 10 | 10531.2807
2028-09-21 | 11 | 10520.6202
2028-09-21 | 12 | 10444.9538
2028-09-21 | 13 | 10319.8472
2028-09-21 | 14 | 10285.7307
2028-09-21 | 15 | 10249.3443
2028-09-21 | 16 | 10233.3099
2028-09-21 | 17 | 10317.5566
2028-09-21 | 18 | 10298.2067
2028-09-21 | 19 | 10344.8419
2028-09-21 | 20 | 10484.806
2028-09-21 | 21 | 10579.3942
2028-09-21 | 22 | 10456.7177
2028-09-21 | 23 | 10177.431
2028-09-21 | 24 | 9860.8969
2028-09-22 | 1 | 9621.7439
2028-09-22 | 2 | 9449.2516
2028-09-22 | 3 | 9360.3315
2028-09-22 | 4 | 9316.943
2028-09-22 | 5 | 9357.892
2028-09-22 | 6 | 9486.7926
2028-09-22 | 7 | 9808.9685
2028-09-22 | 8 | 10164.5254
2028-09-22 | 9 | 10330.8675
2028-09-22 | 10 | 10391.2539
2028-09-22 | 11 | 10350.8897
2028-09-22 | 12 | 10331.9798
2028-09-22 | 13 | 10307.9219
2028-09-22 | 14 | 10291.093
2028-09-22 | 15 | 10268.6987
2028-09-22 | 16 | 10241.0476
2028-09-22 | 17 | 10242.6478
2028-09-22 | 18 | 10052.4023
2028-09-22 | 19 | 10096.3169
2028-09-22 | 20 | 10176.4778
2028-09-22 | 21 | 10258.2232
2028-09-22 | 22 | 10125.7931
2028-09-22 | 23 | 9872.6962
2028-09-22 | 24 | 9567.2852
2028-09-23 | 1 | 9300.4129
2028-09-23 | 2 | 9138.514
2028-09-23 | 3 | 9012.2455
2028-09-23 | 4 | 8968.4638
2028-09-23 | 5 | 8974.2754
2028-09-23 | 6 | 9041.1043
2028-09-23 | 7 | 9213.5377
2028-09-23 | 8 | 9365.874
2028-09-23 | 9 | 9455.9749
2028-09-23 | 10 | 9620.3226
2028-09-23 | 11 | 9657.6867
2028-09-23 | 12 | 9678.175
2028-09-23 | 13 | 9696.0782
2028-09-23 | 14 | 9709.2523
2028-09-23 | 15 | 9804.9804
2028-09-23 | 16 | 9753.4376
2028-09-23 | 17 | 9804.3582
2028-09-23 | 18 | 9908.2842
2028-09-23 | 19 | 9886.8549
2028-09-23 | 20 | 9939.9557
2028-09-23 | 21 | 9979.9453
2028-09-23 | 22 | 9867.5986
2028-09-23 | 23 | 9670.9978
2028-09-23 | 24 | 9427.4913
2028-09-24 | 1 | 9241.8566
2028-09-24 | 2 | 9093.9096
2028-09-24 | 3 | 9041.4663
2028-09-24 | 4 | 9008.2535
2028-09-24 | 5 | 9002.4894
2028-09-24 | 6 | 9042.0576
2028-09-24 | 7 | 9175.5623
2028-09-24 | 8 | 9214.2806
2028-09-24 | 9 | 9294.7897
2028-09-24 | 10 | 9431.5916
2028-09-24 | 11 | 9611.5634
2028-09-24 | 12 | 9545.4
2028-09-24 | 13 | 9579.6167
2028-09-24 | 14 | 9584.5203
2028-09-24 | 15 | 9584.1902
2028-09-24 | 16 | 9632.0508
2028-09-24 | 17 | 9709.8462
2028-09-24 | 18 | 9770.7086
2028-09-24 | 19 | 9819.2399
2028-09-24 | 20 | 9988.627
2028-09-24 | 21 | 10046.5591
2028-09-24 | 22 | 9925.5807
2028-09-24 | 23 | 9736.9645
2028-09-24 | 24 | 9444.9368
2028-09-25 | 1 | 9261.1223
2028-09-25 | 2 | 9171.0025
2028-09-25 | 3 | 9067.3798
2028-09-25 | 4 | 9052.3842
2028-09-25 | 5 | 9080.842
2028-09-25 | 6 | 9207.4708
2028-09-25 | 7 | 9578.5744
2028-09-25 | 8 | 9947.2506
2028-09-25 | 9 | 10173.9777
2028-09-25 | 10 | 10212.9444
2028-09-25 | 11 | 10163.8093
2028-09-25 | 12 | 10117.1878
2028-09-25 | 13 | 10049.6808
2028-09-25 | 14 | 10081.9515
2028-09-25 | 15 | 10072.8735
2028-09-25 | 16 | 10075.0208
2028-09-25 | 17 | 10105.9616
2028-09-25 | 18 | 10175.5938
2028-09-25 | 19 | 10147.1245
2028-09-25 | 20 | 10307.1099
2028-09-25 | 21 | 10395.7682
2028-09-25 | 22 | 10246.6973
2028-09-25 | 23 | 9968.7817
2028-09-25 | 24 | 9606.7275
2028-09-26 | 1 | 9328.7913
2028-09-26 | 2 | 9138.7126
2028-09-26 | 3 | 9061.4198
2028-09-26 | 4 | 9028.0847
2028-09-26 | 5 | 9078.103
2028-09-26 | 6 | 9185.5246
2028-09-26 | 7 | 9527.6218
2028-09-26 | 8 | 9889.7803
2028-09-26 | 9 | 10086.8208
2028-09-26 | 10 | 10204.4427
2028-09-26 | 11 | 10204.0951
2028-09-26 | 12 | 10281.5887
2028-09-26 | 13 | 10281.7379
2028-09-26 | 14 | 10249.3867
2028-09-26 | 15 | 10215.5715
2028-09-26 | 16 | 10244.3
2028-09-26 | 17 | 10347.4327
2028-09-26 | 18 | 10330.7143
2028-09-26 | 19 | 10227.9899
2028-09-26 | 20 | 10319.6199
2028-09-26 | 21 | 10354.2228
2028-09-26 | 22 | 10228.6281
2028-09-26 | 23 | 9902.4952
2028-09-26 | 24 | 9565.2204
2028-09-27 | 1 | 9284.8638
2028-09-27 | 2 | 9093.4651
2028-09-27 | 3 | 9017.6534
2028-09-27 | 4 | 8993.9335
2028-09-27 | 5 | 9115.575
2028-09-27 | 6 | 9312.4167
2028-09-27 | 7 | 9701.7732
2028-09-27 | 8 | 10074.5071
2028-09-27 | 9 | 10243.3458
2028-09-27 | 10 | 10324.7773
2028-09-27 | 11 | 10305.0178
2028-09-27 | 12 | 10284.8049
2028-09-27 | 13 | 10179.7107
2028-09-27 | 14 | 10159.2092
2028-09-27 | 15 | 10147.0972
2028-09-27 | 16 | 10396.8603
2028-09-27 | 17 | 10411.3764
2028-09-27 | 18 | 10431.0414
2028-09-27 | 19 | 10372.6771
2028-09-27 | 20 | 10435.8078
2028-09-27 | 21 | 10450.976
2028-09-27 | 22 | 10353.1973
2028-09-27 | 23 | 10088.8782
2028-09-27 | 24 | 9752.4655
2028-09-28 | 1 | 9475.7112
2028-09-28 | 2 | 9329.6558
2028-09-28 | 3 | 9287.9309
2028-09-28 | 4 | 9240.2652
2028-09-28 | 5 | 9282.0514
2028-09-28 | 6 | 9461.75
2028-09-28 | 7 | 9909.4746
2028-09-28 | 8 | 10264.6068
2028-09-28 | 9 | 10513.8477
2028-09-28 | 10 | 10466.0804
2028-09-28 | 11 | 10319.7856
2028-09-28 | 12 | 10199.8541
2028-09-28 | 13 | 10116.4588
2028-09-28 | 14 | 10096.4036
2028-09-28 | 15 | 10072.3723
2028-09-28 | 16 | 10057.5809
2028-09-28 | 17 | 10066.7443
2028-09-28 | 18 | 10064.402
2028-09-28 | 19 | 10052.0837
2028-09-28 | 20 | 10247.9798
2028-09-28 | 21 | 10292.3489
2028-09-28 | 22 | 10170.1208
2028-09-28 | 23 | 9919.8003
2028-09-28 | 24 | 9603.0822
2028-09-29 | 1 | 9337.0638
2028-09-29 | 2 | 9134.9697
2028-09-29 | 3 | 9074.8755
2028-09-29 | 4 | 9025.8943
2028-09-29 | 5 | 9004.4891
2028-09-29 | 6 | 9149.6853
2028-09-29 | 7 | 9515.9346
2028-09-29 | 8 | 9829.5246
2028-09-29 | 9 | 10077.9567
2028-09-29 | 10 | 10209.5848
2028-09-29 | 11 | 10219.3177
2028-09-29 | 12 | 10199.0944
2028-09-29 | 13 | 10203.7377
2028-09-29 | 14 | 10189.9218
2028-09-29 | 15 | 10195.5806
2028-09-29 | 16 | 10206.7756
2028-09-29 | 17 | 10237.8974
2028-09-29 | 18 | 10262.0713
2028-09-29 | 19 | 10173.632
2028-09-29 | 20 | 10312.8179
2028-09-29 | 21 | 10300.0348
2028-09-29 | 22 | 10153.1329
2028-09-29 | 23 | 9911.5888
2028-09-29 | 24 | 9610.2372
2028-09-30 | 1 | 9325.0234
2028-09-30 | 2 | 9138.4834
2028-09-30 | 3 | 9023.8666
2028-09-30 | 4 | 8997.4349
2028-09-30 | 5 | 9001.7039
2028-09-30 | 6 | 9084.038
2028-09-30 | 7 | 9245.3548
2028-09-30 | 8 | 9382.1796
2028-09-30 | 9 | 9504.0203
2028-09-30 | 10 | 9646.1002
2028-09-30 | 11 | 9712.1406
2028-09-30 | 12 | 9751.6507
2028-09-30 | 13 | 9743.1685
2028-09-30 | 14 | 9723.9619
2028-09-30 | 15 | 9697.1708
2028-09-30 | 16 | 9696.8422
2028-09-30 | 17 | 9751.3722
2028-09-30 | 18 | 9833.7197
2028-09-30 | 19 | 9846.492
2028-09-30 | 20 | 10042.8589
2028-09-30 | 21 | 10062.2929
2028-09-30 | 22 | 9929.3319
2028-09-30 | 23 | 9737.2506
2028-09-30 | 24 | 9497.2621
2028-10-01 | 1 | 9272.01
2028-10-01 | 2 | 9299.6124
2028-10-01 | 3 | 9200.5347
2028-10-01 | 4 | 9198.6445
2028-10-01 | 5 | 9204.0112
2028-10-01 | 6 | 9250.1222
2028-10-01 | 7 | 9389.4119
2028-10-01 | 8 | 9388.7331
2028-10-01 | 9 | 9509.8395
2028-10-01 | 10 | 9667.3589
2028-10-01 | 11 | 9725.1164
2028-10-01 | 12 | 9750.184
2028-10-01 | 13 | 9755.2256
2028-10-01 | 14 | 9768.7254
2028-10-01 | 15 | 9757.8496
2028-10-01 | 16 | 9768.8183
2028-10-01 | 17 | 9849.8823
2028-10-01 | 18 | 9988.3676
2028-10-01 | 19 | 10060.5944
2028-10-01 | 20 | 10298.2908
2028-10-01 | 21 | 10320.0052
2028-10-01 | 22 | 10212.3092
2028-10-01 | 23 | 10032.107
2028-10-01 | 24 | 9739.1849
2028-10-02 | 1 | 9503.0475
2028-10-02 | 2 | 9415.4737
2028-10-02 | 3 | 9337.5328
2028-10-02 | 4 | 9351.0178
2028-10-02 | 5 | 9383.6298
2028-10-02 | 6 | 9475.5582
2028-10-02 | 7 | 9861.0523
2028-10-02 | 8 | 10194.5433
2028-10-02 | 9 | 10410.1536
2028-10-02 | 10 | 10466.4875
2028-10-02 | 11 | 10420.4951
2028-10-02 | 12 | 10356.5515
2028-10-02 | 13 | 10312.8728
2028-10-02 | 14 | 10286.7738
2028-10-02 | 15 | 10279.8268
2028-10-02 | 16 | 10278.091
2028-10-02 | 17 | 10287.9984
2028-10-02 | 18 | 10397.967
2028-10-02 | 19 | 10394.9715
2028-10-02 | 20 | 10573.7824
2028-10-02 | 21 | 10594.9768
2028-10-02 | 22 | 10494.4101
2028-10-02 | 23 | 10201.2962
2028-10-02 | 24 | 9820.2548
2028-10-03 | 1 | 9566.3974
2028-10-03 | 2 | 9442.5538
2028-10-03 | 3 | 9372.2098
2028-10-03 | 4 | 9351.8767
2028-10-03 | 5 | 9387.0819
2028-10-03 | 6 | 9552.9682
2028-10-03 | 7 | 9924.3651
2028-10-03 | 8 | 10300.0689
2028-10-03 | 9 | 10515.4738
2028-10-03 | 10 | 10571.9018
2028-10-03 | 11 | 10491.8851
2028-10-03 | 12 | 10416.1154
2028-10-03 | 13 | 10352.9832
2028-10-03 | 14 | 10302.2523
2028-10-03 | 15 | 10288.6049
2028-10-03 | 16 | 10282.5722
2028-10-03 | 17 | 10375.2494
2028-10-03 | 18 | 10411.2871
2028-10-03 | 19 | 10396.3543
2028-10-03 | 20 | 10659.2987
2028-10-03 | 21 | 10693.8012
2028-10-03 | 22 | 10591.3091
2028-10-03 | 23 | 10311.5426
2028-10-03 | 24 | 9964.9318
2028-10-04 | 1 | 9713.1781
2028-10-04 | 2 | 9540.9284
2028-10-04 | 3 | 9500.5512
2028-10-04 | 4 | 9445.6576
2028-10-04 | 5 | 9451.1328
2028-10-04 | 6 | 9620.3693
2028-10-04 | 7 | 9973.7748
2028-10-04 | 8 | 10307.0677
2028-10-04 | 9 | 10533.1752
2028-10-04 | 10 | 10528.8551
2028-10-04 | 11 | 10476.3346
2028-10-04 | 12 | 10392.0442
2028-10-04 | 13 | 10330.5112
2028-10-04 | 14 | 10301.4951
2028-10-04 | 15 | 10279.8238
2028-10-04 | 16 | 10290.7786
2028-10-04 | 17 | 10351.1353
2028-10-04 | 18 | 10408.5219
2028-10-04 | 19 | 10384.2045
2028-10-04 | 20 | 10641.4375
2028-10-04 | 21 | 10670.9385
2028-10-04 | 22 | 10549.7782
2028-10-04 | 23 | 10268.7866
2028-10-04 | 24 | 9887.9136
2028-10-05 | 1 | 9640.2002
2028-10-05 | 2 | 9472.4034
2028-10-05 | 3 | 9407.6342
2028-10-05 | 4 | 9415.3658
2028-10-05 | 5 | 9477.3699
2028-10-05 | 6 | 9593.7917
2028-10-05 | 7 | 9964.1653
2028-10-05 | 8 | 10296.4222
2028-10-05 | 9 | 10548.1723
2028-10-05 | 10 | 10536.9631
2028-10-05 | 11 | 10462.7258
2028-10-05 | 12 | 10439.2201
2028-10-05 | 13 | 10323.8646
2028-10-05 | 14 | 10359.3892
2028-10-05 | 15 | 10350.1308
2028-10-05 | 16 | 10340.708
2028-10-05 | 17 | 10373.7856
2028-10-05 | 18 | 10395.5586
2028-10-05 | 19 | 10351.2263
2028-10-05 | 20 | 10581.5706
2028-10-05 | 21 | 10562.7498
2028-10-05 | 22 | 10438.0039
2028-10-05 | 23 | 10215.6539
2028-10-05 | 24 | 9914.4135
2028-10-06 | 1 | 9653.0392
2028-10-06 | 2 | 9477.4619
2028-10-06 | 3 | 9338.3816
2028-10-06 | 4 | 9304.2118
2028-10-06 | 5 | 9320.7886
2028-10-06 | 6 | 9429.0497
2028-10-06 | 7 | 9783.8523
2028-10-06 | 8 | 10080.3269
2028-10-06 | 9 | 10338.6241
2028-10-06 | 10 | 10454.7846
2028-10-06 | 11 | 10489.2768
2028-10-06 | 12 | 10549.9694
2028-10-06 | 13 | 10326.0438
2028-10-06 | 14 | 10331.4602
2028-10-06 | 15 | 10280.4161
2028-10-06 | 16 | 10270.8053
2028-10-06 | 17 | 10282.0889
2028-10-06 | 18 | 10402.1904
2028-10-06 | 19 | 10317.0173
2028-10-06 | 20 | 10538.5898
2028-10-06 | 21 | 10480.5687
2028-10-06 | 22 | 10371.8605
2028-10-06 | 23 | 10097.6964
2028-10-06 | 24 | 9803.4018
2028-10-07 | 1 | 9553.5626
2028-10-07 | 2 | 9388.0583
2028-10-07 | 3 | 9282.6707
2028-10-07 | 4 | 9218.3516
2028-10-07 | 5 | 9247.6646
2028-10-07 | 6 | 9330.9567
2028-10-07 | 7 | 9499.6929
2028-10-07 | 8 | 9572.0784
2028-10-07 | 9 | 9766.374
2028-10-07 | 10 | 9879.8475
2028-10-07 | 11 | 9917.1363
2028-10-07 | 12 | 9914.4447
2028-10-07 | 13 | 9914.707
2028-10-07 | 14 | 9890.4893
2028-10-07 | 15 | 9887.1043
2028-10-07 | 16 | 10026.0427
2028-10-07 | 17 | 9936.8782
2028-10-07 | 18 | 10012.608
2028-10-07 | 19 | 10033.2867
2028-10-07 | 20 | 10247.9782
2028-10-07 | 21 | 10214.5815
2028-10-07 | 22 | 10106.5644
2028-10-07 | 23 | 9915.2936
2028-10-07 | 24 | 9669.1839
2028-10-08 | 1 | 9451.2393
2028-10-08 | 2 | 9304.0242
2028-10-08 | 3 | 9202.9684
2028-10-08 | 4 | 9149.3333
2028-10-08 | 5 | 9153.1737
2028-10-08 | 6 | 9234.7787
2028-10-08 | 7 | 9369.0645
2028-10-08 | 8 | 9399.1166
2028-10-08 | 9 | 9531.258
2028-10-08 | 10 | 9644.6964
2028-10-08 | 11 | 9709.4717
2028-10-08 | 12 | 9756.0611
2028-10-08 | 13 | 9786.1744
2028-10-08 | 14 | 9823.584
2028-10-08 | 15 | 9849.2638
2028-10-08 | 16 | 9867.0814
2028-10-08 | 17 | 9930.3542
2028-10-08 | 18 | 10024.6448
2028-10-08 | 19 | 10072.8021
2028-10-08 | 20 | 10271.4345
2028-10-08 | 21 | 10222.086
2028-10-08 | 22 | 10109.2911
2028-10-08 | 23 | 9871.3873
2028-10-08 | 24 | 9580.9261
2028-10-09 | 1 | 9356.3758
2028-10-09 | 2 | 9320.2528
2028-10-09 | 3 | 9220.2782
2028-10-09 | 4 | 9174.0923
2028-10-09 | 5 | 9202.7477
2028-10-09 | 6 | 9281.1161
2028-10-09 | 7 | 9449.7822
2028-10-09 | 8 | 9482.6046
2028-10-09 | 9 | 9654.9275
2028-10-09 | 10 | 9823.8373
2028-10-09 | 11 | 9915.5675
2028-10-09 | 12 | 9989.4522
2028-10-09 | 13 | 10121.2568
2028-10-09 | 14 | 9994.6913
2028-10-09 | 15 | 9972.6021
2028-10-09 | 16 | 9920.8437
2028-10-09 | 17 | 10070.8807
2028-10-09 | 18 | 10077.7387
2028-10-09 | 19 | 10106.5587
2028-10-09 | 20 | 10252.4551
2028-10-09 | 21 | 10199.1463
2028-10-09 | 22 | 10094.6666
2028-10-09 | 23 | 9898.1487
2028-10-09 | 24 | 9661.424
2028-10-10 | 1 | 9441.8143
2028-10-10 | 2 | 9297.319
2028-10-10 | 3 | 9191.6604
2028-10-10 | 4 | 9139.6013
2028-10-10 | 5 | 9186.6958
2028-10-10 | 6 | 9357.5985
2028-10-10 | 7 | 9725.6131
2028-10-10 | 8 | 10007.5845
2028-10-10 | 9 | 10301.0904
2028-10-10 | 10 | 10374.6873
2028-10-10 | 11 | 10397.5966
2028-10-10 | 12 | 10407.3638
2028-10-10 | 13 | 10444.0188
2028-10-10 | 14 | 10508.1565
2028-10-10 | 15 | 10352.3362
2028-10-10 | 16 | 10501.3339
2028-10-10 | 17 | 10533.6852
2028-10-10 | 18 | 10542.1319
2028-10-10 | 19 | 10457.3878
2028-10-10 | 20 | 10576.0206
2028-10-10 | 21 | 10506.9241
2028-10-10 | 22 | 10390.9754
2028-10-10 | 23 | 10059.264
2028-10-10 | 24 | 9697.405
2028-10-11 | 1 | 9423.6148
2028-10-11 | 2 | 9271.5971
2028-10-11 | 3 | 9172.9033
2028-10-11 | 4 | 9127.9351
2028-10-11 | 5 | 9171.1375
2028-10-11 | 6 | 9335.1641
2028-10-11 | 7 | 9709.2494
2028-10-11 | 8 | 9967.1886
2028-10-11 | 9 | 10198.3337
2028-10-11 | 10 | 10329.554
2028-10-11 | 11 | 10400.3704
2028-10-11 | 12 | 10279.1495
2028-10-11 | 13 | 10265.5649
2028-10-11 | 14 | 10278.0962
2028-10-11 | 15 | 10313.6646
2028-10-11 | 16 | 10348.2407
2028-10-11 | 17 | 10377.1433
2028-10-11 | 18 | 10550.177
2028-10-11 | 19 | 10436.6829
2028-10-11 | 20 | 10597.8004
2028-10-11 | 21 | 10515.2545
2028-10-11 | 22 | 10359.9939
2028-10-11 | 23 | 10070.8498
2028-10-11 | 24 | 9717.0942
2028-10-12 | 1 | 9417.8893
2028-10-12 | 2 | 9296.8491
2028-10-12 | 3 | 9212.9554
2028-10-12 | 4 | 9181.0554
2028-10-12 | 5 | 9214.5804
2028-10-12 | 6 | 9424.6637
2028-10-12 | 7 | 9796.7139
2028-10-12 | 8 | 10092.8902
2028-10-12 | 9 | 10372.3462
2028-10-12 | 10 | 10495.6219
2028-10-12 | 11 | 10545.1073
2028-10-12 | 12 | 10598.326
2028-10-12 | 13 | 10596.5292
2028-10-12 | 14 | 10613.8337
2028-10-12 | 15 | 10501.8825
2028-10-12 | 16 | 10398.586
2028-10-12 | 17 | 10408.0138
2028-10-12 | 18 | 10411.7914
2028-10-12 | 19 | 10447.7143
2028-10-12 | 20 | 10558.9807
2028-10-12 | 21 | 10496.2086
2028-10-12 | 22 | 10360.1309
2028-10-12 | 23 | 10095.7397
2028-10-12 | 24 | 9794.1114
2028-10-13 | 1 | 9538.9214
2028-10-13 | 2 | 9358.2416
2028-10-13 | 3 | 9275.5559
2028-10-13 | 4 | 9238.0407
2028-10-13 | 5 | 9269.9717
2028-10-13 | 6 | 9427.5688
2028-10-13 | 7 | 9777.2709
2028-10-13 | 8 | 10004.4399
2028-10-13 | 9 | 10314.6724
2028-10-13 | 10 | 10463.0577
2028-10-13 | 11 | 10486.7935
2028-10-13 | 12 | 10407.247
2028-10-13 | 13 | 10365.9944
2028-10-13 | 14 | 10487.173
2028-10-13 | 15 | 10494.3352
2028-10-13 | 16 | 10472.8937
2028-10-13 | 17 | 10503.6921
2028-10-13 | 18 | 10553.6564
2028-10-13 | 19 | 10536.4409
2028-10-13 | 20 | 10633.0468
2028-10-13 | 21 | 10540.7472
2028-10-13 | 22 | 10405.1068
2028-10-13 | 23 | 10140.1525
2028-10-13 | 24 | 9841.7583
2028-10-14 | 1 | 9578.548
2028-10-14 | 2 | 9386.2477
2028-10-14 | 3 | 9258.3323
2028-10-14 | 4 | 9231.0191
2028-10-14 | 5 | 9236.9119
2028-10-14 | 6 | 9303.7445
2028-10-14 | 7 | 9452.2216
2028-10-14 | 8 | 9491.5519
2028-10-14 | 9 | 9764.4088
2028-10-14 | 10 | 9882.8106
2028-10-14 | 11 | 9935.3236
2028-10-14 | 12 | 9935.3258
2028-10-14 | 13 | 9991.4455
2028-10-14 | 14 | 10074.4135
2028-10-14 | 15 | 10113.1783
2028-10-14 | 16 | 9937.9147
2028-10-14 | 17 | 10104.2805
2028-10-14 | 18 | 10090.1601
2028-10-14 | 19 | 10233.8974
2028-10-14 | 20 | 10365.5186
2028-10-14 | 21 | 10309.2591
2028-10-14 | 22 | 10200.547
2028-10-14 | 23 | 10000.4189
2028-10-14 | 24 | 9756.8714
2028-10-15 | 1 | 9525.9631
2028-10-15 | 2 | 9374.1552
2028-10-15 | 3 | 9276.5157
2028-10-15 | 4 | 9240.3806
2028-10-15 | 5 | 9256.0093
2028-10-15 | 6 | 9324.6642
2028-10-15 | 7 | 9498.2499
2028-10-15 | 8 | 9673.491
2028-10-15 | 9 | 9869.6091
2028-10-15 | 10 | 9877.1917
2028-10-15 | 11 | 9955.1162
2028-10-15 | 12 | 10068.3493
2028-10-15 | 13 | 9954.2
2028-10-15 | 14 | 9860.9144
2028-10-15 | 15 | 9879.7005
2028-10-15 | 16 | 9858.8234
2028-10-15 | 17 | 9892.6659
2028-10-15 | 18 | 10107.5293
2028-10-15 | 19 | 10297.576
2028-10-15 | 20 | 10501.9204
2028-10-15 | 21 | 10449.342
2028-10-15 | 22 | 10335.8902
2028-10-15 | 23 | 10115.2212
2028-10-15 | 24 | 9833.4367
2028-10-16 | 1 | 9648.0526
2028-10-16 | 2 | 9543.5113
2028-10-16 | 3 | 9444.8352
2028-10-16 | 4 | 9390.4731
2028-10-16 | 5 | 9426.169
2028-10-16 | 6 | 9573.5789
2028-10-16 | 7 | 9882.0866
2028-10-16 | 8 | 10312.8934
2028-10-16 | 9 | 10638.8034
2028-10-16 | 10 | 10560.7484
2028-10-16 | 11 | 10554.3002
2028-10-16 | 12 | 10465.8632
2028-10-16 | 13 | 10407.1703
2028-10-16 | 14 | 10422.5937
2028-10-16 | 15 | 10403.1979
2028-10-16 | 16 | 10323.566
2028-10-16 | 17 | 10389.4821
2028-10-16 | 18 | 10567.1815
2028-10-16 | 19 | 10573.334
2028-10-16 | 20 | 10759.684
2028-10-16 | 21 | 10707.7956
2028-10-16 | 22 | 10569.527
2028-10-16 | 23 | 10279.6886
2028-10-16 | 24 | 9964.168
2028-10-17 | 1 | 9674.8977
2028-10-17 | 2 | 9485.486
2028-10-17 | 3 | 9400.444
2028-10-17 | 4 | 9317.6312
2028-10-17 | 5 | 9349.3481
2028-10-17 | 6 | 9511.3707
2028-10-17 | 7 | 9851.1134
2028-10-17 | 8 | 10288.3001
2028-10-17 | 9 | 10600.9575
2028-10-17 | 10 | 10522.8854
2028-10-17 | 11 | 10482.6789
2028-10-17 | 12 | 10535.2563
2028-10-17 | 13 | 10363.2554
2028-10-17 | 14 | 10353.9223
2028-10-17 | 15 | 10313.2124
2028-10-17 | 16 | 10375.4499
2028-10-17 | 17 | 10541.5725
2028-10-17 | 18 | 10556.0125
2028-10-17 | 19 | 10641.0737
2028-10-17 | 20 | 10787.7365
2028-10-17 | 21 | 10757.3586
2028-10-17 | 22 | 10590.4963
2028-10-17 | 23 | 10318.0625
2028-10-17 | 24 | 9992.0836
2028-10-18 | 1 | 9742.1037
2028-10-18 | 2 | 9545.0232
2028-10-18 | 3 | 9503.4984
2028-10-18 | 4 | 9483.2997
2028-10-18 | 5 | 9521.8235
2028-10-18 | 6 | 9648.072
2028-10-18 | 7 | 10053.8309
2028-10-18 | 8 | 10507.7331
2028-10-18 | 9 | 10787.3586
2028-10-18 | 10 | 10694.5477
2028-10-18 | 11 | 10593.8106
2028-10-18 | 12 | 10476.0903
2028-10-18 | 13 | 10528.645
2028-10-18 | 14 | 10427.9735
2028-10-18 | 15 | 10474.5768
2028-10-18 | 16 | 10401.8189
2028-10-18 | 17 | 10483.7677
2028-10-18 | 18 | 10622.568
2028-10-18 | 19 | 10738.6986
2028-10-18 | 20 | 10898.0385
2028-10-18 | 21 | 10836.1381
2028-10-18 | 22 | 10704.335
2028-10-18 | 23 | 10369.1217
2028-10-18 | 24 | 10037.1357
2028-10-19 | 1 | 9764.1494
2028-10-19 | 2 | 9603.6592
2028-10-19 | 3 | 9529.2029
2028-10-19 | 4 | 9486.7344
2028-10-19 | 5 | 9471.4764
2028-10-19 | 6 | 9640.8183
2028-10-19 | 7 | 9956.8172
2028-10-19 | 8 | 10348.1783
2028-10-19 | 9 | 10707.9613
2028-10-19 | 10 | 10682.0875
2028-10-19 | 11 | 10677.6504
2028-10-19 | 12 | 10662.4085
2028-10-19 | 13 | 10612.6563
2028-10-19 | 14 | 10600.01
2028-10-19 | 15 | 10605.3091
2028-10-19 | 16 | 10567.2991
2028-10-19 | 17 | 10665.0875
2028-10-19 | 18 | 10697.0816
2028-10-19 | 19 | 10828.165
2028-10-19 | 20 | 10938.2534
2028-10-19 | 21 | 10888.6789
2028-10-19 | 22 | 10729.0253
2028-10-19 | 23 | 10462.8719
2028-10-19 | 24 | 10160.2205
2028-10-20 | 1 | 9856.768
2028-10-20 | 2 | 9694.0078
2028-10-20 | 3 | 9574.1331
2028-10-20 | 4 | 9582.8398
2028-10-20 | 5 | 9535.006
2028-10-20 | 6 | 9617.2872
2028-10-20 | 7 | 9950.1092
2028-10-20 | 8 | 10366.9885
2028-10-20 | 9 | 10679.5138
2028-10-20 | 10 | 10621.8973
2028-10-20 | 11 | 10555.1608
2028-10-20 | 12 | 10452.7318
2028-10-20 | 13 | 10383.0607
2028-10-20 | 14 | 10376.8651
2028-10-20 | 15 | 10331.4405
2028-10-20 | 16 | 10246.883
2028-10-20 | 17 | 10296.6832
2028-10-20 | 18 | 10371.9779
2028-10-20 | 19 | 10544.414
2028-10-20 | 20 | 10682.7634
2028-10-20 | 21 | 10630.9723
2028-10-20 | 22 | 10509.7202
2028-10-20 | 23 | 10265.4089
2028-10-20 | 24 | 9944.6064
2028-10-21 | 1 | 9677.4569
2028-10-21 | 2 | 9516.2927
2028-10-21 | 3 | 9371.3458
2028-10-21 | 4 | 9305.2289
2028-10-21 | 5 | 9303.8822
2028-10-21 | 6 | 9351.4497
2028-10-21 | 7 | 9469.38
2028-10-21 | 8 | 9628.3759
2028-10-21 | 9 | 9894.6153
2028-10-21 | 10 | 9957.6476
2028-10-21 | 11 | 9999.9187
2028-10-21 | 12 | 9978.9472
2028-10-21 | 13 | 9932.8719
2028-10-21 | 14 | 9968.7998
2028-10-21 | 15 | 9935.6671
2028-10-21 | 16 | 9975.2559
2028-10-21 | 17 | 9993.1217
2028-10-21 | 18 | 10101.8518
2028-10-21 | 19 | 10306.6983
2028-10-21 | 20 | 10351.8192
2028-10-21 | 21 | 10282.0731
2028-10-21 | 22 | 10176.367
2028-10-21 | 23 | 9973.0368
2028-10-21 | 24 | 9723.951
2028-10-22 | 1 | 9500.8182
2028-10-22 | 2 | 9366.4259
2028-10-22 | 3 | 9254.8175
2028-10-22 | 4 | 9218.5245
2028-10-22 | 5 | 9243.9412
2028-10-22 | 6 | 9270.781
2028-10-22 | 7 | 9375.2328
2028-10-22 | 8 | 9546.465
2028-10-22 | 9 | 9716.7564
2028-10-22 | 10 | 9755.9068
2028-10-22 | 11 | 9901.1307
2028-10-22 | 12 | 9902.9243
2028-10-22 | 13 | 10014.4083
2028-10-22 | 14 | 10025.7669
2028-10-22 | 15 | 9860.3135
2028-10-22 | 16 | 9847.445
2028-10-22 | 17 | 9904.7416
2028-10-22 | 18 | 9986.7407
2028-10-22 | 19 | 10223.7448
2028-10-22 | 20 | 10384.7632
2028-10-22 | 21 | 10311.0569
2028-10-22 | 22 | 10214.5812
2028-10-22 | 23 | 9988.8079
2028-10-22 | 24 | 9723.7918
2028-10-23 | 1 | 9479.4199
2028-10-23 | 2 | 9410.6199
2028-10-23 | 3 | 9299.0933
2028-10-23 | 4 | 9277.7027
2028-10-23 | 5 | 9321.5822
2028-10-23 | 6 | 9473.8347
2028-10-23 | 7 | 9858.76
2028-10-23 | 8 | 10339.9029
2028-10-23 | 9 | 10600.065
2028-10-23 | 10 | 10501.6727
2028-10-23 | 11 | 10436.6311
2028-10-23 | 12 | 10351.7951
2028-10-23 | 13 | 10291.2329
2028-10-23 | 14 | 10281.8524
2028-10-23 | 15 | 10269.8239
2028-10-23 | 16 | 10270.4974
2028-10-23 | 17 | 10391.189
2028-10-23 | 18 | 10462.131
2028-10-23 | 19 | 10631.1916
2028-10-23 | 20 | 10666.7131
2028-10-23 | 21 | 10596.7089
2028-10-23 | 22 | 10448.7796
2028-10-23 | 23 | 10157.9315
2028-10-23 | 24 | 9849.6985
2028-10-24 | 1 | 9554.4297
2028-10-24 | 2 | 9374.6713
2028-10-24 | 3 | 9295.9098
2028-10-24 | 4 | 9257.9682
2028-10-24 | 5 | 9293.901
2028-10-24 | 6 | 9452.0367
2028-10-24 | 7 | 9899.8622
2028-10-24 | 8 | 10381.5998
2028-10-24 | 9 | 10613.9531
2028-10-24 | 10 | 10528.8349
2028-10-24 | 11 | 10480.2645
2028-10-24 | 12 | 10563.8983
2028-10-24 | 13 | 10513.4736
2028-10-24 | 14 | 10504.1736
2028-10-24 | 15 | 10475.2837
2028-10-24 | 16 | 10506.3907
2028-10-24 | 17 | 10623.516
2028-10-24 | 18 | 10570.2453
2028-10-24 | 19 | 10709.473
2028-10-24 | 20 | 10716.5614
2028-10-24 | 21 | 10637.0445
2028-10-24 | 22 | 10525.7312
2028-10-24 | 23 | 10226.984
2028-10-24 | 24 | 9879.9358
2028-10-25 | 1 | 9603.6604
2028-10-25 | 2 | 9368.967
2028-10-25 | 3 | 9282.307
2028-10-25 | 4 | 9244.0321
2028-10-25 | 5 | 9269.5764
2028-10-25 | 6 | 9448.1057
2028-10-25 | 7 | 9806.3519
2028-10-25 | 8 | 10199.5807
2028-10-25 | 9 | 10465.082
2028-10-25 | 10 | 10458.6854
2028-10-25 | 11 | 10458.4268
2028-10-25 | 12 | 10474.2419
2028-10-25 | 13 | 10334.6963
2028-10-25 | 14 | 10469.4506
2028-10-25 | 15 | 10457.5971
2028-10-25 | 16 | 10388.8705
2028-10-25 | 17 | 10474.4278
2028-10-25 | 18 | 10414.9961
2028-10-25 | 19 | 10600.4605
2028-10-25 | 20 | 10571.2191
2028-10-25 | 21 | 10541.0541
2028-10-25 | 22 | 10391.8361
2028-10-25 | 23 | 10084.4988
2028-10-25 | 24 | 9746.3348
2028-10-26 | 1 | 9484.5123
2028-10-26 | 2 | 9363.2582
2028-10-26 | 3 | 9295.3061
2028-10-26 | 4 | 9271.5446
2028-10-26 | 5 | 9310.9875
2028-10-26 | 6 | 9493.0529
2028-10-26 | 7 | 9852.9053
2028-10-26 | 8 | 10350.732
2028-10-26 | 9 | 10595.3724
2028-10-26 | 10 | 10536.8588
2028-10-26 | 11 | 10590.5393
2028-10-26 | 12 | 10456.7073
2028-10-26 | 13 | 10446.631
2028-10-26 | 14 | 10550.1934
2028-10-26 | 15 | 10612.2516
2028-10-26 | 16 | 10597.0003
2028-10-26 | 17 | 10641.1377
2028-10-26 | 18 | 10633.1327
2028-10-26 | 19 | 10711.2975
2028-10-26 | 20 | 10649.8394
2028-10-26 | 21 | 10614.7834
2028-10-26 | 22 | 10491.4337
2028-10-26 | 23 | 10237.4824
2028-10-26 | 24 | 9930.3458
2028-10-27 | 1 | 9665.1321
2028-10-27 | 2 | 9484.2868
2028-10-27 | 3 | 9392.5268
2028-10-27 | 4 | 9357.0332
2028-10-27 | 5 | 9384.3824
2028-10-27 | 6 | 9524.1939
2028-10-27 | 7 | 9870.4051
2028-10-27 | 8 | 10264.0385
2028-10-27 | 9 | 10509.8893
2028-10-27 | 10 | 10546.9124
2028-10-27 | 11 | 10624.7382
2028-10-27 | 12 | 10639.7089
2028-10-27 | 13 | 10727.377
2028-10-27 | 14 | 10689.1302
2028-10-27 | 15 | 10686.8097
2028-10-27 | 16 | 10680.2769
2028-10-27 | 17 | 10698.8565
2028-10-27 | 18 | 10720.3576
2028-10-27 | 19 | 10850.3886
2028-10-27 | 20 | 10806.8622
2028-10-27 | 21 | 10689.8903
2028-10-27 | 22 | 10535.5546
2028-10-27 | 23 | 10263.3956
2028-10-27 | 24 | 9952.179
2028-10-28 | 1 | 9729.5492
2028-10-28 | 2 | 9566.4609
2028-10-28 | 3 | 9466.3768
2028-10-28 | 4 | 9383.9495
2028-10-28 | 5 | 9371.6126
2028-10-28 | 6 | 9482.2887
2028-10-28 | 7 | 9549.8801
2028-10-28 | 8 | 9748.3379
2028-10-28 | 9 | 9940.2455
2028-10-28 | 10 | 10066.1652
2028-10-28 | 11 | 10192.6919
2028-10-28 | 12 | 10230.8142
2028-10-28 | 13 | 10230.8556
2028-10-28 | 14 | 10203.8693
2028-10-28 | 15 | 10147.9785
2028-10-28 | 16 | 10160.5692
2028-10-28 | 17 | 10217.3961
2028-10-28 | 18 | 10333.0955
2028-10-28 | 19 | 10613.1545
2028-10-28 | 20 | 10643.5237
2028-10-28 | 21 | 10593.429
2028-10-28 | 22 | 10492.4741
2028-10-28 | 23 | 10278.9641
2028-10-28 | 24 | 10055.5471
2028-10-29 | 1 | 9805.6068
2028-10-29 | 2 | 9661.1892
2028-10-29 | 3 | 9581.8899
2028-10-29 | 4 | 9527.3689
2028-10-29 | 5 | 9529.2344
2028-10-29 | 6 | 9527.3867
2028-10-29 | 7 | 9626.0906
2028-10-29 | 8 | 9786.7314
2028-10-29 | 9 | 9925.617
2028-10-29 | 10 | 10000.7345
2028-10-29 | 11 | 9987.426
2028-10-29 | 12 | 9994.0899
2028-10-29 | 13 | 10058.1761
2028-10-29 | 14 | 10082.9729
2028-10-29 | 15 | 9834.867
2028-10-29 | 16 | 10018.7995
2028-10-29 | 17 | 10092.4634
2028-10-29 | 18 | 10149.4977
2028-10-29 | 19 | 10410.6796
2028-10-29 | 20 | 10446.0095
2028-10-29 | 21 | 10409.2173
2028-10-29 | 22 | 10348.2891
2028-10-29 | 23 | 10086.0811
2028-10-29 | 24 | 9815.8791
2028-10-30 | 1 | 9510.9307
2028-10-30 | 2 | 9444.011
2028-10-30 | 3 | 9360.9549
2028-10-30 | 4 | 9325.768
2028-10-30 | 5 | 9346.7946
2028-10-30 | 6 | 9484.9759
2028-10-30 | 7 | 9793.0863
2028-10-30 | 8 | 10232.3439
2028-10-30 | 9 | 10477.4269
2028-10-30 | 10 | 10503.1063
2028-10-30 | 11 | 10436.258
2028-10-30 | 12 | 10367.054
2028-10-30 | 13 | 10321.8521
2028-10-30 | 14 | 10323.1904
2028-10-30 | 15 | 10357.7898
2028-10-30 | 16 | 10359.3634
2028-10-30 | 17 | 10517.7877
2028-10-30 | 18 | 10477.8125
2028-10-30 | 19 | 10721.1714
2028-10-30 | 20 | 10668.7921
2028-10-30 | 21 | 10600.7866
2028-10-30 | 22 | 10428.1632
2028-10-30 | 23 | 10146.4842
2028-10-30 | 24 | 9803.4675
2028-10-31 | 1 | 9575.1612
2028-10-31 | 2 | 9386.2472
2028-10-31 | 3 | 9346.9638
2028-10-31 | 4 | 9318.1495
2028-10-31 | 5 | 9341.5374
2028-10-31 | 6 | 9496.166
2028-10-31 | 7 | 9872.7638
2028-10-31 | 8 | 10308.3323
2028-10-31 | 9 | 10431.868
2028-10-31 | 10 | 10467.3806
2028-10-31 | 11 | 10454.3879
2028-10-31 | 12 | 10411.4732
2028-10-31 | 13 | 10419.2171
2028-10-31 | 14 | 10432.5838
2028-10-31 | 15 | 10399.089
2028-10-31 | 16 | 10410.831
2028-10-31 | 17 | 10462.407
2028-10-31 | 18 | 10582.3831
2028-10-31 | 19 | 10818.4757
2028-10-31 | 20 | 10869.0854
2028-10-31 | 21 | 10775.6322
2028-10-31 | 22 | 10608.0849
2028-10-31 | 23 | 10319.6653
2028-10-31 | 24 | 9982.8121
2028-11-01 | 1 | 9723.4969
2028-11-01 | 2 | 9592.9245
2028-11-01 | 3 | 9502.3611
2028-11-01 | 4 | 9462.2287
2028-11-01 | 5 | 9515.1833
2028-11-01 | 6 | 9689.8326
2028-11-01 | 7 | 10015.3376
2028-11-01 | 8 | 10504.6867
2028-11-01 | 9 | 10727.2188
2028-11-01 | 10 | 10785.3187
2028-11-01 | 11 | 10832.5313
2028-11-01 | 12 | 10875.5407
2028-11-01 | 13 | 10975.3166
2028-11-01 | 14 | 10974.1462
2028-11-01 | 15 | 10966.7758
2028-11-01 | 16 | 10934.2796
2028-11-01 | 17 | 10877.1201
2028-11-01 | 18 | 10997.1418
2028-11-01 | 19 | 11159.9615
2028-11-01 | 20 | 11106.7327
2028-11-01 | 21 | 11011.996
2028-11-01 | 22 | 10851.5761
2028-11-01 | 23 | 10599.1529
2028-11-01 | 24 | 10245.8225
2028-11-02 | 1 | 9928.5089
2028-11-02 | 2 | 9786.9748
2028-11-02 | 3 | 9691.1598
2028-11-02 | 4 | 9650.1799
2028-11-02 | 5 | 9667.9201
2028-11-02 | 6 | 9814.4719
2028-11-02 | 7 | 10146.1009
2028-11-02 | 8 | 10626.1676
2028-11-02 | 9 | 10854.2173
2028-11-02 | 10 | 10933.7438
2028-11-02 | 11 | 10962.384
2028-11-02 | 12 | 10997.4246
2028-11-02 | 13 | 10938.8665
2028-11-02 | 14 | 10843.0561
2028-11-02 | 15 | 10849.0235
2028-11-02 | 16 | 10930.0628
2028-11-02 | 17 | 11046.5722
2028-11-02 | 18 | 11176.7101
2028-11-02 | 19 | 11436.5138
2028-11-02 | 20 | 11386.6167
2028-11-02 | 21 | 11294.531
2028-11-02 | 22 | 11144.5786
2028-11-02 | 23 | 10841.9615
2028-11-02 | 24 | 10527.972
2028-11-03 | 1 | 10247.883
2028-11-03 | 2 | 10051.4221
2028-11-03 | 3 | 9951.9263
2028-11-03 | 4 | 9900.7152
2028-11-03 | 5 | 9914.7948
2028-11-03 | 6 | 10042.5374
2028-11-03 | 7 | 10334.868
2028-11-03 | 8 | 10799.4271
2028-11-03 | 9 | 11046.6743
2028-11-03 | 10 | 11153.5645
2028-11-03 | 11 | 11242.3398
2028-11-03 | 12 | 11183.0979
2028-11-03 | 13 | 11231.6166
2028-11-03 | 14 | 11084.5088
2028-11-03 | 15 | 11130.8329
2028-11-03 | 16 | 11082.1524
2028-11-03 | 17 | 11147.6298
2028-11-03 | 18 | 11295.5838
2028-11-03 | 19 | 11621.8442
2028-11-03 | 20 | 11581.1161
2028-11-03 | 21 | 11482.9918
2028-11-03 | 22 | 11340.1189
2028-11-03 | 23 | 11085.7302
2028-11-03 | 24 | 10775.7453
2028-11-04 | 1 | 10480.3104
2028-11-04 | 2 | 10280.4088
2028-11-04 | 3 | 10141.1685
2028-11-04 | 4 | 10066.7218
2028-11-04 | 5 | 10054.6128
2028-11-04 | 6 | 10082.5162
2028-11-04 | 7 | 10192.3093
2028-11-04 | 8 | 10414.791
2028-11-04 | 9 | 10572.0118
2028-11-04 | 10 | 10777.4736
2028-11-04 | 11 | 10838.1078
2028-11-04 | 12 | 10790.4074
2028-11-04 | 13 | 10732.5918
2028-11-04 | 14 | 10678.0935
2028-11-04 | 15 | 10639.6339
2028-11-04 | 16 | 10609.6081
2028-11-04 | 17 | 10667.2552
2028-11-04 | 18 | 10890.8606
2028-11-04 | 19 | 11309.0978
2028-11-04 | 20 | 11305.189
2028-11-04 | 21 | 11232.9831
2028-11-04 | 22 | 11099.1737
2028-11-04 | 23 | 10919.054
2028-11-04 | 24 | 10678.7605
2028-11-05 | 1 | 10418.7236
2028-11-05 | 2 | 10128.5877
2028-11-05 | 02X | 10110.2997
2028-11-05 | 3 | 10020.4849
2028-11-05 | 4 | 9973.893
2028-11-05 | 5 | 9942.3418
2028-11-05 | 6 | 9928.6167
2028-11-05 | 7 | 10060.9102
2028-11-05 | 8 | 10248.9747
2028-11-05 | 9 | 10438.475
2028-11-05 | 10 | 10529.7251
2028-11-05 | 11 | 10468.3035
2028-11-05 | 12 | 10460.2158
2028-11-05 | 13 | 10402.2764
2028-11-05 | 14 | 10364.2612
2028-11-05 | 15 | 10382.3508
2028-11-05 | 16 | 10536.8931
2028-11-05 | 17 | 10794.5284
2028-11-05 | 18 | 11115.3527
2028-11-05 | 19 | 11091.6516
2028-11-05 | 20 | 11017.1605
2028-11-05 | 21 | 10879.7646
2028-11-05 | 22 | 10628.2246
2028-11-05 | 23 | 10307.7245
2028-11-05 | 24 | 10037.6666
2028-11-06 | 1 | 9906.5641
2028-11-06 | 2 | 9815.4526
2028-11-06 | 3 | 9769.075
2028-11-06 | 4 | 9776.0998
2028-11-06 | 5 | 9912.6994
2028-11-06 | 6 | 10238.6491
2028-11-06 | 7 | 10687.6776
2028-11-06 | 8 | 10890.473
2028-11-06 | 9 | 10895.7959
2028-11-06 | 10 | 10871.9488
2028-11-06 | 11 | 10821.4883
2028-11-06 | 12 | 10796.9169
2028-11-06 | 13 | 10786.8159
2028-11-06 | 14 | 10760.2222
2028-11-06 | 15 | 10794.0068
2028-11-06 | 16 | 10907.133
2028-11-06 | 17 | 11072.7437
2028-11-06 | 18 | 11266.537
2028-11-06 | 19 | 11204.2162
2028-11-06 | 20 | 11132.2694
2028-11-06 | 21 | 10973.7233
2028-11-06 | 22 | 10670.1732
2028-11-06 | 23 | 10300.7828
2028-11-06 | 24 | 10016.7009
2028-11-07 | 1 | 9807.0584
2028-11-07 | 2 | 9728.2795
2028-11-07 | 3 | 9685.6729
2028-11-07 | 4 | 9705.7683
2028-11-07 | 5 | 9867.0833
2028-11-07 | 6 | 10206.4596
2028-11-07 | 7 | 10690.9573
2028-11-07 | 8 | 10855.026
2028-11-07 | 9 | 10865.3516
2028-11-07 | 10 | 10841.8056
2028-11-07 | 11 | 10771.4716
2028-11-07 | 12 | 10757.592
2028-11-07 | 13 | 10738.9451
2028-11-07 | 14 | 10725.8844
2028-11-07 | 15 | 10743.9158
2028-11-07 | 16 | 10858.1107
2028-11-07 | 17 | 11080.0476
2028-11-07 | 18 | 11318.8212
2028-11-07 | 19 | 11266.3806
2028-11-07 | 20 | 11194.5925
2028-11-07 | 21 | 11043.3616
2028-11-07 | 22 | 10739.7309
2028-11-07 | 23 | 10387.5971
2028-11-07 | 24 | 10111.944
2028-11-08 | 1 | 9912.7795
2028-11-08 | 2 | 9831.4738
2028-11-08 | 3 | 9808.2809
2028-11-08 | 4 | 9829.37
2028-11-08 | 5 | 9976.5403
2028-11-08 | 6 | 10335.992
2028-11-08 | 7 | 10835.6112
2028-11-08 | 8 | 11005.3645
2028-11-08 | 9 | 11052.0343
2028-11-08 | 10 | 11051.3353
2028-11-08 | 11 | 11076.2121
2028-11-08 | 12 | 11020.1758
2028-11-08 | 13 | 11038.2484
2028-11-08 | 14 | 11141.5902
2028-11-08 | 15 | 11073.2179
2028-11-08 | 16 | 11231.6271
2028-11-08 | 17 | 11497.5233
2028-11-08 | 18 | 11686.0594
2028-11-08 | 19 | 11601.6435
2028-11-08 | 20 | 11518.1304
2028-11-08 | 21 | 11367.6337
2028-11-08 | 22 | 11084.4828
2028-11-08 | 23 | 10731.3903
2028-11-08 | 24 | 10446.8301
2028-11-09 | 1 | 10298.4042
2028-11-09 | 2 | 10199.9415
2028-11-09 | 3 | 10156.4389
2028-11-09 | 4 | 10168.8646
2028-11-09 | 5 | 10297.841
2028-11-09 | 6 | 10568.7475
2028-11-09 | 7 | 11010.0823
2028-11-09 | 8 | 11212.5481
2028-11-09 | 9 | 11314.0738
2028-11-09 | 10 | 11303.7576
2028-11-09 | 11 | 11400.8824
2028-11-09 | 12 | 11319.9279
2028-11-09 | 13 | 11240.7836
2028-11-09 | 14 | 11047.8641
2028-11-09 | 15 | 10999.0562
2028-11-09 | 16 | 11142.2348
2028-11-09 | 17 | 11336.3966
2028-11-09 | 18 | 11574.9112
2028-11-09 | 19 | 11514.4531
2028-11-09 | 20 | 11448.2264
2028-11-09 | 21 | 11338.0842
2028-11-09 | 22 | 11086.8265
2028-11-09 | 23 | 10781.1898
2028-11-09 | 24 | 10494.5087
2028-11-10 | 1 | 10285.3649
2028-11-10 | 2 | 10185.5105
2028-11-10 | 3 | 10135.3362
2028-11-10 | 4 | 10116.9998
2028-11-10 | 5 | 10236.0621
2028-11-10 | 6 | 10505.2482
2028-11-10 | 7 | 10973.6531
2028-11-10 | 8 | 11148.1807
2028-11-10 | 9 | 11282.5079
2028-11-10 | 10 | 11316.144
2028-11-10 | 11 | 11300.1922
2028-11-10 | 12 | 11204.0426
2028-11-10 | 13 | 11183.9644
2028-11-10 | 14 | 11234.4099
2028-11-10 | 15 | 11219.8807
2028-11-10 | 16 | 11225.423
2028-11-10 | 17 | 11343.0729
2028-11-10 | 18 | 11534.6148
2028-11-10 | 19 | 11478.6109
2028-11-10 | 20 | 11415.7569
2028-11-10 | 21 | 11260.3243
2028-11-10 | 22 | 11003.0275
2028-11-10 | 23 | 10687.2682
2028-11-10 | 24 | 10412.352
2028-11-11 | 1 | 10140.5215
2028-11-11 | 2 | 10011.8033
2028-11-11 | 3 | 9933.9804
2028-11-11 | 4 | 9906.0771
2028-11-11 | 5 | 9925.2288
2028-11-11 | 6 | 9971.0464
2028-11-11 | 7 | 10142.0121
2028-11-11 | 8 | 10220.1781
2028-11-11 | 9 | 10406.6043
2028-11-11 | 10 | 10435.6911
2028-11-11 | 11 | 10492.0167
2028-11-11 | 12 | 10540.661
2028-11-11 | 13 | 10588.4146
2028-11-11 | 14 | 10591.2951
2028-11-11 | 15 | 10529.0633
2028-11-11 | 16 | 10687.0393
2028-11-11 | 17 | 10910.7425
2028-11-11 | 18 | 11153.0763
2028-11-11 | 19 | 11105.0101
2028-11-11 | 20 | 11044.1135
2028-11-11 | 21 | 10909.7618
2028-11-11 | 22 | 10673.4771
2028-11-11 | 23 | 10354.3005
2028-11-11 | 24 | 10092.5028
2028-11-12 | 1 | 9975.1056
2028-11-12 | 2 | 9850.6631
2028-11-12 | 3 | 9786.2858
2028-11-12 | 4 | 9807.1582
2028-11-12 | 5 | 9799.5126
2028-11-12 | 6 | 9884.4888
2028-11-12 | 7 | 10053.4688
2028-11-12 | 8 | 10173.0225
2028-11-12 | 9 | 10357.59
2028-11-12 | 10 | 10446.7509
2028-11-12 | 11 | 10562.2452
2028-11-12 | 12 | 10460.3663
2028-11-12 | 13 | 10389.9441
2028-11-12 | 14 | 10398.301
2028-11-12 | 15 | 10400.5537
2028-11-12 | 16 | 10594.353
2028-11-12 | 17 | 10874.4675
2028-11-12 | 18 | 11119.9907
2028-11-12 | 19 | 11074.1174
2028-11-12 | 20 | 11002.9026
2028-11-12 | 21 | 10865.4717
2028-11-12 | 22 | 10651.2175
2028-11-12 | 23 | 10356.119
2028-11-12 | 24 | 10090.002
2028-11-13 | 1 | 9983.6833
2028-11-13 | 2 | 9906.3686
2028-11-13 | 3 | 9870.7863
2028-11-13 | 4 | 9898.3417
2028-11-13 | 5 | 10038.167
2028-11-13 | 6 | 10382.7434
2028-11-13 | 7 | 10876.1788
2028-11-13 | 8 | 11055.8308
2028-11-13 | 9 | 11193.7553
2028-11-13 | 10 | 11221.4704
2028-11-13 | 11 | 11004.4181
2028-11-13 | 12 | 11115.8767
2028-11-13 | 13 | 11150.9108
2028-11-13 | 14 | 11117.0381
2028-11-13 | 15 | 11117.4845
2028-11-13 | 16 | 11197.2248
2028-11-13 | 17 | 11316.9918
2028-11-13 | 18 | 11478.2158
2028-11-13 | 19 | 11390.1772
2028-11-13 | 20 | 11314.4487
2028-11-13 | 21 | 11159.3543
2028-11-13 | 22 | 10866.4963
2028-11-13 | 23 | 10494.6044
2028-11-13 | 24 | 10226.5127
2028-11-14 | 1 | 10008.731
2028-11-14 | 2 | 9872.3026
2028-11-14 | 3 | 9815.438
2028-11-14 | 4 | 9826.2372
2028-11-14 | 5 | 9957.0513
2028-11-14 | 6 | 10268.4187
2028-11-14 | 7 | 10697.4945
2028-11-14 | 8 | 10908.166
2028-11-14 | 9 | 11037.2181
2028-11-14 | 10 | 10991.3622
2028-11-14 | 11 | 10938.0073
2028-11-14 | 12 | 10822.8247
2028-11-14 | 13 | 10988.8259
2028-11-14 | 14 | 10749.4605
2028-11-14 | 15 | 10946.0008
2028-11-14 | 16 | 11021.6173
2028-11-14 | 17 | 11161.1362
2028-11-14 | 18 | 11266.4384
2028-11-14 | 19 | 11170.879
2028-11-14 | 20 | 11092.3142
2028-11-14 | 21 | 10965.5846
2028-11-14 | 22 | 10621.9624
2028-11-14 | 23 | 10260.8522
2028-11-14 | 24 | 9973.5459
2028-11-15 | 1 | 9783.073
2028-11-15 | 2 | 9691.2434
2028-11-15 | 3 | 9654.6713
2028-11-15 | 4 | 9676.5008
2028-11-15 | 5 | 9834.583
2028-11-15 | 6 | 10181.3163
2028-11-15 | 7 | 10667.5725
2028-11-15 | 8 | 10909.2753
2028-11-15 | 9 | 11003.0833
2028-11-15 | 10 | 10844.3641
2028-11-15 | 11 | 10802.6268
2028-11-15 | 12 | 10844.9828
2028-11-15 | 13 | 10842.4795
2028-11-15 | 14 | 10864.7069
2028-11-15 | 15 | 10965.9233
2028-11-15 | 16 | 11111.9834
2028-11-15 | 17 | 11281.8002
2028-11-15 | 18 | 11399.4993
2028-11-15 | 19 | 11300.1506
2028-11-15 | 20 | 11211.2531
2028-11-15 | 21 | 11075.6802
2028-11-15 | 22 | 10717.5329
2028-11-15 | 23 | 10366.6505
2028-11-15 | 24 | 10125.5626
2028-11-16 | 1 | 9976.4464
2028-11-16 | 2 | 9873.9544
2028-11-16 | 3 | 9830.1784
2028-11-16 | 4 | 9810.2098
2028-11-16 | 5 | 9943.0389
2028-11-16 | 6 | 10276.3376
2028-11-16 | 7 | 10791.0248
2028-11-16 | 8 | 11059.6668
2028-11-16 | 9 | 11220.6595
2028-11-16 | 10 | 11189.2509
2028-11-16 | 11 | 11060.795
2028-11-16 | 12 | 11009.4058
2028-11-16 | 13 | 10918.9064
2028-11-16 | 14 | 10923.8625
2028-11-16 | 15 | 11091.4329
2028-11-16 | 16 | 11206.8137
2028-11-16 | 17 | 11351.4387
2028-11-16 | 18 | 11471.715
2028-11-16 | 19 | 11412.2391
2028-11-16 | 20 | 11329.1728
2028-11-16 | 21 | 11120.7652
2028-11-16 | 22 | 10844.3004
2028-11-16 | 23 | 10523.9923
2028-11-16 | 24 | 10240.3448
2028-11-17 | 1 | 10036.4043
2028-11-17 | 2 | 9936.5498
2028-11-17 | 3 | 9887.7158
2028-11-17 | 4 | 9923.3924
2028-11-17 | 5 | 10036.8414
2028-11-17 | 6 | 10335.0463
2028-11-17 | 7 | 10747.223
2028-11-17 | 8 | 11025.7576
2028-11-17 | 9 | 11180.1285
2028-11-17 | 10 | 11090.9118
2028-11-17 | 11 | 11109.9297
2028-11-17 | 12 | 10971.8453
2028-11-17 | 13 | 11013.7225
2028-11-17 | 14 | 10950.9054
2028-11-17 | 15 | 10930.9447
2028-11-17 | 16 | 11007.4285
2028-11-17 | 17 | 11288.2071
2028-11-17 | 18 | 11414.7429
2028-11-17 | 19 | 11335.6175
2028-11-17 | 20 | 11260.9897
2028-11-17 | 21 | 11101.6909
2028-11-17 | 22 | 10815.8276
2028-11-17 | 23 | 10486.5381
2028-11-17 | 24 | 10207.7018
2028-11-18 | 1 | 10005.557
2028-11-18 | 2 | 9881.4004
2028-11-18 | 3 | 9814.2574
2028-11-18 | 4 | 9812.0336
2028-11-18 | 5 | 9883.0958
2028-11-18 | 6 | 9997.6955
2028-11-18 | 7 | 10230.5052
2028-11-18 | 8 | 10429.5469
2028-11-18 | 9 | 10668.8814
2028-11-18 | 10 | 10659.7043
2028-11-18 | 11 | 10768.2136
2028-11-18 | 12 | 10748.3793
2028-11-18 | 13 | 10761.6148
2028-11-18 | 14 | 10790.1786
2028-11-18 | 15 | 10831.0715
2028-11-18 | 16 | 10908.1453
2028-11-18 | 17 | 11144.4934
2028-11-18 | 18 | 11352.9525
2028-11-18 | 19 | 11267.4911
2028-11-18 | 20 | 11176.6805
2028-11-18 | 21 | 11054.9362
2028-11-18 | 22 | 10862.045
2028-11-18 | 23 | 10609.0998
2028-11-18 | 24 | 10371.8425
2028-11-19 | 1 | 10207.3147
2028-11-19 | 2 | 10096.7844
2028-11-19 | 3 | 10024.27
2028-11-19 | 4 | 10003.7881
2028-11-19 | 5 | 10026.2611
2028-11-19 | 6 | 10085.7847
2028-11-19 | 7 | 10241.3348
2028-11-19 | 8 | 10508.4167
2028-11-19 | 9 | 10729.3292
2028-11-19 | 10 | 10537.5689
2028-11-19 | 11 | 10566.2523
2028-11-19 | 12 | 10623.5105
2028-11-19 | 13 | 10637.169
2028-11-19 | 14 | 10618.6687
2028-11-19 | 15 | 10649.9036
2028-11-19 | 16 | 10820.2839
2028-11-19 | 17 | 11243.8302
2028-11-19 | 18 | 11489.8811
2028-11-19 | 19 | 11458.1618
2028-11-19 | 20 | 11402.1212
2028-11-19 | 21 | 11265.0677
2028-11-19 | 22 | 11040.7515
2028-11-19 | 23 | 10695.642
2028-11-19 | 24 | 10419.4633
2028-11-20 | 1 | 10276.9604
2028-11-20 | 2 | 10168.8079
2028-11-20 | 3 | 10100.5582
2028-11-20 | 4 | 10097.2952
2028-11-20 | 5 | 10194.361
2028-11-20 | 6 | 10463.2132
2028-11-20 | 7 | 10908.1266
2028-11-20 | 8 | 11307.5463
2028-11-20 | 9 | 11453.4458
2028-11-20 | 10 | 11196.2367
2028-11-20 | 11 | 11189.8601
2028-11-20 | 12 | 11100.7487
2028-11-20 | 13 | 11151.9188
2028-11-20 | 14 | 11063.199
2028-11-20 | 15 | 11133.661
2028-11-20 | 16 | 11219.2709
2028-11-20 | 17 | 11584.2856
2028-11-20 | 18 | 11743.9126
2028-11-20 | 19 | 11651.6614
2028-11-20 | 20 | 11559.7076
2028-11-20 | 21 | 11400.5834
2028-11-20 | 22 | 11106.8115
2028-11-20 | 23 | 10736.6861
2028-11-20 | 24 | 10440.7656
2028-11-21 | 1 | 10232.4331
2028-11-21 | 2 | 10127.6439
2028-11-21 | 3 | 10069.0453
2028-11-21 | 4 | 10076.9025
2028-11-21 | 5 | 10177.6697
2028-11-21 | 6 | 10460.0757
2028-11-21 | 7 | 10947.2099
2028-11-21 | 8 | 11292.8064
2028-11-21 | 9 | 11443.3502
2028-11-21 | 10 | 11284.4982
2028-11-21 | 11 | 11239.0007
2028-11-21 | 12 | 11331.4997
2028-11-21 | 13 | 11304.4409
2028-11-21 | 14 | 11228.6888
2028-11-21 | 15 | 11337.2297
2028-11-21 | 16 | 11399.0674
2028-11-21 | 17 | 11607.4365
2028-11-21 | 18 | 11780.6114
2028-11-21 | 19 | 11706.3291
2028-11-21 | 20 | 11626.4706
2028-11-21 | 21 | 11461.25
2028-11-21 | 22 | 11169.14
2028-11-21 | 23 | 10814.6957
2028-11-21 | 24 | 10524.6798
2028-11-22 | 1 | 10310.2366
2028-11-22 | 2 | 10245.6153
2028-11-22 | 3 | 10206.7564
2028-11-22 | 4 | 10181.8787
2028-11-22 | 5 | 10313.2674
2028-11-22 | 6 | 10611.9555
2028-11-22 | 7 | 11078.5256
2028-11-22 | 8 | 11431.3471
2028-11-22 | 9 | 11564.198
2028-11-22 | 10 | 11406.1459
2028-11-22 | 11 | 11425.7331
2028-11-22 | 12 | 11387.1343
2028-11-22 | 13 | 11471.9853
2028-11-22 | 14 | 11406.496
2028-11-22 | 15 | 11541.1651
2028-11-22 | 16 | 11582.0492
2028-11-22 | 17 | 11864.3602
2028-11-22 | 18 | 12084.6158
2028-11-22 | 19 | 12030.7577
2028-11-22 | 20 | 11896.738
2028-11-22 | 21 | 11752.1689
2028-11-22 | 22 | 11503.4274
2028-11-22 | 23 | 11153.8476
2028-11-22 | 24 | 10825.9041
2028-11-23 | 1 | 10625.2844
2028-11-23 | 2 | 10508.9731
2028-11-23 | 3 | 10450.3814
2028-11-23 | 4 | 10434.0808
2028-11-23 | 5 | 10510.9084
2028-11-23 | 6 | 10704.9146
2028-11-23 | 7 | 11161.1427
2028-11-23 | 8 | 11575.3478
2028-11-23 | 9 | 11678.6305
2028-11-23 | 10 | 11636.5423
2028-11-23 | 11 | 11658.0816
2028-11-23 | 12 | 11647.6247
2028-11-23 | 13 | 11594.7836
2028-11-23 | 14 | 11520.1387
2028-11-23 | 15 | 11540.6064
2028-11-23 | 16 | 11590.5605
2028-11-23 | 17 | 11836.8168
2028-11-23 | 18 | 12060.7855
2028-11-23 | 19 | 11993.5535
2028-11-23 | 20 | 11884.6324
2028-11-23 | 21 | 11758.559
2028-11-23 | 22 | 11577.0905
2028-11-23 | 23 | 11222.4385
2028-11-23 | 24 | 10899.9325
2028-11-24 | 1 | 10664.9344
2028-11-24 | 2 | 10554.4929
2028-11-24 | 3 | 10472.0244
2028-11-24 | 4 | 10457.3583
2028-11-24 | 5 | 10515.1634
2028-11-24 | 6 | 10676.7881
2028-11-24 | 7 | 11085.379
2028-11-24 | 8 | 11550.4999
2028-11-24 | 9 | 11729.3419
2028-11-24 | 10 | 11634.7264
2028-11-24 | 11 | 11605.8111
2028-11-24 | 12 | 11531.3632
2028-11-24 | 13 | 11479.7011
2028-11-24 | 14 | 11551.6193
2028-11-24 | 15 | 11394.8502
2028-11-24 | 16 | 11552.8794
2028-11-24 | 17 | 11834.3533
2028-11-24 | 18 | 12021.6762
2028-11-24 | 19 | 11942.3235
2028-11-24 | 20 | 11799.4348
2028-11-24 | 21 | 11663.0282
2028-11-24 | 22 | 11384.3709
2028-11-24 | 23 | 11049.4833
2028-11-24 | 24 | 10735.2176
2028-11-25 | 1 | 10503.7585
2028-11-25 | 2 | 10365.6956
2028-11-25 | 3 | 10282.327
2028-11-25 | 4 | 10243.4446
2028-11-25 | 5 | 10231.4409
2028-11-25 | 6 | 10218.3816
2028-11-25 | 7 | 10427.7197
2028-11-25 | 8 | 10765.0029
2028-11-25 | 9 | 11051.3356
2028-11-25 | 10 | 10931.9286
2028-11-25 | 11 | 10841.3525
2028-11-25 | 12 | 10840.824
2028-11-25 | 13 | 10802.438
2028-11-25 | 14 | 10776.0239
2028-11-25 | 15 | 10780.8307
2028-11-25 | 16 | 10876.0918
2028-11-25 | 17 | 11190.1064
2028-11-25 | 18 | 11389.7229
2028-11-25 | 19 | 11316.5448
2028-11-25 | 20 | 11245.7816
2028-11-25 | 21 | 11155.8027
2028-11-25 | 22 | 10981.6136
2028-11-25 | 23 | 10722.5839
2028-11-25 | 24 | 10480.5759
2028-11-26 | 1 | 10278.3411
2028-11-26 | 2 | 10134.5454
2028-11-26 | 3 | 10069.7757
2028-11-26 | 4 | 10017.0277
2028-11-26 | 5 | 9985.0501
2028-11-26 | 6 | 9995.6629
2028-11-26 | 7 | 10133.4835
2028-11-26 | 8 | 10439.4378
2028-11-26 | 9 | 10642.3408
2028-11-26 | 10 | 10612.2266
2028-11-26 | 11 | 10554.4408
2028-11-26 | 12 | 10562.7204
2028-11-26 | 13 | 10486.8657
2028-11-26 | 14 | 10508.3389
2028-11-26 | 15 | 10575.2462
2028-11-26 | 16 | 10615.6698
2028-11-26 | 17 | 11059.3018
2028-11-26 | 18 | 11235.6087
2028-11-26 | 19 | 11178.8694
2028-11-26 | 20 | 11119.9505
2028-11-26 | 21 | 10989.8852
2028-11-26 | 22 | 10748.388
2028-11-26 | 23 | 10423.9988
2028-11-26 | 24 | 10147.5267
2028-11-27 | 1 | 10025.7208
2028-11-27 | 2 | 9918.3142
2028-11-27 | 3 | 9872.6502
2028-11-27 | 4 | 9875.4295
2028-11-27 | 5 | 9996.4164
2028-11-27 | 6 | 10327.1887
2028-11-27 | 7 | 10791.9707
2028-11-27 | 8 | 11160.1896
2028-11-27 | 9 | 11221.7557
2028-11-27 | 10 | 11140.2866
2028-11-27 | 11 | 11192.3141
2028-11-27 | 12 | 10989.3559
2028-11-27 | 13 | 10976.3114
2028-11-27 | 14 | 10982.2769
2028-11-27 | 15 | 11180.6225
2028-11-27 | 16 | 11124.1341
2028-11-27 | 17 | 11391.9837
2028-11-27 | 18 | 11457.4284
2028-11-27 | 19 | 11376.5336
2028-11-27 | 20 | 11306.6709
2028-11-27 | 21 | 11180.7576
2028-11-27 | 22 | 10877.9647
2028-11-27 | 23 | 10474.8545
2028-11-27 | 24 | 10191.4362
2028-11-28 | 1 | 10046.9834
2028-11-28 | 2 | 9965.9609
2028-11-28 | 3 | 9879.7804
2028-11-28 | 4 | 9926.3593
2028-11-28 | 5 | 10024.4409
2028-11-28 | 6 | 10413.8905
2028-11-28 | 7 | 10838.8344
2028-11-28 | 8 | 11217.6524
2028-11-28 | 9 | 11335.0769
2028-11-28 | 10 | 11245.5443
2028-11-28 | 11 | 11256.9662
2028-11-28 | 12 | 11053.9608
2028-11-28 | 13 | 11137.9372
2028-11-28 | 14 | 11167.7446
2028-11-28 | 15 | 11208.1906
2028-11-28 | 16 | 11253.6488
2028-11-28 | 17 | 11479.1575
2028-11-28 | 18 | 11583.9287
2028-11-28 | 19 | 11512.7437
2028-11-28 | 20 | 11454.6085
2028-11-28 | 21 | 11244.0514
2028-11-28 | 22 | 10950.6644
2028-11-28 | 23 | 10575.8417
2028-11-28 | 24 | 10281.1697
2028-11-29 | 1 | 10083.3221
2028-11-29 | 2 | 9988.3878
2028-11-29 | 3 | 9977.3202
2028-11-29 | 4 | 9987.1578
2028-11-29 | 5 | 10113.3211
2028-11-29 | 6 | 10411.8627
2028-11-29 | 7 | 10871.2458
2028-11-29 | 8 | 11222.134
2028-11-29 | 9 | 11299.2081
2028-11-29 | 10 | 11104.9861
2028-11-29 | 11 | 11197.8113
2028-11-29 | 12 | 11194.2856
2028-11-29 | 13 | 11172.5717
2028-11-29 | 14 | 10964.8551
2028-11-29 | 15 | 10996.0478
2028-11-29 | 16 | 11123.8655
2028-11-29 | 17 | 11440.019
2028-11-29 | 18 | 11528.5239
2028-11-29 | 19 | 11454.843
2028-11-29 | 20 | 11386.268
2028-11-29 | 21 | 11222.1288
2028-11-29 | 22 | 10961.3735
2028-11-29 | 23 | 10559.7302
2028-11-29 | 24 | 10266.7078
2028-11-30 | 1 | 10110.2486
2028-11-30 | 2 | 10010.7672
2028-11-30 | 3 | 9959.0672
2028-11-30 | 4 | 10015.0888
2028-11-30 | 5 | 10220.7803
2028-11-30 | 6 | 10452.0624
2028-11-30 | 7 | 10953.5208
2028-11-30 | 8 | 11302.9177
2028-11-30 | 9 | 11387.1333
2028-11-30 | 10 | 11276.0806
2028-11-30 | 11 | 11075.6965
2028-11-30 | 12 | 11239.8165
2028-11-30 | 13 | 11201.8359
2028-11-30 | 14 | 11231.5529
2028-11-30 | 15 | 11240.441
2028-11-30 | 16 | 11260.278
2028-11-30 | 17 | 11438.3396
2028-11-30 | 18 | 11471.8458
2028-11-30 | 19 | 11437.2612
2028-11-30 | 20 | 11374.3357
2028-11-30 | 21 | 11230.1123
2028-11-30 | 22 | 10918.8069
2028-11-30 | 23 | 10592.2927
2028-11-30 | 24 | 10297.8028
2028-12-01 | 1 | 10256.1746
2028-12-01 | 2 | 10137.0565
2028-12-01 | 3 | 10062.8651
2028-12-01 | 4 | 10054.5558
2028-12-01 | 5 | 10168.3479
2028-12-01 | 6 | 10453.8382
2028-12-01 | 7 | 10926.7937
2028-12-01 | 8 | 11263.8955
2028-12-01 | 9 | 11304.1181
2028-12-01 | 10 | 11066.1854
2028-12-01 | 11 | 10983.3015
2028-12-01 | 12 | 10916.8316
2028-12-01 | 13 | 11091.277
2028-12-01 | 14 | 10891.3909
2028-12-01 | 15 | 10927.9964
2028-12-01 | 16 | 11024.4939
2028-12-01 | 17 | 11374.8262
2028-12-01 | 18 | 11457.5724
2028-12-01 | 19 | 11384.2355
2028-12-01 | 20 | 11309.5139
2028-12-01 | 21 | 11149.7045
2028-12-01 | 22 | 10905.905
2028-12-01 | 23 | 10591.0549
2028-12-01 | 24 | 10328.9171
2028-12-02 | 1 | 10147.5953
2028-12-02 | 2 | 10039.6986
2028-12-02 | 3 | 9946.0611
2028-12-02 | 4 | 9982.578
2028-12-02 | 5 | 10057.9248
2028-12-02 | 6 | 10226.0095
2028-12-02 | 7 | 10538.5072
2028-12-02 | 8 | 10711.8146
2028-12-02 | 9 | 10877.6898
2028-12-02 | 10 | 10906.5536
2028-12-02 | 11 | 11001.7585
2028-12-02 | 12 | 10986.0086
2028-12-02 | 13 | 10909.8637
2028-12-02 | 14 | 10933.932
2028-12-02 | 15 | 10983.6458
2028-12-02 | 16 | 11037.2908
2028-12-02 | 17 | 11307.3667
2028-12-02 | 18 | 11459.9261
2028-12-02 | 19 | 11372.1477
2028-12-02 | 20 | 11282.8443
2028-12-02 | 21 | 11158.197
2028-12-02 | 22 | 10963.2672
2028-12-02 | 23 | 10706.4392
2028-12-02 | 24 | 10455.0276
2028-12-03 | 1 | 10257.4311
2028-12-03 | 2 | 10118.6941
2028-12-03 | 3 | 10050.8105
2028-12-03 | 4 | 10003.9027
2028-12-03 | 5 | 10002.8739
2028-12-03 | 6 | 10060.54
2028-12-03 | 7 | 10206.0395
2028-12-03 | 8 | 10480.6196
2028-12-03 | 9 | 10626.418
2028-12-03 | 10 | 10661.049
2028-12-03 | 11 | 10742.5446
2028-12-03 | 12 | 10722.6686
2028-12-03 | 13 | 10761.6898
2028-12-03 | 14 | 10702.5037
2028-12-03 | 15 | 10601.6269
2028-12-03 | 16 | 10803.2056
2028-12-03 | 17 | 11224.2582
2028-12-03 | 18 | 11374.5634
2028-12-03 | 19 | 11298.0325
2028-12-03 | 20 | 11216.9509
2028-12-03 | 21 | 11075.8487
2028-12-03 | 22 | 10870.7425
2028-12-03 | 23 | 10566.6741
2028-12-03 | 24 | 10270.182
2028-12-04 | 1 | 10211.5608
2028-12-04 | 2 | 10075.1097
2028-12-04 | 3 | 10031.6848
2028-12-04 | 4 | 10061.3147
2028-12-04 | 5 | 10210.0538
2028-12-04 | 6 | 10556.9856
2028-12-04 | 7 | 11041.3728
2028-12-04 | 8 | 11435.0997
2028-12-04 | 9 | 11500.3998
2028-12-04 | 10 | 11290.1876
2028-12-04 | 11 | 11479.7128
2028-12-04 | 12 | 11497.8921
2028-12-04 | 13 | 11500.3096
2028-12-04 | 14 | 11511.887
2028-12-04 | 15 | 11554.5221
2028-12-04 | 16 | 11631.2603
2028-12-04 | 17 | 11812.6329
2028-12-04 | 18 | 11899.139
2028-12-04 | 19 | 11802.5968
2028-12-04 | 20 | 11723.9474
2028-12-04 | 21 | 11571.9461
2028-12-04 | 22 | 11273.7395
2028-12-04 | 23 | 10891.6529
2028-12-04 | 24 | 10594.2534
2028-12-05 | 1 | 10382.056
2028-12-05 | 2 | 10290.606
2028-12-05 | 3 | 10252.3378
2028-12-05 | 4 | 10262.5257
2028-12-05 | 5 | 10377.8988
2028-12-05 | 6 | 10667.1753
2028-12-05 | 7 | 11114.5265
2028-12-05 | 8 | 11491.485
2028-12-05 | 9 | 11547.1701
2028-12-05 | 10 | 11376.916
2028-12-05 | 11 | 11314.3284
2028-12-05 | 12 | 11242.1187
2028-12-05 | 13 | 11204.1631
2028-12-05 | 14 | 11188.0387
2028-12-05 | 15 | 11329.9948
2028-12-05 | 16 | 11417.8051
2028-12-05 | 17 | 11613.6183
2028-12-05 | 18 | 11645.9383
2028-12-05 | 19 | 11553.4036
2028-12-05 | 20 | 11503.871
2028-12-05 | 21 | 11353.7258
2028-12-05 | 22 | 11057.4633
2028-12-05 | 23 | 10726.3016
2028-12-05 | 24 | 10425.2973
2028-12-06 | 1 | 10218.3127
2028-12-06 | 2 | 10120.1973
2028-12-06 | 3 | 10064.4927
2028-12-06 | 4 | 10074.6149
2028-12-06 | 5 | 10165.012
2028-12-06 | 6 | 10493.3952
2028-12-06 | 7 | 10960.1959
2028-12-06 | 8 | 11334.2395
2028-12-06 | 9 | 11364.8532
2028-12-06 | 10 | 11323.4183
2028-12-06 | 11 | 11379.5989
2028-12-06 | 12 | 11323.0702
2028-12-06 | 13 | 11280.8556
2028-12-06 | 14 | 11376.6512
2028-12-06 | 15 | 11391.5448
2028-12-06 | 16 | 11469.7836
2028-12-06 | 17 | 11722.6988
2028-12-06 | 18 | 11818.6002
2028-12-06 | 19 | 11732.9009
2028-12-06 | 20 | 11626.0341
2028-12-06 | 21 | 11462.1358
2028-12-06 | 22 | 11161.6732
2028-12-06 | 23 | 10813.8164
2028-12-06 | 24 | 10535.6967
2028-12-07 | 1 | 10391.0573
2028-12-07 | 2 | 10299.9078
2028-12-07 | 3 | 10256.0113
2028-12-07 | 4 | 10269.8123
2028-12-07 | 5 | 10431.9248
2028-12-07 | 6 | 10697.7741
2028-12-07 | 7 | 11129.2241
2028-12-07 | 8 | 11514.707
2028-12-07 | 9 | 11582.4499
2028-12-07 | 10 | 11553.9516
2028-12-07 | 11 | 11521.7514
2028-12-07 | 12 | 11510.9532
2028-12-07 | 13 | 11402.6433
2028-12-07 | 14 | 11515.848
2028-12-07 | 15 | 11414.4959
2028-12-07 | 16 | 11548.6328
2028-12-07 | 17 | 11754.9425
2028-12-07 | 18 | 11846.8017
2028-12-07 | 19 | 11769.2735
2028-12-07 | 20 | 11689.2453
2028-12-07 | 21 | 11536.5449
2028-12-07 | 22 | 11276.5652
2028-12-07 | 23 | 10955.4337
2028-12-07 | 24 | 10672.0635
2028-12-08 | 1 | 10468.1058
2028-12-08 | 2 | 10354.892
2028-12-08 | 3 | 10295.6799
2028-12-08 | 4 | 10341.5611
2028-12-08 | 5 | 10457.1687
2028-12-08 | 6 | 10710.5577
2028-12-08 | 7 | 11177.1486
2028-12-08 | 8 | 11552.147
2028-12-08 | 9 | 11598.7765
2028-12-08 | 10 | 11451.8648
2028-12-08 | 11 | 11551.5282
2028-12-08 | 12 | 11378.8732
2028-12-08 | 13 | 11378.279
2028-12-08 | 14 | 11390.6757
2028-12-08 | 15 | 11427.4729
2028-12-08 | 16 | 11553.0498
2028-12-08 | 17 | 11905.6853
2028-12-08 | 18 | 12036.9225
2028-12-08 | 19 | 11934.5173
2028-12-08 | 20 | 11830.3809
2028-12-08 | 21 | 11674.7738
2028-12-08 | 22 | 11430.2172
2028-12-08 | 23 | 11092.6885
2028-12-08 | 24 | 10781.9408
2028-12-09 | 1 | 10547.0837
2028-12-09 | 2 | 10408.052
2028-12-09 | 3 | 10330.1866
2028-12-09 | 4 | 10291.3374
2028-12-09 | 5 | 10318.2906
2028-12-09 | 6 | 10357.7581
2028-12-09 | 7 | 10532.4666
2028-12-09 | 8 | 10884.104
2028-12-09 | 9 | 11038.4104
2028-12-09 | 10 | 10963.3322
2028-12-09 | 11 | 10903.3232
2028-12-09 | 12 | 10957.8981
2028-12-09 | 13 | 10967.282
2028-12-09 | 14 | 10883.2741
2028-12-09 | 15 | 10794.1751
2028-12-09 | 16 | 10914.9533
2028-12-09 | 17 | 11284.1126
2028-12-09 | 18 | 11375.8496
2028-12-09 | 19 | 11309.1451
2028-12-09 | 20 | 11240.7023
2028-12-09 | 21 | 11122.2278
2028-12-09 | 22 | 10916.0967
2028-12-09 | 23 | 10645.8897
2028-12-09 | 24 | 10386.7696
2028-12-10 | 1 | 10188.9201
2028-12-10 | 2 | 10051.9975
2028-12-10 | 3 | 9958.6258
2028-12-10 | 4 | 9932.0237
2028-12-10 | 5 | 9941.7691
2028-12-10 | 6 | 10026.6873
2028-12-10 | 7 | 10166.4653
2028-12-10 | 8 | 10445.6478
2028-12-10 | 9 | 10552.8161
2028-12-10 | 10 | 10600.5995
2028-12-10 | 11 | 10642.4357
2028-12-10 | 12 | 10739.6095
2028-12-10 | 13 | 10702.0533
2028-12-10 | 14 | 10767.6213
2028-12-10 | 15 | 10819.0559
2028-12-10 | 16 | 10967.0873
2028-12-10 | 17 | 11250.1217
2028-12-10 | 18 | 11405.0635
2028-12-10 | 19 | 11318.6601
2028-12-10 | 20 | 11226.9632
2028-12-10 | 21 | 11085.3214
2028-12-10 | 22 | 10840.0795
2028-12-10 | 23 | 10559.3112
2028-12-10 | 24 | 10307.5911
2028-12-11 | 1 | 10203.6959
2028-12-11 | 2 | 10112.3972
2028-12-11 | 3 | 10090.0935
2028-12-11 | 4 | 10122.4008
2028-12-11 | 5 | 10280.7758
2028-12-11 | 6 | 10620.7264
2028-12-11 | 7 | 11101.648
2028-12-11 | 8 | 11463.2218
2028-12-11 | 9 | 11487.7744
2028-12-11 | 10 | 11367.0072
2028-12-11 | 11 | 11338.5494
2028-12-11 | 12 | 11323.7558
2028-12-11 | 13 | 11332.9859
2028-12-11 | 14 | 11352.2731
2028-12-11 | 15 | 11404.2574
2028-12-11 | 16 | 11566.9053
2028-12-11 | 17 | 11942.3024
2028-12-11 | 18 | 12062.4515
2028-12-11 | 19 | 11967.1698
2028-12-11 | 20 | 11872.8059
2028-12-11 | 21 | 11705.7752
2028-12-11 | 22 | 11425.5949
2028-12-11 | 23 | 11063.5179
2028-12-11 | 24 | 10768.1522
2028-12-12 | 1 | 10553.4291
2028-12-12 | 2 | 10470.0663
2028-12-12 | 3 | 10435.1432
2028-12-12 | 4 | 10445.7535
2028-12-12 | 5 | 10578.2071
2028-12-12 | 6 | 10881.5966
2028-12-12 | 7 | 11332.5687
2028-12-12 | 8 | 11711.797
2028-12-12 | 9 | 11758.7865
2028-12-12 | 10 | 11647.8958
2028-12-12 | 11 | 11605.5992
2028-12-12 | 12 | 11567.6512
2028-12-12 | 13 | 11535.0471
2028-12-12 | 14 | 11689.0062
2028-12-12 | 15 | 11758.7222
2028-12-12 | 16 | 11779.3113
2028-12-12 | 17 | 12070.4973
2028-12-12 | 18 | 12205.3519
2028-12-12 | 19 | 12116.3456
2028-12-12 | 20 | 12004.7617
2028-12-12 | 21 | 11847.2841
2028-12-12 | 22 | 11572.3654
2028-12-12 | 23 | 11215.3411
2028-12-12 | 24 | 10905.57
2028-12-13 | 1 | 10667.9369
2028-12-13 | 2 | 10544.4793
2028-12-13 | 3 | 10476.9977
2028-12-13 | 4 | 10464.5735
2028-12-13 | 5 | 10535.1017
2028-12-13 | 6 | 10740.5947
2028-12-13 | 7 | 11174.578
2028-12-13 | 8 | 11602.7471
2028-12-13 | 9 | 11636.2381
2028-12-13 | 10 | 11649.3951
2028-12-13 | 11 | 11641.8162
2028-12-13 | 12 | 11567.8312
2028-12-13 | 13 | 11556.1135
2028-12-13 | 14 | 11508.2889
2028-12-13 | 15 | 11474.4158
2028-12-13 | 16 | 11469.277
2028-12-13 | 17 | 11691.8181
2028-12-13 | 18 | 11747.8123
2028-12-13 | 19 | 11696.4248
2028-12-13 | 20 | 11640.291
2028-12-13 | 21 | 11488.0972
2028-12-13 | 22 | 11185.3978
2028-12-13 | 23 | 10807.8224
2028-12-13 | 24 | 10504.2711
2028-12-14 | 1 | 10347.7199
2028-12-14 | 2 | 10229.8984
2028-12-14 | 3 | 10204.0525
2028-12-14 | 4 | 10224.9472
2028-12-14 | 5 | 10349.3399
2028-12-14 | 6 | 10622.1109
2028-12-14 | 7 | 11074.5358
2028-12-14 | 8 | 11456.4868
2028-12-14 | 9 | 11481.5715
2028-12-14 | 10 | 11470.6125
2028-12-14 | 11 | 11489.5289
2028-12-14 | 12 | 11447.9495
2028-12-14 | 13 | 11454.6753
2028-12-14 | 14 | 11367.479
2028-12-14 | 15 | 11219.6449
2028-12-14 | 16 | 11359.2747
2028-12-14 | 17 | 11687.1871
2028-12-14 | 18 | 11745.212
2028-12-14 | 19 | 11622.2503
2028-12-14 | 20 | 11542.0874
2028-12-14 | 21 | 11399.5852
2028-12-14 | 22 | 11137.3439
2028-12-14 | 23 | 10822.4823
2028-12-14 | 24 | 10551.4477
2028-12-15 | 1 | 10353.8758
2028-12-15 | 2 | 10255.5788
2028-12-15 | 3 | 10199.9307
2028-12-15 | 4 | 10215.7778
2028-12-15 | 5 | 10339.2683
2028-12-15 | 6 | 10654.985
2028-12-15 | 7 | 11124.6284
2028-12-15 | 8 | 11485.1273
2028-12-15 | 9 | 11496.4517
2028-12-15 | 10 | 11523.1615
2028-12-15 | 11 | 11512.1729
2028-12-15 | 12 | 11486.917
2028-12-15 | 13 | 11270.7647
2028-12-15 | 14 | 11273.4299
2028-12-15 | 15 | 11319.1386
2028-12-15 | 16 | 11547.1724
2028-12-15 | 17 | 11786.6761
2028-12-15 | 18 | 11887.0082
2028-12-15 | 19 | 11799.3451
2028-12-15 | 20 | 11698.7384
2028-12-15 | 21 | 11540.9566
2028-12-15 | 22 | 11278.8046
2028-12-15 | 23 | 10952.3149
2028-12-15 | 24 | 10694.2368
2028-12-16 | 1 | 10468.5813
2028-12-16 | 2 | 10340.9133
2028-12-16 | 3 | 10271.5145
2028-12-16 | 4 | 10251.2395
2028-12-16 | 5 | 10283.2599
2028-12-16 | 6 | 10322.5984
2028-12-16 | 7 | 10557.7919
2028-12-16 | 8 | 10883.0903
2028-12-16 | 9 | 11008.3854
2028-12-16 | 10 | 11128.2137
2028-12-16 | 11 | 11213.196
2028-12-16 | 12 | 11244.0063
2028-12-16 | 13 | 11215.1894
2028-12-16 | 14 | 11186.832
2028-12-16 | 15 | 11150.4003
2028-12-16 | 16 | 11193.7362
2028-12-16 | 17 | 11496.7003
2028-12-16 | 18 | 11685.2045
2028-12-16 | 19 | 11606.8032
2028-12-16 | 20 | 11506.3495
2028-12-16 | 21 | 11370.3162
2028-12-16 | 22 | 11186.006
2028-12-16 | 23 | 10932.252
2028-12-16 | 24 | 10676.5806
2028-12-17 | 1 | 10485.7044
2028-12-17 | 2 | 10344.6451
2028-12-17 | 3 | 10277.4872
2028-12-17 | 4 | 10240.4843
2028-12-17 | 5 | 10242.9472
2028-12-17 | 6 | 10284.9258
2028-12-17 | 7 | 10442.9982
2028-12-17 | 8 | 10769.8699
2028-12-17 | 9 | 10874.2983
2028-12-17 | 10 | 10891.0146
2028-12-17 | 11 | 11056.4154
2028-12-17 | 12 | 11080.0084
2028-12-17 | 13 | 11022.3194
2028-12-17 | 14 | 10907.5122
2028-12-17 | 15 | 10927.3537
2028-12-17 | 16 | 11050.8149
2028-12-17 | 17 | 11405.4061
2028-12-17 | 18 | 11581.2966
2028-12-17 | 19 | 11513.64
2028-12-17 | 20 | 11462.6422
2028-12-17 | 21 | 11317.2499
2028-12-17 | 22 | 11087.1803
2028-12-17 | 23 | 10751.9498
2028-12-17 | 24 | 10470.494
2028-12-18 | 1 | 10342.5098
2028-12-18 | 2 | 10242.0613
2028-12-18 | 3 | 10195.1371
2028-12-18 | 4 | 10196.0149
2028-12-18 | 5 | 10308.451
2028-12-18 | 6 | 10601.61
2028-12-18 | 7 | 11069.9175
2028-12-18 | 8 | 11459.239
2028-12-18 | 9 | 11467.5123
2028-12-18 | 10 | 11481.9385
2028-12-18 | 11 | 11469.2905
2028-12-18 | 12 | 11503.2617
2028-12-18 | 13 | 11451.767
2028-12-18 | 14 | 11425.5255
2028-12-18 | 15 | 11356.8785
2028-12-18 | 16 | 11496.2026
2028-12-18 | 17 | 11855.2638
2028-12-18 | 18 | 11949.6357
2028-12-18 | 19 | 11868.1061
2028-12-18 | 20 | 11767.7771
2028-12-18 | 21 | 11591.4603
2028-12-18 | 22 | 11299.5387
2028-12-18 | 23 | 10990.6765
2028-12-18 | 24 | 10693.8533
2028-12-19 | 1 | 10450.9854
2028-12-19 | 2 | 10360.1571
2028-12-19 | 3 | 10313.5198
2028-12-19 | 4 | 10322.5906
2028-12-19 | 5 | 10445.6002
2028-12-19 | 6 | 10735.601
2028-12-19 | 7 | 11179.4781
2028-12-19 | 8 | 11554.8434
2028-12-19 | 9 | 11614.9964
2028-12-19 | 10 | 11519.7896
2028-12-19 | 11 | 11423.5105
2028-12-19 | 12 | 11380.6448
2028-12-19 | 13 | 11461.9528
2028-12-19 | 14 | 11348.6658
2028-12-19 | 15 | 11388.207
2028-12-19 | 16 | 11592.1737
2028-12-19 | 17 | 11919.6439
2028-12-19 | 18 | 12030.1493
2028-12-19 | 19 | 11992.0817
2028-12-19 | 20 | 11868.3963
2028-12-19 | 21 | 11707.4853
2028-12-19 | 22 | 11431.7989
2028-12-19 | 23 | 11065.9317
2028-12-19 | 24 | 10763.6575
2028-12-20 | 1 | 10538.8439
2028-12-20 | 2 | 10435.8804
2028-12-20 | 3 | 10374.1686
2028-12-20 | 4 | 10360.4365
2028-12-20 | 5 | 10435.5567
2028-12-20 | 6 | 10661.2721
2028-12-20 | 7 | 11091.7809
2028-12-20 | 8 | 11520.7147
2028-12-20 | 9 | 11572.0317
2028-12-20 | 10 | 11444.8309
2028-12-20 | 11 | 11347.6028
2028-12-20 | 12 | 11289.6814
2028-12-20 | 13 | 11255.4899
2028-12-20 | 14 | 11242.9988
2028-12-20 | 15 | 11234.3606
2028-12-20 | 16 | 11353.0158
2028-12-20 | 17 | 11702.0955
2028-12-20 | 18 | 11772.2806
2028-12-20 | 19 | 11685.3623
2028-12-20 | 20 | 11646.458
2028-12-20 | 21 | 11487.9647
2028-12-20 | 22 | 11152.7829
2028-12-20 | 23 | 10787.6442
2028-12-20 | 24 | 10497.7987
2028-12-21 | 1 | 10332.0232
2028-12-21 | 2 | 10226.2859
2028-12-21 | 3 | 10177.1039
2028-12-21 | 4 | 10176.8656
2028-12-21 | 5 | 10294.8609
2028-12-21 | 6 | 10609.904
2028-12-21 | 7 | 11082.7027
2028-12-21 | 8 | 11426.6829
2028-12-21 | 9 | 11445.6917
2028-12-21 | 10 | 11343.1761
2028-12-21 | 11 | 11418.3828
2028-12-21 | 12 | 11183.3595
2028-12-21 | 13 | 11284.2081
2028-12-21 | 14 | 11327.0524
2028-12-21 | 15 | 11324.0021
2028-12-21 | 16 | 11242.5619
2028-12-21 | 17 | 11534.3808
2028-12-21 | 18 | 11602.1777
2028-12-21 | 19 | 11487.8178
2028-12-21 | 20 | 11405.6917
2028-12-21 | 21 | 11244.1763
2028-12-21 | 22 | 10972.0642
2028-12-21 | 23 | 10647.0557
2028-12-21 | 24 | 10370.2341
2028-12-22 | 1 | 10162.1682
2028-12-22 | 2 | 10065.7871
2028-12-22 | 3 | 10023.2819
2028-12-22 | 4 | 10039.1756
2028-12-22 | 5 | 10178.4845
2028-12-22 | 6 | 10499.864
2028-12-22 | 7 | 10977.126
2028-12-22 | 8 | 11358.6648
2028-12-22 | 9 | 11411.154
2028-12-22 | 10 | 11319.7368
2028-12-22 | 11 | 11234.8043
2028-12-22 | 12 | 11211.3614
2028-12-22 | 13 | 11297.6309
2028-12-22 | 14 | 11204.1215
2028-12-22 | 15 | 11233.1065
2028-12-22 | 16 | 11353.1589
2028-12-22 | 17 | 11710.6057
2028-12-22 | 18 | 11790.42
2028-12-22 | 19 | 11704.3655
2028-12-22 | 20 | 11594.6081
2028-12-22 | 21 | 11436.3322
2028-12-22 | 22 | 11165.8684
2028-12-22 | 23 | 10843.6976
2028-12-22 | 24 | 10575.03
2028-12-23 | 1 | 10418.9145
2028-12-23 | 2 | 10307.4245
2028-12-23 | 3 | 10256.4533
2028-12-23 | 4 | 10207.7554
2028-12-23 | 5 | 10279.2966
2028-12-23 | 6 | 10367.9785
2028-12-23 | 7 | 10540.8145
2028-12-23 | 8 | 10832.8407
2028-12-23 | 9 | 10980.5942
2028-12-23 | 10 | 11057.4268
2028-12-23 | 11 | 11060.2078
2028-12-23 | 12 | 11019.2044
2028-12-23 | 13 | 10940.339
2028-12-23 | 14 | 10931.8986
2028-12-23 | 15 | 10926.9804
2028-12-23 | 16 | 11003.186
2028-12-23 | 17 | 11232.0484
2028-12-23 | 18 | 11341.3013
2028-12-23 | 19 | 11271.8587
2028-12-23 | 20 | 11197.0337
2028-12-23 | 21 | 11079.0395
2028-12-23 | 22 | 10928.2998
2028-12-23 | 23 | 10661.5883
2028-12-23 | 24 | 10372.1548
2028-12-24 | 1 | 10177.8233
2028-12-24 | 2 | 10041.7265
2028-12-24 | 3 | 9959.2829
2028-12-24 | 4 | 9928.8003
2028-12-24 | 5 | 9934.4597
2028-12-24 | 6 | 9994.0278
2028-12-24 | 7 | 10154.7625
2028-12-24 | 8 | 10424.2816
2028-12-24 | 9 | 10548.4379
2028-12-24 | 10 | 10598.4154
2028-12-24 | 11 | 10612.7038
2028-12-24 | 12 | 10687.7036
2028-12-24 | 13 | 10538.0532
2028-12-24 | 14 | 10623.7013
2028-12-24 | 15 | 10605.3675
2028-12-24 | 16 | 10802.1304
2028-12-24 | 17 | 11210.3986
2028-12-24 | 18 | 11369.8102
2028-12-24 | 19 | 11311.9451
2028-12-24 | 20 | 11230.5609
2028-12-24 | 21 | 11075.8816
2028-12-24 | 22 | 10826.6919
2028-12-24 | 23 | 10522.9702
2028-12-24 | 24 | 10275.3295
2028-12-25 | 1 | 10175.9947
2028-12-25 | 2 | 10061.5077
2028-12-25 | 3 | 10012.0169
2028-12-25 | 4 | 9999.8208
2028-12-25 | 5 | 10050.1173
2028-12-25 | 6 | 10143.5387
2028-12-25 | 7 | 10342.5057
2028-12-25 | 8 | 10610.2565
2028-12-25 | 9 | 10729.5181
2028-12-25 | 10 | 10739.0466
2028-12-25 | 11 | 10720.6381
2028-12-25 | 12 | 10835.5289
2028-12-25 | 13 | 10827.6154
2028-12-25 | 14 | 10809.1059
2028-12-25 | 15 | 10934.5083
2028-12-25 | 16 | 11056.5175
2028-12-25 | 17 | 11407.4796
2028-12-25 | 18 | 11640.5337
2028-12-25 | 19 | 11594.3316
2028-12-25 | 20 | 11495.1173
2028-12-25 | 21 | 11346.5327
2028-12-25 | 22 | 11138.8528
2028-12-25 | 23 | 10845.0026
2028-12-25 | 24 | 10560.0408
2028-12-26 | 1 | 10428.2213
2028-12-26 | 2 | 10293.6244
2028-12-26 | 3 | 10221.4883
2028-12-26 | 4 | 10194.0591
2028-12-26 | 5 | 10131.2711
2028-12-26 | 6 | 10143.0766
2028-12-26 | 7 | 10295.6121
2028-12-26 | 8 | 10644.4813
2028-12-26 | 9 | 10744.0746
2028-12-26 | 10 | 10727.6291
2028-12-26 | 11 | 10669.5284
2028-12-26 | 12 | 10666.622
2028-12-26 | 13 | 10781.7157
2028-12-26 | 14 | 10746.3875
2028-12-26 | 15 | 10875.0383
2028-12-26 | 16 | 10832.5299
2028-12-26 | 17 | 11256.5036
2028-12-26 | 18 | 11446.9246
2028-12-26 | 19 | 11395.8419
2028-12-26 | 20 | 11325.9392
2028-12-26 | 21 | 11183.2945
2028-12-26 | 22 | 10940.974
2028-12-26 | 23 | 10610.8039
2028-12-26 | 24 | 10341.9272
2028-12-27 | 1 | 10279.6155
2028-12-27 | 2 | 10152.8451
2028-12-27 | 3 | 10078.1778
2028-12-27 | 4 | 10054.3969
2028-12-27 | 5 | 10085.5757
2028-12-27 | 6 | 10175.223
2028-12-27 | 7 | 10394.1324
2028-12-27 | 8 | 10677.4849
2028-12-27 | 9 | 10820.5678
2028-12-27 | 10 | 10812.0736
2028-12-27 | 11 | 10702.2112
2028-12-27 | 12 | 10636.1169
2028-12-27 | 13 | 10592.7639
2028-12-27 | 14 | 10556.671
2028-12-27 | 15 | 10579.6022
2028-12-27 | 16 | 10766.8396
2028-12-27 | 17 | 11099.0279
2028-12-27 | 18 | 11237.0627
2028-12-27 | 19 | 11164.3963
2028-12-27 | 20 | 11089.0278
2028-12-27 | 21 | 10957.5137
2028-12-27 | 22 | 10772.3142
2028-12-27 | 23 | 10505.1454
2028-12-27 | 24 | 10257.6191
2028-12-28 | 1 | 10130.639
2028-12-28 | 2 | 10023.8649
2028-12-28 | 3 | 9971.0536
2028-12-28 | 4 | 9967.7021
2028-12-28 | 5 | 10071.0438
2028-12-28 | 6 | 10385.5669
2028-12-28 | 7 | 10830.8237
2028-12-28 | 8 | 11194.2221
2028-12-28 | 9 | 11239.08
2028-12-28 | 10 | 11224.2052
2028-12-28 | 11 | 11172.6007
2028-12-28 | 12 | 11078.1248
2028-12-28 | 13 | 10963.2513
2028-12-28 | 14 | 10944.1671
2028-12-28 | 15 | 10954.2417
2028-12-28 | 16 | 11067.0673
2028-12-28 | 17 | 11392.9289
2028-12-28 | 18 | 11507.5236
2028-12-28 | 19 | 11404.1812
2028-12-28 | 20 | 11318.4242
2028-12-28 | 21 | 11148.947
2028-12-28 | 22 | 10860.9169
2028-12-28 | 23 | 10541.5929
2028-12-28 | 24 | 10287.4287
2028-12-29 | 1 | 10115.4029
2028-12-29 | 2 | 10012.678
2028-12-29 | 3 | 9956.8758
2028-12-29 | 4 | 9938.4371
2028-12-29 | 5 | 10075.963
2028-12-29 | 6 | 10401.8615
2028-12-29 | 7 | 10868.6384
2028-12-29 | 8 | 11229.549
2028-12-29 | 9 | 11271.1438
2028-12-29 | 10 | 11171.9311
2028-12-29 | 11 | 11154.8389
2028-12-29 | 12 | 10988.6817
2028-12-29 | 13 | 10962.6022
2028-12-29 | 14 | 10926.323
2028-12-29 | 15 | 10966.969
2028-12-29 | 16 | 11062.5507
2028-12-29 | 17 | 11400.5764
2028-12-29 | 18 | 11459.9198
2028-12-29 | 19 | 11358.9754
2028-12-29 | 20 | 11307.4363
2028-12-29 | 21 | 11116.8311
2028-12-29 | 22 | 10849.2512
2028-12-29 | 23 | 10529.2403
2028-12-29 | 24 | 10260.7586
2028-12-30 | 1 | 10070.1969
2028-12-30 | 2 | 9965.3823
2028-12-30 | 3 | 9907.5341
2028-12-30 | 4 | 9894.2085
2028-12-30 | 5 | 9940.5537
2028-12-30 | 6 | 10070.8812
2028-12-30 | 7 | 10350.7904
2028-12-30 | 8 | 10591.47
2028-12-30 | 9 | 10718.6578
2028-12-30 | 10 | 10750.9836
2028-12-30 | 11 | 10687.8515
2028-12-30 | 12 | 10683.2502
2028-12-30 | 13 | 10616.5089
2028-12-30 | 14 | 10599.3264
2028-12-30 | 15 | 10612.7864
2028-12-30 | 16 | 10765.0433
2028-12-30 | 17 | 11160.4209
2028-12-30 | 18 | 11338.7927
2028-12-30 | 19 | 11274.438
2028-12-30 | 20 | 11174.1046
2028-12-30 | 21 | 11039.7843
2028-12-30 | 22 | 10819.9287
2028-12-30 | 23 | 10559.7278
2028-12-30 | 24 | 10308.9396
2028-12-31 | 1 | 10127.5679
2028-12-31 | 2 | 10043.1819
2028-12-31 | 3 | 9973.9527
2028-12-31 | 4 | 9949.2278
2028-12-31 | 5 | 9968.6917
2028-12-31 | 6 | 10033.7021
2028-12-31 | 7 | 10200.7011
2028-12-31 | 8 | 10472.4658
2028-12-31 | 9 | 10603.787
2028-12-31 | 10 | 10719.2631
2028-12-31 | 11 | 10760.7902
2028-12-31 | 12 | 10793.1932
2028-12-31 | 13 | 10765.4183
2028-12-31 | 14 | 10736.9134
2028-12-31 | 15 | 10748.3864
2028-12-31 | 16 | 10826.0033
2028-12-31 | 17 | 11078.4281
2028-12-31 | 18 | 11252.3325
2028-12-31 | 19 | 11202.6583
2028-12-31 | 20 | 11149.0185
2028-12-31 | 21 | 11017.391
2028-12-31 | 22 | 10781.5771
2028-12-31 | 23 | 10482.0641
2028-12-31 | 24 | 10230.9529
2029-01-01 | 1 | 10145.4952
2029-01-01 | 2 | 10023.779
2029-01-01 | 3 | 9962.3836
2029-01-01 | 4 | 9945.5891
2029-01-01 | 5 | 9988.0982
2029-01-01 | 6 | 10069.0581
2029-01-01 | 7 | 10271.3842
2029-01-01 | 8 | 10524.1368
2029-01-01 | 9 | 10635.2644
2029-01-01 | 10 | 10714.7308
2029-01-01 | 11 | 10725.6639
2029-01-01 | 12 | 10532.6928
2029-01-01 | 13 | 10522.6771
2029-01-01 | 14 | 10784.477
2029-01-01 | 15 | 10812.2386
2029-01-01 | 16 | 10914.4685
2029-01-01 | 17 | 11184.2399
2029-01-01 | 18 | 11379.8965
2029-01-01 | 19 | 11361.664
2029-01-01 | 20 | 11267.2579
2029-01-01 | 21 | 11124.2515
2029-01-01 | 22 | 10885.78
2029-01-01 | 23 | 10566.9664
2029-01-01 | 24 | 10292.4469
2029-01-02 | 1 | 10210.6567
2029-01-02 | 2 | 10089.516
2029-01-02 | 3 | 10020.3476
2029-01-02 | 4 | 9989.1203
2029-01-02 | 5 | 10022.1644
2029-01-02 | 6 | 10124.6914
2029-01-02 | 7 | 10322.4419
2029-01-02 | 8 | 10638.8352
2029-01-02 | 9 | 10760.9939
2029-01-02 | 10 | 10806.1246
2029-01-02 | 11 | 10870.3724
2029-01-02 | 12 | 10587.1835
2029-01-02 | 13 | 10562.8456
2029-01-02 | 14 | 10821.3724
2029-01-02 | 15 | 10787.7362
2029-01-02 | 16 | 10856.4883
2029-01-02 | 17 | 11084.0149
2029-01-02 | 18 | 11252.8452
2029-01-02 | 19 | 11207.9333
2029-01-02 | 20 | 11108.0309
2029-01-02 | 21 | 10996.6218
2029-01-02 | 22 | 10777.8815
2029-01-02 | 23 | 10535.1114
2029-01-02 | 24 | 10237.8195
2029-01-03 | 1 | 10290.4424
2029-01-03 | 2 | 10212.8363
2029-01-03 | 3 | 10145.6979
2029-01-03 | 4 | 10198.2278
2029-01-03 | 5 | 10374.3581
2029-01-03 | 6 | 10789.8376
2029-01-03 | 7 | 11233.9558
2029-01-03 | 8 | 11531.87
2029-01-03 | 9 | 11557.19
2029-01-03 | 10 | 11476.3296
2029-01-03 | 11 | 11367.6669
2029-01-03 | 12 | 11303.3072
2029-01-03 | 13 | 11579.5956
2029-01-03 | 14 | 11553.3943
2029-01-03 | 15 | 11301.1332
2029-01-03 | 16 | 11424.5177
2029-01-03 | 17 | 11808.3943
2029-01-03 | 18 | 11945.5726
2029-01-03 | 19 | 11869.7042
2029-01-03 | 20 | 11774.1016
2029-01-03 | 21 | 11619.7062
2029-01-03 | 22 | 11334.0231
2029-01-03 | 23 | 10984.8241
2029-01-03 | 24 | 10696.9958
2029-01-04 | 1 | 10534.9936
2029-01-04 | 2 | 10409.6515
2029-01-04 | 3 | 10344.3909
2029-01-04 | 4 | 10330.8388
2029-01-04 | 5 | 10411.7557
2029-01-04 | 6 | 10632.0249
2029-01-04 | 7 | 11071.7621
2029-01-04 | 8 | 11491.0782
2029-01-04 | 9 | 11561.0281
2029-01-04 | 10 | 11580.3736
2029-01-04 | 11 | 11554.721
2029-01-04 | 12 | 11558.4604
2029-01-04 | 13 | 11511.6107
2029-01-04 | 14 | 11394.6392
2029-01-04 | 15 | 11498.775
2029-01-04 | 16 | 11536.6833
2029-01-04 | 17 | 11736.8467
2029-01-04 | 18 | 11899.2481
2029-01-04 | 19 | 11810.2951
2029-01-04 | 20 | 11706.3118
2029-01-04 | 21 | 11542.3837
2029-01-04 | 22 | 11283.625
2029-01-04 | 23 | 10949.6636
2029-01-04 | 24 | 10661.205
2029-01-05 | 1 | 10442.5871
2029-01-05 | 2 | 10337.6555
2029-01-05 | 3 | 10286.1824
2029-01-05 | 4 | 10308.5321
2029-01-05 | 5 | 10407.6395
2029-01-05 | 6 | 10698.6542
2029-01-05 | 7 | 11168.1756
2029-01-05 | 8 | 11537.0842
2029-01-05 | 9 | 11608.2517
2029-01-05 | 10 | 11573.4798
2029-01-05 | 11 | 11549.9463
2029-01-05 | 12 | 11601.989
2029-01-05 | 13 | 11573.8115
2029-01-05 | 14 | 11563.1856
2029-01-05 | 15 | 11536.997
2029-01-05 | 16 | 11535.1905
2029-01-05 | 17 | 11728.11
2029-01-05 | 18 | 11857.9174
2029-01-05 | 19 | 11761.7308
2029-01-05 | 20 | 11694.9341
2029-01-05 | 21 | 11563.3225
2029-01-05 | 22 | 11287.7937
2029-01-05 | 23 | 10966.2682
2029-01-05 | 24 | 10675.5501
2029-01-06 | 1 | 10452.1026
2029-01-06 | 2 | 10321.6808
2029-01-06 | 3 | 10225.6512
2029-01-06 | 4 | 10206.5297
2029-01-06 | 5 | 10219.3421
2029-01-06 | 6 | 10247.19
2029-01-06 | 7 | 10460.7722
2029-01-06 | 8 | 10780.0024
2029-01-06 | 9 | 10932.9905
2029-01-06 | 10 | 11029.3138
2029-01-06 | 11 | 11026.4396
2029-01-06 | 12 | 11039.091
2029-01-06 | 13 | 10723.3143
2029-01-06 | 14 | 10971.392
2029-01-06 | 15 | 10846.8175
2029-01-06 | 16 | 11043.1422
2029-01-06 | 17 | 11240.6029
2029-01-06 | 18 | 11438.1965
2029-01-06 | 19 | 11365.5719
2029-01-06 | 20 | 11284.491
2029-01-06 | 21 | 11151.5421
2029-01-06 | 22 | 10957.2061
2029-01-06 | 23 | 10694.1839
2029-01-06 | 24 | 10434.1517
2029-01-07 | 1 | 10238.8689
2029-01-07 | 2 | 10099.3165
2029-01-07 | 3 | 10023.8041
2029-01-07 | 4 | 9996.5097
2029-01-07 | 5 | 10006.7899
2029-01-07 | 6 | 10044.7372
2029-01-07 | 7 | 10207.6015
2029-01-07 | 8 | 10500.7028
2029-01-07 | 9 | 10576.222
2029-01-07 | 10 | 10677.7754
2029-01-07 | 11 | 10762.8195
2029-01-07 | 12 | 10776.4108
2029-01-07 | 13 | 10814.8342
2029-01-07 | 14 | 10788.4255
2029-01-07 | 15 | 10810.3663
2029-01-07 | 16 | 10865.9799
2029-01-07 | 17 | 11093.5445
2029-01-07 | 18 | 11267.6374
2029-01-07 | 19 | 11238.6094
2029-01-07 | 20 | 11178.7759
2029-01-07 | 21 | 11039.6874
2029-01-07 | 22 | 10772.9736
2029-01-07 | 23 | 10463.0605
2029-01-07 | 24 | 10187.6881
2029-01-08 | 1 | 10058.3683
2029-01-08 | 2 | 9960.2505
2029-01-08 | 3 | 9907.6324
2029-01-08 | 4 | 9929.5899
2029-01-08 | 5 | 10091.3303
2029-01-08 | 6 | 10389.0942
2029-01-08 | 7 | 10795.3342
2029-01-08 | 8 | 11158.919
2029-01-08 | 9 | 11157.383
2029-01-08 | 10 | 11151.7292
2029-01-08 | 11 | 11029.8824
2029-01-08 | 12 | 11129.7338
2029-01-08 | 13 | 11256.7443
2029-01-08 | 14 | 11237.0244
2029-01-08 | 15 | 11267.2395
2029-01-08 | 16 | 11319.2959
2029-01-08 | 17 | 11461.9239
2029-01-08 | 18 | 11595.7263
2029-01-08 | 19 | 11500.6086
2029-01-08 | 20 | 11408.8353
2029-01-08 | 21 | 11237.415
2029-01-08 | 22 | 10930.6974
2029-01-08 | 23 | 10570.2744
2029-01-08 | 24 | 10319.4849
2029-01-09 | 1 | 10123.1284
2029-01-09 | 2 | 10000.6761
2029-01-09 | 3 | 9965.9843
2029-01-09 | 4 | 9987.5214
2029-01-09 | 5 | 10128.4038
2029-01-09 | 6 | 10469.7836
2029-01-09 | 7 | 10948.2965
2029-01-09 | 8 | 11309.7982
2029-01-09 | 9 | 11307.7026
2029-01-09 | 10 | 11350.9413
2029-01-09 | 11 | 11371.0976
2029-01-09 | 12 | 11373.6583
2029-01-09 | 13 | 11276.5732
2029-01-09 | 14 | 11314.5881
2029-01-09 | 15 | 11284.7705
2029-01-09 | 16 | 11359.8031
2029-01-09 | 17 | 11542.4515
2029-01-09 | 18 | 11708.6775
2029-01-09 | 19 | 11625.3609
2029-01-09 | 20 | 11529.6506
2029-01-09 | 21 | 11372.7896
2029-01-09 | 22 | 11093.7957
2029-01-09 | 23 | 10737.699
2029-01-09 | 24 | 10428.0019
2029-01-10 | 1 | 10210.9993
2029-01-10 | 2 | 10111.9401
2029-01-10 | 3 | 10067.147
2029-01-10 | 4 | 10078.4249
2029-01-10 | 5 | 10227.8001
2029-01-10 | 6 | 10529.4283
2029-01-10 | 7 | 11005.5767
2029-01-10 | 8 | 11384.3308
2029-01-10 | 9 | 11397.783
2029-01-10 | 10 | 11404.8408
2029-01-10 | 11 | 11390.4122
2029-01-10 | 12 | 11414.4695
2029-01-10 | 13 | 11221.4298
2029-01-10 | 14 | 11230.6309
2029-01-10 | 15 | 11512.3669
2029-01-10 | 16 | 11538.9052
2029-01-10 | 17 | 11731.9213
2029-01-10 | 18 | 11985.5106
2029-01-10 | 19 | 11898.7005
2029-01-10 | 20 | 11796.7509
2029-01-10 | 21 | 11638.8717
2029-01-10 | 22 | 11364.0612
2029-01-10 | 23 | 11001.7616
2029-01-10 | 24 | 10699.064
2029-01-11 | 1 | 10532.0742
2029-01-11 | 2 | 10427.3502
2029-01-11 | 3 | 10386.9026
2029-01-11 | 4 | 10428.8967
2029-01-11 | 5 | 10536.6616
2029-01-11 | 6 | 10774.9548
2029-01-11 | 7 | 11208.2575
2029-01-11 | 8 | 11605.7736
2029-01-11 | 9 | 11647.2548
2029-01-11 | 10 | 11519.9246
2029-01-11 | 11 | 11450.9841
2029-01-11 | 12 | 11436.3727
2029-01-11 | 13 | 11427.9059
2029-01-11 | 14 | 11421.6909
2029-01-11 | 15 | 11398.2225
2029-01-11 | 16 | 11507.1262
2029-01-11 | 17 | 11863.2105
2029-01-11 | 18 | 12101.4331
2029-01-11 | 19 | 12000.1138
2029-01-11 | 20 | 11889.4747
2029-01-11 | 21 | 11757.4533
2029-01-11 | 22 | 11548.3983
2029-01-11 | 23 | 11243.4598
2029-01-11 | 24 | 10942.7105
2029-01-12 | 1 | 10716.3836
2029-01-12 | 2 | 10597.6221
2029-01-12 | 3 | 10532.3552
2029-01-12 | 4 | 10521.2484
2029-01-12 | 5 | 10603.3004
2029-01-12 | 6 | 10804.9413
2029-01-12 | 7 | 11208.3239
2029-01-12 | 8 | 11643.9945
2029-01-12 | 9 | 11705.3802
2029-01-12 | 10 | 11705.3456
2029-01-12 | 11 | 11633.6856
2029-01-12 | 12 | 11751.7219
2029-01-12 | 13 | 11732.5887
2029-01-12 | 14 | 11457.1069
2029-01-12 | 15 | 11461.5154
2029-01-12 | 16 | 11757.8838
2029-01-12 | 17 | 11864.1681
2029-01-12 | 18 | 12205.041
2029-01-12 | 19 | 12133.3721
2029-01-12 | 20 | 12010.704
2029-01-12 | 21 | 11896.66
2029-01-12 | 22 | 11702.1591
2029-01-12 | 23 | 11394.9268
2029-01-12 | 24 | 11084.9772
2029-01-13 | 1 | 10849.5496
2029-01-13 | 2 | 10721.2965
2029-01-13 | 3 | 10642.8876
2029-01-13 | 4 | 10601.7461
2029-01-13 | 5 | 10603.8608
2029-01-13 | 6 | 10596.2888
2029-01-13 | 7 | 10768.8634
2029-01-13 | 8 | 11102.5759
2029-01-13 | 9 | 11285.7472
2029-01-13 | 10 | 11367.224
2029-01-13 | 11 | 11222.83
2029-01-13 | 12 | 11170.9882
2029-01-13 | 13 | 11376.8807
2029-01-13 | 14 | 11061.6682
2029-01-13 | 15 | 11042.251
2029-01-13 | 16 | 11349.9727
2029-01-13 | 17 | 11540.3939
2029-01-13 | 18 | 11905.9963
2029-01-13 | 19 | 11846.351
2029-01-13 | 20 | 11729.6697
2029-01-13 | 21 | 11659.7733
2029-01-13 | 22 | 11531.6832
2029-01-13 | 23 | 11297.0129
2029-01-13 | 24 | 11032.6051
2029-01-14 | 1 | 10822.4396
2029-01-14 | 2 | 10675.7284
2029-01-14 | 3 | 10580.3341
2029-01-14 | 4 | 10532.1198
2029-01-14 | 5 | 10479.0995
2029-01-14 | 6 | 10417.4148
2029-01-14 | 7 | 10523.5924
2029-01-14 | 8 | 10870.5476
2029-01-14 | 9 | 11032.4715
2029-01-14 | 10 | 11153.9111
2029-01-14 | 11 | 11274.1236
2029-01-14 | 12 | 11330.6036
2029-01-14 | 13 | 11287.251
2029-01-14 | 14 | 11315.4843
2029-01-14 | 15 | 11301.6098
2029-01-14 | 16 | 11365.7776
2029-01-14 | 17 | 11609.675
2029-01-14 | 18 | 11982.5047
2029-01-14 | 19 | 11919.1149
2029-01-14 | 20 | 11826.3137
2029-01-14 | 21 | 11740.4297
2029-01-14 | 22 | 11586.4809
2029-01-14 | 23 | 11292.218
2029-01-14 | 24 | 10994.82
2029-01-15 | 1 | 10818.4393
2029-01-15 | 2 | 10692.1269
2029-01-15 | 3 | 10627.5677
2029-01-15 | 4 | 10628.9213
2029-01-15 | 5 | 10697.3888
2029-01-15 | 6 | 10872.2336
2029-01-15 | 7 | 11254.7959
2029-01-15 | 8 | 11694.8024
2029-01-15 | 9 | 11776.3274
2029-01-15 | 10 | 11798.2136
2029-01-15 | 11 | 11836.1377
2029-01-15 | 12 | 11768.1735
2029-01-15 | 13 | 11543.9715
2029-01-15 | 14 | 11531.3336
2029-01-15 | 15 | 11525.5892
2029-01-15 | 16 | 11832.8476
2029-01-15 | 17 | 12015.7814
2029-01-15 | 18 | 12335.4526
2029-01-15 | 19 | 12248.9462
2029-01-15 | 20 | 12143.8335
2029-01-15 | 21 | 12025.6396
2029-01-15 | 22 | 11821.1914
2029-01-15 | 23 | 11470.4217
2029-01-15 | 24 | 11142.992
2029-01-16 | 1 | 10879.8311
2029-01-16 | 2 | 10760.5819
2029-01-16 | 3 | 10691.4843
2029-01-16 | 4 | 10674.2351
2029-01-16 | 5 | 10729.2012
2029-01-16 | 6 | 10885.7322
2029-01-16 | 7 | 11275.1797
2029-01-16 | 8 | 11691.0778
2029-01-16 | 9 | 11775.2086
2029-01-16 | 10 | 11803.802
2029-01-16 | 11 | 11835.9687
2029-01-16 | 12 | 11683.7143
2029-01-16 | 13 | 11786.3393
2029-01-16 | 14 | 11853.167
2029-01-16 | 15 | 11832.6186
2029-01-16 | 16 | 11870.2568
2029-01-16 | 17 | 12041.1072
2029-01-16 | 18 | 12362.0828
2029-01-16 | 19 | 12254.9355
2029-01-16 | 20 | 12152.9227
2029-01-16 | 21 | 12061.0206
2029-01-16 | 22 | 11879.5231
2029-01-16 | 23 | 11551.1926
2029-01-16 | 24 | 11210.2645
2029-01-17 | 1 | 10936.8
2029-01-17 | 2 | 10806.199
2029-01-17 | 3 | 10725.8154
2029-01-17 | 4 | 10738.2291
2029-01-17 | 5 | 10752.0308
2029-01-17 | 6 | 10894.3144
2029-01-17 | 7 | 11248.4958
2029-01-17 | 8 | 11697.0384
2029-01-17 | 9 | 11804.1997
2029-01-17 | 10 | 11821.706
2029-01-17 | 11 | 11847.9473
2029-01-17 | 12 | 11892.0817
2029-01-17 | 13 | 11888.4551
2029-01-17 | 14 | 11573.518
2029-01-17 | 15 | 11570.2281
2029-01-17 | 16 | 11862.5979
2029-01-17 | 17 | 12037.7934
2029-01-17 | 18 | 12321.4553
2029-01-17 | 19 | 12231.6722
2029-01-17 | 20 | 12119.7921
2029-01-17 | 21 | 12054.9295
2029-01-17 | 22 | 11861.8083
2029-01-17 | 23 | 11527.5264
2029-01-17 | 24 | 11184.3903
2029-01-18 | 1 | 10961.7368
2029-01-18 | 2 | 10763.2094
2029-01-18 | 3 | 10667.1564
2029-01-18 | 4 | 10634.2754
2029-01-18 | 5 | 10704.5852
2029-01-18 | 6 | 10803.4286
2029-01-18 | 7 | 11183.0867
2029-01-18 | 8 | 11642.2035
2029-01-18 | 9 | 11773.3728
2029-01-18 | 10 | 11630.7028
2029-01-18 | 11 | 11625.9769
2029-01-18 | 12 | 11611.5391
2029-01-18 | 13 | 11600.1411
2029-01-18 | 14 | 11581.9049
2029-01-18 | 15 | 11546.7667
2029-01-18 | 16 | 11847.5639
2029-01-18 | 17 | 12007.5285
2029-01-18 | 18 | 12332.1826
2029-01-18 | 19 | 12238.3217
2029-01-18 | 20 | 12118.273
2029-01-18 | 21 | 12022.3121
2029-01-18 | 22 | 11845.8731
2029-01-18 | 23 | 11551.1332
2029-01-18 | 24 | 11189.4514
2029-01-19 | 1 | 10943.2196
2029-01-19 | 2 | 10814.4672
2029-01-19 | 3 | 10731.8622
2029-01-19 | 4 | 10711.4223
2029-01-19 | 5 | 10765.6285
2029-01-19 | 6 | 10946.2331
2029-01-19 | 7 | 11316.2179
2029-01-19 | 8 | 11739.2145
2029-01-19 | 9 | 11840.5858
2029-01-19 | 10 | 11840.3635
2029-01-19 | 11 | 11868.4355
2029-01-19 | 12 | 11577.5837
2029-01-19 | 13 | 11550.7611
2029-01-19 | 14 | 11557.6418
2029-01-19 | 15 | 11626.9062
2029-01-19 | 16 | 11782.8235
2029-01-19 | 17 | 11935.2562
2029-01-19 | 18 | 12229.4039
2029-01-19 | 19 | 12133.1348
2029-01-19 | 20 | 11986.8841
2029-01-19 | 21 | 11886.4998
2029-01-19 | 22 | 11683.8781
2029-01-19 | 23 | 11395.1306
2029-01-19 | 24 | 11059.2678
2029-01-20 | 1 | 10808.2098
2029-01-20 | 2 | 10658.9616
2029-01-20 | 3 | 10548.0994
2029-01-20 | 4 | 10477.4294
2029-01-20 | 5 | 10411.506
2029-01-20 | 6 | 10323.3623
2029-01-20 | 7 | 10494.775
2029-01-20 | 8 | 10915.1517
2029-01-20 | 9 | 11119.8634
2029-01-20 | 10 | 11194.6391
2029-01-20 | 11 | 11223.1221
2029-01-20 | 12 | 11160.9741
2029-01-20 | 13 | 11223.2357
2029-01-20 | 14 | 11178.3648
2029-01-20 | 15 | 11158.7706
2029-01-20 | 16 | 11206.8066
2029-01-20 | 17 | 11376.5172
2029-01-20 | 18 | 11778.6093
2029-01-20 | 19 | 11771.7117
2029-01-20 | 20 | 11623.2576
2029-01-20 | 21 | 11515.618
2029-01-20 | 22 | 11373.2116
2029-01-20 | 23 | 11138.7253
2029-01-20 | 24 | 10856.7557
2029-01-21 | 1 | 10635.7363
2029-01-21 | 2 | 10467.3995
2029-01-21 | 3 | 10369.4542
2029-01-21 | 4 | 10318.6735
2029-01-21 | 5 | 10283.4913
2029-01-21 | 6 | 10240.7441
2029-01-21 | 7 | 10388.8363
2029-01-21 | 8 | 10714.7848
2029-01-21 | 9 | 10885.7409
2029-01-21 | 10 | 10915.0783
2029-01-21 | 11 | 10970.3804
2029-01-21 | 12 | 11061.7046
2029-01-21 | 13 | 11113.0891
2029-01-21 | 14 | 11123.1621
2029-01-21 | 15 | 11129.4694
2029-01-21 | 16 | 11204.8723
2029-01-21 | 17 | 11417.6526
2029-01-21 | 18 | 11815.7433
2029-01-21 | 19 | 11800.5274
2029-01-21 | 20 | 11684.6393
2029-01-21 | 21 | 11554.7682
2029-01-21 | 22 | 11353.4326
2029-01-21 | 23 | 11044.5988
2029-01-21 | 24 | 10756.7966
2029-01-22 | 1 | 10603.6172
2029-01-22 | 2 | 10492.8529
2029-01-22 | 3 | 10437.4427
2029-01-22 | 4 | 10426.389
2029-01-22 | 5 | 10492.0193
2029-01-22 | 6 | 10691.8327
2029-01-22 | 7 | 11098.0117
2029-01-22 | 8 | 11521.085
2029-01-22 | 9 | 11595.1199
2029-01-22 | 10 | 11401.8504
2029-01-22 | 11 | 11305.5472
2029-01-22 | 12 | 11233.7316
2029-01-22 | 13 | 11207.5947
2029-01-22 | 14 | 11351.3829
2029-01-22 | 15 | 11294.3486
2029-01-22 | 16 | 11438.728
2029-01-22 | 17 | 11573.0323
2029-01-22 | 18 | 11781.7227
2029-01-22 | 19 | 11732.1785
2029-01-22 | 20 | 11674.0626
2029-01-22 | 21 | 11514.5307
2029-01-22 | 22 | 11222.1885
2029-01-22 | 23 | 10855.0258
2029-01-22 | 24 | 10563.4429
2029-01-23 | 1 | 10340.8882
2029-01-23 | 2 | 10223.4904
2029-01-23 | 3 | 10156.13
2029-01-23 | 4 | 10155.7832
2029-01-23 | 5 | 10262.5691
2029-01-23 | 6 | 10535.8755
2029-01-23 | 7 | 10981.3406
2029-01-23 | 8 | 11371.7545
2029-01-23 | 9 | 11422.8639
2029-01-23 | 10 | 11218.5288
2029-01-23 | 11 | 11147.3319
2029-01-23 | 12 | 11197.2246
2029-01-23 | 13 | 11352.0365
2029-01-23 | 14 | 11388.4565
2029-01-23 | 15 | 11090.3888
2029-01-23 | 16 | 11244.0455
2029-01-23 | 17 | 11470.0831
2029-01-23 | 18 | 11787.6777
2029-01-23 | 19 | 11694.7801
2029-01-23 | 20 | 11591.1225
2029-01-23 | 21 | 11427.0455
2029-01-23 | 22 | 11121.9911
2029-01-23 | 23 | 10751.1966
2029-01-23 | 24 | 10451.8113
2029-01-24 | 1 | 10229.4087
2029-01-24 | 2 | 10124.6897
2029-01-24 | 3 | 10072.3953
2029-01-24 | 4 | 10071.0832
2029-01-24 | 5 | 10195.2697
2029-01-24 | 6 | 10473.0122
2029-01-24 | 7 | 10941.7495
2029-01-24 | 8 | 11333.634
2029-01-24 | 9 | 11404.9905
2029-01-24 | 10 | 11359.477
2029-01-24 | 11 | 11409.6533
2029-01-24 | 12 | 11375.2211
2029-01-24 | 13 | 11308.5828
2029-01-24 | 14 | 11306.6235
2029-01-24 | 15 | 11282.4607
2029-01-24 | 16 | 11333.4615
2029-01-24 | 17 | 11446.1629
2029-01-24 | 18 | 11642.6588
2029-01-24 | 19 | 11539.0917
2029-01-24 | 20 | 11465.9742
2029-01-24 | 21 | 11284.5182
2029-01-24 | 22 | 10981.2221
2029-01-24 | 23 | 10615.2329
2029-01-24 | 24 | 10357.6074
2029-01-25 | 1 | 10156.8533
2029-01-25 | 2 | 10050.0011
2029-01-25 | 3 | 9984.3427
2029-01-25 | 4 | 9983.184
2029-01-25 | 5 | 10046.7848
2029-01-25 | 6 | 10332.9317
2029-01-25 | 7 | 10770.9166
2029-01-25 | 8 | 11165.749
2029-01-25 | 9 | 11229.5284
2029-01-25 | 10 | 11167.3952
2029-01-25 | 11 | 10958.9357
2029-01-25 | 12 | 10880.3968
2029-01-25 | 13 | 10889.7223
2029-01-25 | 14 | 10895.3806
2029-01-25 | 15 | 10889.3719
2029-01-25 | 16 | 10999.5158
2029-01-25 | 17 | 11179.4403
2029-01-25 | 18 | 11476.5755
2029-01-25 | 19 | 11441.0799
2029-01-25 | 20 | 11348.234
2029-01-25 | 21 | 11178.4733
2029-01-25 | 22 | 10915.441
2029-01-25 | 23 | 10606.0973
2029-01-25 | 24 | 10375.8106
2029-01-26 | 1 | 10149.6152
2029-01-26 | 2 | 10061.254
2029-01-26 | 3 | 10038.8649
2029-01-26 | 4 | 10035.2097
2029-01-26 | 5 | 10185.4279
2029-01-26 | 6 | 10497.2395
2029-01-26 | 7 | 10963.0977
2029-01-26 | 8 | 11316.5054
2029-01-26 | 9 | 11399.5704
2029-01-26 | 10 | 11329.4381
2029-01-26 | 11 | 11170.5665
2029-01-26 | 12 | 11066.715
2029-01-26 | 13 | 10997.011
2029-01-26 | 14 | 11098.8881
2029-01-26 | 15 | 11056.8403
2029-01-26 | 16 | 11140.0969
2029-01-26 | 17 | 11206.5127
2029-01-26 | 18 | 11457.9559
2029-01-26 | 19 | 11428.5124
2029-01-26 | 20 | 11376.3011
2029-01-26 | 21 | 11235.1701
2029-01-26 | 22 | 10966.5169
2029-01-26 | 23 | 10667.5899
2029-01-26 | 24 | 10386.4638
2029-01-27 | 1 | 10180.5794
2029-01-27 | 2 | 10066.6296
2029-01-27 | 3 | 9988.7251
2029-01-27 | 4 | 9966.0764
2029-01-27 | 5 | 10001.8798
2029-01-27 | 6 | 10117.1782
2029-01-27 | 7 | 10355.4971
2029-01-27 | 8 | 10624.1771
2029-01-27 | 9 | 10796.3556
2029-01-27 | 10 | 10737.0573
2029-01-27 | 11 | 10680.5375
2029-01-27 | 12 | 10668.4499
2029-01-27 | 13 | 10621.5219
2029-01-27 | 14 | 10634.9587
2029-01-27 | 15 | 10685.4974
2029-01-27 | 16 | 10807.5036
2029-01-27 | 17 | 10903.9542
2029-01-27 | 18 | 11200.0517
2029-01-27 | 19 | 11174.1597
2029-01-27 | 20 | 11095.3744
2029-01-27 | 21 | 10963.3064
2029-01-27 | 22 | 10742.9726
2029-01-27 | 23 | 10488.1039
2029-01-27 | 24 | 10251.7082
2029-01-28 | 1 | 10072.4753
2029-01-28 | 2 | 9972.2062
2029-01-28 | 3 | 9905.995
2029-01-28 | 4 | 9887.4204
2029-01-28 | 5 | 9910.5231
2029-01-28 | 6 | 9974.4964
2029-01-28 | 7 | 10070.5191
2029-01-28 | 8 | 10357.2028
2029-01-28 | 9 | 10512.7179
2029-01-28 | 10 | 10516.507
2029-01-28 | 11 | 10597.8167
2029-01-28 | 12 | 10627.718
2029-01-28 | 13 | 10575.4696
2029-01-28 | 14 | 10597.3762
2029-01-28 | 15 | 10603.5925
2029-01-28 | 16 | 10713.7759
2029-01-28 | 17 | 10845.1725
2029-01-28 | 18 | 11065.2358
2029-01-28 | 19 | 11029.0066
2029-01-28 | 20 | 10969.7856
2029-01-28 | 21 | 10829.5521
2029-01-28 | 22 | 10585.2732
2029-01-28 | 23 | 10277.3956
2029-01-28 | 24 | 10059.4862
2029-01-29 | 1 | 9945.839
2029-01-29 | 2 | 9802.5729
2029-01-29 | 3 | 9758.7388
2029-01-29 | 4 | 9775.284
2029-01-29 | 5 | 9915.6165
2029-01-29 | 6 | 10247.4871
2029-01-29 | 7 | 10714.8888
2029-01-29 | 8 | 11071.83
2029-01-29 | 9 | 11182.3198
2029-01-29 | 10 | 11053.7392
2029-01-29 | 11 | 11014.3424
2029-01-29 | 12 | 11152.8236
2029-01-29 | 13 | 11129.1631
2029-01-29 | 14 | 11052.5496
2029-01-29 | 15 | 11052.6143
2029-01-29 | 16 | 11066.833
2029-01-29 | 17 | 11182.6278
2029-01-29 | 18 | 11248.1297
2029-01-29 | 19 | 11235.9748
2029-01-29 | 20 | 11161.3325
2029-01-29 | 21 | 11039.1899
2029-01-29 | 22 | 10708.9866
2029-01-29 | 23 | 10354.7257
2029-01-29 | 24 | 10113.5405
2029-01-30 | 1 | 9928.3297
2029-01-30 | 2 | 9848.1145
2029-01-30 | 3 | 9777.0291
2029-01-30 | 4 | 9807.143
2029-01-30 | 5 | 9985.2608
2029-01-30 | 6 | 10347.5201
2029-01-30 | 7 | 10854.7842
2029-01-30 | 8 | 11195.5854
2029-01-30 | 9 | 11282.2926
2029-01-30 | 10 | 11227.4305
2029-01-30 | 11 | 11311.5952
2029-01-30 | 12 | 11088.8093
2029-01-30 | 13 | 11111.2138
2029-01-30 | 14 | 11126.1909
2029-01-30 | 15 | 11138.2879
2029-01-30 | 16 | 11222.5554
2029-01-30 | 17 | 11443.8504
2029-01-30 | 18 | 11783.0459
2029-01-30 | 19 | 11750.4269
2029-01-30 | 20 | 11655.804
2029-01-30 | 21 | 11494.5623
2029-01-30 | 22 | 11231.3468
2029-01-30 | 23 | 10880.9869
2029-01-30 | 24 | 10599.3045
2029-01-31 | 1 | 10402.6946
2029-01-31 | 2 | 10328.347
2029-01-31 | 3 | 10298.6188
2029-01-31 | 4 | 10319.0917
2029-01-31 | 5 | 10459.4851
2029-01-31 | 6 | 10780.7299
2029-01-31 | 7 | 11246.2541
2029-01-31 | 8 | 11616.3679
2029-01-31 | 9 | 11740.4909
2029-01-31 | 10 | 11550.612
2029-01-31 | 11 | 11474.5737
2029-01-31 | 12 | 11477.5366
2029-01-31 | 13 | 11466.7157
2029-01-31 | 14 | 11474.1256
2029-01-31 | 15 | 11470.4778
2029-01-31 | 16 | 11564.3778
2029-01-31 | 17 | 11787.7021
2029-01-31 | 18 | 12261.1174
2029-01-31 | 19 | 12196.3339
2029-01-31 | 20 | 12136.7872
2029-01-31 | 21 | 11976.0586
2029-01-31 | 22 | 11751.7113
2029-01-31 | 23 | 11401.7626
2029-01-31 | 24 | 11071.0401
2029-02-01 | 1 | 10876.815
2029-02-01 | 2 | 10774.5031
2029-02-01 | 3 | 10712.0716
2029-02-01 | 4 | 10718.5741
2029-02-01 | 5 | 10788.0556
2029-02-01 | 6 | 11025.663
2029-02-01 | 7 | 11395.2868
2029-02-01 | 8 | 11812.1671
2029-02-01 | 9 | 12041.071
2029-02-01 | 10 | 11885.3865
2029-02-01 | 11 | 11653.2293
2029-02-01 | 12 | 11632.3671
2029-02-01 | 13 | 11652.659
2029-02-01 | 14 | 11577.8395
2029-02-01 | 15 | 11518.0056
2029-02-01 | 16 | 11610.4531
2029-02-01 | 17 | 11832.8146
2029-02-01 | 18 | 12314.8443
2029-02-01 | 19 | 12322.8766
2029-02-01 | 20 | 12209.6065
2029-02-01 | 21 | 12159.1839
2029-02-01 | 22 | 12035.7
2029-02-01 | 23 | 11765.5943
2029-02-01 | 24 | 11440.991
2029-02-02 | 1 | 11170.1731
2029-02-02 | 2 | 11056.1249
2029-02-02 | 3 | 10989.6933
2029-02-02 | 4 | 10983.8237
2029-02-02 | 5 | 11040.083
2029-02-02 | 6 | 11237.4311
2029-02-02 | 7 | 11539.1115
2029-02-02 | 8 | 11950.6442
2029-02-02 | 9 | 12152.3701
2029-02-02 | 10 | 12105.0121
2029-02-02 | 11 | 12102.5006
2029-02-02 | 12 | 11767.6175
2029-02-02 | 13 | 12001.0267
2029-02-02 | 14 | 11922.0261
2029-02-02 | 15 | 11578.0232
2029-02-02 | 16 | 11597.2422
2029-02-02 | 17 | 11788.4484
2029-02-02 | 18 | 12196.1952
2029-02-02 | 19 | 12259.2166
2029-02-02 | 20 | 12174.4545
2029-02-02 | 21 | 12136.3592
2029-02-02 | 22 | 11999.9118
2029-02-02 | 23 | 11731.0872
2029-02-02 | 24 | 11406.7294
2029-02-03 | 1 | 11131.9262
2029-02-03 | 2 | 10981.6834
2029-02-03 | 3 | 10880.5452
2029-02-03 | 4 | 10804.2126
2029-02-03 | 5 | 10750.9521
2029-02-03 | 6 | 10633.6633
2029-02-03 | 7 | 10761.1389
2029-02-03 | 8 | 11179.2619
2029-02-03 | 9 | 11457.429
2029-02-03 | 10 | 11431.9133
2029-02-03 | 11 | 11429.752
2029-02-03 | 12 | 11390.7562
2029-02-03 | 13 | 11229.0681
2029-02-03 | 14 | 11153.2357
2029-02-03 | 15 | 11084.7308
2029-02-03 | 16 | 11085.251
2029-02-03 | 17 | 11198.3286
2029-02-03 | 18 | 11491.1899
2029-02-03 | 19 | 11558.6667
2029-02-03 | 20 | 11492.2799
2029-02-03 | 21 | 11417.4479
2029-02-03 | 22 | 11229.639
2029-02-03 | 23 | 10962.7024
2029-02-03 | 24 | 10710.426
2029-02-04 | 1 | 10467.8428
2029-02-04 | 2 | 10293.2142
2029-02-04 | 3 | 10177.7445
2029-02-04 | 4 | 10112.1346
2029-02-04 | 5 | 10040.9014
2029-02-04 | 6 | 9963.1743
2029-02-04 | 7 | 10139.1292
2029-02-04 | 8 | 10448.3736
2029-02-04 | 9 | 10665.8893
2029-02-04 | 10 | 10601.7748
2029-02-04 | 11 | 10393.3991
2029-02-04 | 12 | 10389.8474
2029-02-04 | 13 | 10342.276
2029-02-04 | 14 | 10297.3895
2029-02-04 | 15 | 10538.0237
2029-02-04 | 16 | 10620.3892
2029-02-04 | 17 | 10767.0253
2029-02-04 | 18 | 11015.1054
2029-02-04 | 19 | 11084.423
2029-02-04 | 20 | 11049.2575
2029-02-04 | 21 | 10918.9941
2029-02-04 | 22 | 10703.0982
2029-02-04 | 23 | 10364.1983
2029-02-04 | 24 | 10127.6076
2029-02-05 | 1 | 10006.773
2029-02-05 | 2 | 9909.7034
2029-02-05 | 3 | 9856.3415
2029-02-05 | 4 | 9831.0168
2029-02-05 | 5 | 9952.7056
2029-02-05 | 6 | 10229.8602
2029-02-05 | 7 | 10678.0953
2029-02-05 | 8 | 11039.0576
2029-02-05 | 9 | 11160.8846
2029-02-05 | 10 | 11018.1522
2029-02-05 | 11 | 10907.3262
2029-02-05 | 12 | 10883.0786
2029-02-05 | 13 | 10874.6649
2029-02-05 | 14 | 10974.9575
2029-02-05 | 15 | 11004.8894
2029-02-05 | 16 | 11012.6535
2029-02-05 | 17 | 11069.6101
2029-02-05 | 18 | 11171.9738
2029-02-05 | 19 | 11175.4367
2029-02-05 | 20 | 11086.4576
2029-02-05 | 21 | 10933.8078
2029-02-05 | 22 | 10626.1593
2029-02-05 | 23 | 10309.1731
2029-02-05 | 24 | 9999.4928
2029-02-06 | 1 | 9833.4694
2029-02-06 | 2 | 9741.55
2029-02-06 | 3 | 9702.3268
2029-02-06 | 4 | 9725.8418
2029-02-06 | 5 | 9826.8135
2029-02-06 | 6 | 10174.3171
2029-02-06 | 7 | 10628.2044
2029-02-06 | 8 | 10965.4148
2029-02-06 | 9 | 11091.5869
2029-02-06 | 10 | 10969.8189
2029-02-06 | 11 | 10985.5535
2029-02-06 | 12 | 10862.8961
2029-02-06 | 13 | 10743.2624
2029-02-06 | 14 | 10912.2831
2029-02-06 | 15 | 10893.8567
2029-02-06 | 16 | 10922.7627
2029-02-06 | 17 | 11051.1501
2029-02-06 | 18 | 11155.3077
2029-02-06 | 19 | 11200.1118
2029-02-06 | 20 | 11108.2302
2029-02-06 | 21 | 10960.0042
2029-02-06 | 22 | 10665.9529
2029-02-06 | 23 | 10321.0504
2029-02-06 | 24 | 10075.8759
2029-02-07 | 1 | 9883.6678
2029-02-07 | 2 | 9803.2311
2029-02-07 | 3 | 9727.7431
2029-02-07 | 4 | 9744.7543
2029-02-07 | 5 | 9938.3059
2029-02-07 | 6 | 10256.9347
2029-02-07 | 7 | 10703.587
2029-02-07 | 8 | 11055.3427
2029-02-07 | 9 | 11194.1344
2029-02-07 | 10 | 11100.2249
2029-02-07 | 11 | 11103.1602
2029-02-07 | 12 | 10893.5697
2029-02-07 | 13 | 11175.4173
2029-02-07 | 14 | 11225.4308
2029-02-07 | 15 | 11232.6633
2029-02-07 | 16 | 11315.8411
2029-02-07 | 17 | 11419.4763
2029-02-07 | 18 | 11588.3439
2029-02-07 | 19 | 11615.3943
2029-02-07 | 20 | 11511.1807
2029-02-07 | 21 | 11351.9427
2029-02-07 | 22 | 11065.1305
2029-02-07 | 23 | 10733.2124
2029-02-07 | 24 | 10478.6236
2029-02-08 | 1 | 10348.0346
2029-02-08 | 2 | 10263.8269
2029-02-08 | 3 | 10228.2496
2029-02-08 | 4 | 10241.3309
2029-02-08 | 5 | 10404.2128
2029-02-08 | 6 | 10719.8989
2029-02-08 | 7 | 11190.9606
2029-02-08 | 8 | 11518.2185
2029-02-08 | 9 | 11645.9298
2029-02-08 | 10 | 11400.5334
2029-02-08 | 11 | 11340.9134
2029-02-08 | 12 | 11330.2852
2029-02-08 | 13 | 11284.5618
2029-02-08 | 14 | 11284.9718
2029-02-08 | 15 | 11244.7234
2029-02-08 | 16 | 11298.1051
2029-02-08 | 17 | 11482.3994
2029-02-08 | 18 | 11861.6258
2029-02-08 | 19 | 11924.333
2029-02-08 | 20 | 11837.8099
2029-02-08 | 21 | 11698.1867
2029-02-08 | 22 | 11479.5622
2029-02-08 | 23 | 11164.3778
2029-02-08 | 24 | 10849.6891
2029-02-09 | 1 | 10625.5542
2029-02-09 | 2 | 10528.5128
2029-02-09 | 3 | 10459.7282
2029-02-09 | 4 | 10504.7694
2029-02-09 | 5 | 10602.3584
2029-02-09 | 6 | 10848.1299
2029-02-09 | 7 | 11234.3967
2029-02-09 | 8 | 11634.5862
2029-02-09 | 9 | 11839.7111
2029-02-09 | 10 | 11694.8428
2029-02-09 | 11 | 11721.3539
2029-02-09 | 12 | 11725.0162
2029-02-09 | 13 | 11368.0279
2029-02-09 | 14 | 11330.0566
2029-02-09 | 15 | 11594.3405
2029-02-09 | 16 | 11596.5644
2029-02-09 | 17 | 11595.8484
2029-02-09 | 18 | 11946.9949
2029-02-09 | 19 | 11966.584
2029-02-09 | 20 | 11882.8975
2029-02-09 | 21 | 11771.4314
2029-02-09 | 22 | 11579.2253
2029-02-09 | 23 | 11275.8477
2029-02-09 | 24 | 10985.3072
2029-02-10 | 1 | 10765.3319
2029-02-10 | 2 | 10634.1931
2029-02-10 | 3 | 10564.1062
2029-02-10 | 4 | 10555.8573
2029-02-10 | 5 | 10582.0833
2029-02-10 | 6 | 10625.059
2029-02-10 | 7 | 10717.9931
2029-02-10 | 8 | 11008.7274
2029-02-10 | 9 | 11301.3578
2029-02-10 | 10 | 11291.2452
2029-02-10 | 11 | 11305.0377
2029-02-10 | 12 | 11299.0498
2029-02-10 | 13 | 11222.8132
2029-02-10 | 14 | 11094.113
2029-02-10 | 15 | 11138.6583
2029-02-10 | 16 | 11099.7334
2029-02-10 | 17 | 11283.5326
2029-02-10 | 18 | 11582.5966
2029-02-10 | 19 | 11712.4015
2029-02-10 | 20 | 11657.8628
2029-02-10 | 21 | 11551.5859
2029-02-10 | 22 | 11444.8854
2029-02-10 | 23 | 11203.389
2029-02-10 | 24 | 10926.3685
2029-02-11 | 1 | 10714.7535
2029-02-11 | 2 | 10558.4618
2029-02-11 | 3 | 10471.2131
2029-02-11 | 4 | 10394.0018
2029-02-11 | 5 | 10278.5058
2029-02-11 | 6 | 10224.9534
2029-02-11 | 7 | 10353.1843
2029-02-11 | 8 | 10591.9563
2029-02-11 | 9 | 10887.2899
2029-02-11 | 10 | 10953.2587
2029-02-11 | 11 | 10889.516
2029-02-11 | 12 | 10983.1036
2029-02-11 | 13 | 10942.9607
2029-02-11 | 14 | 10914.8941
2029-02-11 | 15 | 10914.7657
2029-02-11 | 16 | 10981.6388
2029-02-11 | 17 | 11133.7777
2029-02-11 | 18 | 11333.8758
2029-02-11 | 19 | 11422.3685
2029-02-11 | 20 | 11354.7929
2029-02-11 | 21 | 11237.3383
2029-02-11 | 22 | 11016.322
2029-02-11 | 23 | 10687.8416
2029-02-11 | 24 | 10446.5802
2029-02-12 | 1 | 10297.8094
2029-02-12 | 2 | 10164.5309
2029-02-12 | 3 | 10110.8609
2029-02-12 | 4 | 10115.2756
2029-02-12 | 5 | 10217.1841
2029-02-12 | 6 | 10451.2746
2029-02-12 | 7 | 10897.317
2029-02-12 | 8 | 11179.5127
2029-02-12 | 9 | 11285.6661
2029-02-12 | 10 | 11107.6095
2029-02-12 | 11 | 11265.2868
2029-02-12 | 12 | 11067.6302
2029-02-12 | 13 | 11082.2171
2029-02-12 | 14 | 10924.223
2029-02-12 | 15 | 11049.273
2029-02-12 | 16 | 11169.0507
2029-02-12 | 17 | 11205.4455
2029-02-12 | 18 | 11280.5871
2029-02-12 | 19 | 11360.7335
2029-02-12 | 20 | 11279.8989
2029-02-12 | 21 | 11126.7195
2029-02-12 | 22 | 10828.7387
2029-02-12 | 23 | 10445.4468
2029-02-12 | 24 | 10192.494
2029-02-13 | 1 | 9998.0385
2029-02-13 | 2 | 9893.4615
2029-02-13 | 3 | 9858.5532
2029-02-13 | 4 | 9846.3137
2029-02-13 | 5 | 9978.7484
2029-02-13 | 6 | 10280.9245
2029-02-13 | 7 | 10716.4637
2029-02-13 | 8 | 10876.314
2029-02-13 | 9 | 10975.0201
2029-02-13 | 10 | 10905.8362
2029-02-13 | 11 | 10828.4383
2029-02-13 | 12 | 10820.2914
2029-02-13 | 13 | 10804.1
2029-02-13 | 14 | 10788.98
2029-02-13 | 15 | 10799.2458
2029-02-13 | 16 | 10936.0044
2029-02-13 | 17 | 11075.8991
2029-02-13 | 18 | 11256.4502
2029-02-13 | 19 | 11304.867
2029-02-13 | 20 | 11258.6218
2029-02-13 | 21 | 11097.9912
2029-02-13 | 22 | 10747.6882
2029-02-13 | 23 | 10386.764
2029-02-13 | 24 | 10140.1017
2029-02-14 | 1 | 9949.1562
2029-02-14 | 2 | 9825.2375
2029-02-14 | 3 | 9793.4143
2029-02-14 | 4 | 9820.5502
2029-02-14 | 5 | 10011.8582
2029-02-14 | 6 | 10349.9859
2029-02-14 | 7 | 10786.4719
2029-02-14 | 8 | 10939.7654
2029-02-14 | 9 | 11100.3605
2029-02-14 | 10 | 11162.6593
2029-02-14 | 11 | 11036.3891
2029-02-14 | 12 | 11092.815
2029-02-14 | 13 | 10942.5978
2029-02-14 | 14 | 11087.226
2029-02-14 | 15 | 11001.4409
2029-02-14 | 16 | 11058.3752
2029-02-14 | 17 | 11117.6226
2029-02-14 | 18 | 11260.8957
2029-02-14 | 19 | 11309.2561
2029-02-14 | 20 | 11229.716
2029-02-14 | 21 | 11045.6549
2029-02-14 | 22 | 10736.243
2029-02-14 | 23 | 10392.7087
2029-02-14 | 24 | 10117.8152
2029-02-15 | 1 | 9971.8629
2029-02-15 | 2 | 9875.629
2029-02-15 | 3 | 9837.7755
2029-02-15 | 4 | 9879.4516
2029-02-15 | 5 | 10010.1027
2029-02-15 | 6 | 10351.5168
2029-02-15 | 7 | 10819.6728
2029-02-15 | 8 | 10997.6732
2029-02-15 | 9 | 11036.3117
2029-02-15 | 10 | 10997.8246
2029-02-15 | 11 | 10911.5528
2029-02-15 | 12 | 10866.1333
2029-02-15 | 13 | 10838.8852
2029-02-15 | 14 | 10802.0746
2029-02-15 | 15 | 10817.759
2029-02-15 | 16 | 10881.9358
2029-02-15 | 17 | 10937.0831
2029-02-15 | 18 | 11124.3462
2029-02-15 | 19 | 11288.4741
2029-02-15 | 20 | 11258.2249
2029-02-15 | 21 | 11080.9411
2029-02-15 | 22 | 10820.1385
2029-02-15 | 23 | 10491.5975
2029-02-15 | 24 | 10253.7271
2029-02-16 | 1 | 10080.0395
2029-02-16 | 2 | 10006.0626
2029-02-16 | 3 | 9965.4938
2029-02-16 | 4 | 9986.0263
2029-02-16 | 5 | 10102.223
2029-02-16 | 6 | 10416.007
2029-02-16 | 7 | 10866.8301
2029-02-16 | 8 | 11045.3783
2029-02-16 | 9 | 11183.0113
2029-02-16 | 10 | 11169.8744
2029-02-16 | 11 | 11173.3784
2029-02-16 | 12 | 11134.2599
2029-02-16 | 13 | 11090.6728
2029-02-16 | 14 | 10963.9583
2029-02-16 | 15 | 11039.5468
2029-02-16 | 16 | 11034.6273
2029-02-16 | 17 | 11154.2635
2029-02-16 | 18 | 11249.1352
2029-02-16 | 19 | 11390.5005
2029-02-16 | 20 | 11316.0429
2029-02-16 | 21 | 11157.1965
2029-02-16 | 22 | 10914.6446
2029-02-16 | 23 | 10580.6915
2029-02-16 | 24 | 10317.986
2029-02-17 | 1 | 10102.557
2029-02-17 | 2 | 9995.8057
2029-02-17 | 3 | 9932.7715
2029-02-17 | 4 | 9901.3489
2029-02-17 | 5 | 9934.2524
2029-02-17 | 6 | 10037.3378
2029-02-17 | 7 | 10282.4283
2029-02-17 | 8 | 10407.2977
2029-02-17 | 9 | 10594.5509
2029-02-17 | 10 | 10702.824
2029-02-17 | 11 | 10751.746
2029-02-17 | 12 | 10649.6456
2029-02-17 | 13 | 10642.6162
2029-02-17 | 14 | 10626.5066
2029-02-17 | 15 | 10728.2045
2029-02-17 | 16 | 10961.4266
2029-02-17 | 17 | 11072.0322
2029-02-17 | 18 | 11236.6459
2029-02-17 | 19 | 11386.0688
2029-02-17 | 20 | 11303.9365
2029-02-17 | 21 | 11182.0211
2029-02-17 | 22 | 11012.3288
2029-02-17 | 23 | 10796.7657
2029-02-17 | 24 | 10551.9846
2029-02-18 | 1 | 10352.733
2029-02-18 | 2 | 10252.4694
2029-02-18 | 3 | 10187.8076
2029-02-18 | 4 | 10168.1084
2029-02-18 | 5 | 10217.9745
2029-02-18 | 6 | 10306.4178
2029-02-18 | 7 | 10491.3057
2029-02-18 | 8 | 10587.4527
2029-02-18 | 9 | 10753.1738
2029-02-18 | 10 | 10808.3565
2029-02-18 | 11 | 10857.1793
2029-02-18 | 12 | 10930.8227
2029-02-18 | 13 | 10941.7861
2029-02-18 | 14 | 10950.7637
2029-02-18 | 15 | 10953.5033
2029-02-18 | 16 | 11072.4952
2029-02-18 | 17 | 11396.2819
2029-02-18 | 18 | 11776.3175
2029-02-18 | 19 | 11896.6421
2029-02-18 | 20 | 11806.6097
2029-02-18 | 21 | 11704.1557
2029-02-18 | 22 | 11540.6539
2029-02-18 | 23 | 11221.2695
2029-02-18 | 24 | 10947.3384
2029-02-19 | 1 | 10806.0748
2029-02-19 | 2 | 10665.705
2029-02-19 | 3 | 10591.1989
2029-02-19 | 4 | 10553.9079
2029-02-19 | 5 | 10557.959
2029-02-19 | 6 | 10563.86
2029-02-19 | 7 | 10650.6016
2029-02-19 | 8 | 10800.1222
2029-02-19 | 9 | 10922.4626
2029-02-19 | 10 | 10969.0387
2029-02-19 | 11 | 11018.5405
2029-02-19 | 12 | 11065.7012
2029-02-19 | 13 | 11057.6251
2029-02-19 | 14 | 11031.9511
2029-02-19 | 15 | 11023.4926
2029-02-19 | 16 | 11088.1805
2029-02-19 | 17 | 11381.8618
2029-02-19 | 18 | 11820.0865
2029-02-19 | 19 | 12023.7138
2029-02-19 | 20 | 11897.7147
2029-02-19 | 21 | 11811.9535
2029-02-19 | 22 | 11645.244
2029-02-19 | 23 | 11354.881
2029-02-19 | 24 | 11045.7603
2029-02-20 | 1 | 10878.8115
2029-02-20 | 2 | 10745.8464
2029-02-20 | 3 | 10677.8326
2029-02-20 | 4 | 10672.2659
2029-02-20 | 5 | 10739.3839
2029-02-20 | 6 | 10994.5564
2029-02-20 | 7 | 11339.5872
2029-02-20 | 8 | 11601.9082
2029-02-20 | 9 | 11663.6469
2029-02-20 | 10 | 11652.6919
2029-02-20 | 11 | 11607.5692
2029-02-20 | 12 | 11640.4163
2029-02-20 | 13 | 11569.2804
2029-02-20 | 14 | 11544.1804
2029-02-20 | 15 | 11517.9319
2029-02-20 | 16 | 11571.9402
2029-02-20 | 17 | 11814.6335
2029-02-20 | 18 | 12119.2996
2029-02-20 | 19 | 12306.383
2029-02-20 | 20 | 12206.6622
2029-02-20 | 21 | 12096.8111
2029-02-20 | 22 | 11912.1273
2029-02-20 | 23 | 11592.1376
2029-02-20 | 24 | 11282.1949
2029-02-21 | 1 | 11020.4206
2029-02-21 | 2 | 10863.3909
2029-02-21 | 3 | 10806.4209
2029-02-21 | 4 | 10801.4067
2029-02-21 | 5 | 10885.1834
2029-02-21 | 6 | 11120.7303
2029-02-21 | 7 | 11475.394
2029-02-21 | 8 | 11702.164
2029-02-21 | 9 | 11747.9049
2029-02-21 | 10 | 11699.8684
2029-02-21 | 11 | 11643.6129
2029-02-21 | 12 | 11771.1809
2029-02-21 | 13 | 11697.1313
2029-02-21 | 14 | 11607.7798
2029-02-21 | 15 | 11653.4812
2029-02-21 | 16 | 11682.1509
2029-02-21 | 17 | 11844.2308
2029-02-21 | 18 | 11924.6227
2029-02-21 | 19 | 12154.6856
2029-02-21 | 20 | 12105.6293
2029-02-21 | 21 | 12013.7539
2029-02-21 | 22 | 11825.4284
2029-02-21 | 23 | 11467.0764
2029-02-21 | 24 | 11154.8237
2029-02-22 | 1 | 10945.0087
2029-02-22 | 2 | 10821.1189
2029-02-22 | 3 | 10724.0885
2029-02-22 | 4 | 10679.7556
2029-02-22 | 5 | 10728.7807
2029-02-22 | 6 | 10903.5131
2029-02-22 | 7 | 11298.8422
2029-02-22 | 8 | 11604.8063
2029-02-22 | 9 | 11729.0572
2029-02-22 | 10 | 11826.3178
2029-02-22 | 11 | 11662.0036
2029-02-22 | 12 | 11580.6685
2029-02-22 | 13 | 11591.5344
2029-02-22 | 14 | 11440.2021
2029-02-22 | 15 | 11436.6186
2029-02-22 | 16 | 11420.5077
2029-02-22 | 17 | 11585.7697
2029-02-22 | 18 | 11717.6406
2029-02-22 | 19 | 11899.6721
2029-02-22 | 20 | 11840.8568
2029-02-22 | 21 | 11710.4019
2029-02-22 | 22 | 11483.0078
2029-02-22 | 23 | 11188.7436
2029-02-22 | 24 | 10883.8099
2029-02-23 | 1 | 10661.2952
2029-02-23 | 2 | 10537.5951
2029-02-23 | 3 | 10457.0839
2029-02-23 | 4 | 10397.2715
2029-02-23 | 5 | 10458.1984
2029-02-23 | 6 | 10646.0326
2029-02-23 | 7 | 11066.692
2029-02-23 | 8 | 11355.7032
2029-02-23 | 9 | 11374.6806
2029-02-23 | 10 | 11357.9702
2029-02-23 | 11 | 11264.002
2029-02-23 | 12 | 11314.1798
2029-02-23 | 13 | 11113.1102
2029-02-23 | 14 | 11168.8784
2029-02-23 | 15 | 11157.3277
2029-02-23 | 16 | 11146.5013
2029-02-23 | 17 | 11346.1474
2029-02-23 | 18 | 11418.8642
2029-02-23 | 19 | 11593.4868
2029-02-23 | 20 | 11534.24
2029-02-23 | 21 | 11374.6542
2029-02-23 | 22 | 11120.1092
2029-02-23 | 23 | 10822.9669
2029-02-23 | 24 | 10534.1736
2029-02-24 | 1 | 10312.7685
2029-02-24 | 2 | 10203.3902
2029-02-24 | 3 | 10114.7542
2029-02-24 | 4 | 10097.9756
2029-02-24 | 5 | 10133.939
2029-02-24 | 6 | 10208.0339
2029-02-24 | 7 | 10431.8458
2029-02-24 | 8 | 10632.7774
2029-02-24 | 9 | 10705.9539
2029-02-24 | 10 | 10847.4787
2029-02-24 | 11 | 10857.7058
2029-02-24 | 12 | 10849.7944
2029-02-24 | 13 | 10806.3758
2029-02-24 | 14 | 10799.4661
2029-02-24 | 15 | 10788.4516
2029-02-24 | 16 | 10862.4445
2029-02-24 | 17 | 11083.3683
2029-02-24 | 18 | 11394.9809
2029-02-24 | 19 | 11575.9808
2029-02-24 | 20 | 11499.1023
2029-02-24 | 21 | 11378.697
2029-02-24 | 22 | 11224.9266
2029-02-24 | 23 | 10972.1836
2029-02-24 | 24 | 10729.8669
2029-02-25 | 1 | 10540.1045
2029-02-25 | 2 | 10418.4197
2029-02-25 | 3 | 10361.8836
2029-02-25 | 4 | 10330.888
2029-02-25 | 5 | 10345.8462
2029-02-25 | 6 | 10378.0717
2029-02-25 | 7 | 10500.996
2029-02-25 | 8 | 10683.9749
2029-02-25 | 9 | 10731.3392
2029-02-25 | 10 | 10797.8812
2029-02-25 | 11 | 10871.499
2029-02-25 | 12 | 10944.6198
2029-02-25 | 13 | 10953.874
2029-02-25 | 14 | 10938.6955
2029-02-25 | 15 | 10941.0673
2029-02-25 | 16 | 11026.9742
2029-02-25 | 17 | 11301.8552
2029-02-25 | 18 | 11635.7998
2029-02-25 | 19 | 11845.2279
2029-02-25 | 20 | 11780.4878
2029-02-25 | 21 | 11676.5902
2029-02-25 | 22 | 11508.9867
2029-02-25 | 23 | 11204.4078
2029-02-25 | 24 | 10930.3068
2029-02-26 | 1 | 10774.1418
2029-02-26 | 2 | 10667.28
2029-02-26 | 3 | 10621.5789
2029-02-26 | 4 | 10636.129
2029-02-26 | 5 | 10742.4594
2029-02-26 | 6 | 11013.7973
2029-02-26 | 7 | 11415.7313
2029-02-26 | 8 | 11706.0447
2029-02-26 | 9 | 11796.2732
2029-02-26 | 10 | 11883.6213
2029-02-26 | 11 | 11676.3157
2029-02-26 | 12 | 11765.592
2029-02-26 | 13 | 11862.3889
2029-02-26 | 14 | 11828.1833
2029-02-26 | 15 | 11827.7284
2029-02-26 | 16 | 11811.9816
2029-02-26 | 17 | 11983.4212
2029-02-26 | 18 | 12112.7322
2029-02-26 | 19 | 12246.1174
2029-02-26 | 20 | 12201.401
2029-02-26 | 21 | 12124.4879
2029-02-26 | 22 | 11914.8303
2029-02-26 | 23 | 11592.1235
2029-02-26 | 24 | 11245.0005
2029-02-27 | 1 | 11000.7111
2029-02-27 | 2 | 10878.3701
2029-02-27 | 3 | 10821.126
2029-02-27 | 4 | 10817.0341
2029-02-27 | 5 | 10888.597
2029-02-27 | 6 | 11074.8467
2029-02-27 | 7 | 11438.1271
2029-02-27 | 8 | 11727.0272
2029-02-27 | 9 | 11817.5762
2029-02-27 | 10 | 11668.1379
2029-02-27 | 11 | 11622.4231
2029-02-27 | 12 | 11615.8958
2029-02-27 | 13 | 11706.1359
2029-02-27 | 14 | 11436.9691
2029-02-27 | 15 | 11443.0874
2029-02-27 | 16 | 11504.2237
2029-02-27 | 17 | 11585.4717
2029-02-27 | 18 | 11737.8218
2029-02-27 | 19 | 11944.4682
2029-02-27 | 20 | 11926.768
2029-02-27 | 21 | 11844.5324
2029-02-27 | 22 | 11584.8574
2029-02-27 | 23 | 11215.6379
2029-02-27 | 24 | 10883.6763
2029-02-28 | 1 | 10641.6957
2029-02-28 | 2 | 10486.7431
2029-02-28 | 3 | 10383.581
2029-02-28 | 4 | 10348.9814
2029-02-28 | 5 | 10394.1774
2029-02-28 | 6 | 10512.3783
2029-02-28 | 7 | 10897.2575
2029-02-28 | 8 | 11266.1974
2029-02-28 | 9 | 11351.1676
2029-02-28 | 10 | 11418.7741
2029-02-28 | 11 | 11339.6796
2029-02-28 | 12 | 11410.3029
2029-02-28 | 13 | 11351.4752
2029-02-28 | 14 | 11336.3831
2029-02-28 | 15 | 11306.0405
2029-02-28 | 16 | 11366.0553
2029-02-28 | 17 | 11439.1274
2029-02-28 | 18 | 11470.5184
2029-02-28 | 19 | 11638.8544
2029-02-28 | 20 | 11577.5437
2029-02-28 | 21 | 11419.0927
2029-02-28 | 22 | 11145.6006
2029-02-28 | 23 | 10783.9876
2029-02-28 | 24 | 10503.2962
2029-03-01 | 1 | 10315.0529
2029-03-01 | 2 | 10225.0743
2029-03-01 | 3 | 10180.5825
2029-03-01 | 4 | 10202.3888
2029-03-01 | 5 | 10339.9678
2029-03-01 | 6 | 10644.1268
2029-03-01 | 7 | 11114.8827
2029-03-01 | 8 | 11450.5418
2029-03-01 | 9 | 11447.8819
2029-03-01 | 10 | 11471.6133
2029-03-01 | 11 | 11515.4265
2029-03-01 | 12 | 11411.0164
2029-03-01 | 13 | 11411.356
2029-03-01 | 14 | 11443.4317
2029-03-01 | 15 | 11432.0131
2029-03-01 | 16 | 11487.4407
2029-03-01 | 17 | 11448.4379
2029-03-01 | 18 | 11655.3461
2029-03-01 | 19 | 11830.7965
2029-03-01 | 20 | 11761.4991
2029-03-01 | 21 | 11639.0709
2029-03-01 | 22 | 11447.71
2029-03-01 | 23 | 11115.5465
2029-03-01 | 24 | 10848.2104
2029-03-02 | 1 | 10696.3361
2029-03-02 | 2 | 10621.0358
2029-03-02 | 3 | 10545.6483
2029-03-02 | 4 | 10548.6234
2029-03-02 | 5 | 10726.7484
2029-03-02 | 6 | 11020.4107
2029-03-02 | 7 | 11422.1464
2029-03-02 | 8 | 11712.2023
2029-03-02 | 9 | 11702.8872
2029-03-02 | 10 | 11657.0164
2029-03-02 | 11 | 11716.8509
2029-03-02 | 12 | 11614.7745
2029-03-02 | 13 | 11591.8278
2029-03-02 | 14 | 11788.0429
2029-03-02 | 15 | 11830.8589
2029-03-02 | 16 | 11805.4355
2029-03-02 | 17 | 11949.1774
2029-03-02 | 18 | 12113.0346
2029-03-02 | 19 | 12208.6326
2029-03-02 | 20 | 12155.9139
2029-03-02 | 21 | 12038.0217
2029-03-02 | 22 | 11915.301
2029-03-02 | 23 | 11599.6352
2029-03-02 | 24 | 11331.0942
2029-03-03 | 1 | 11081.8327
2029-03-03 | 2 | 10970.7585
2029-03-03 | 3 | 10895.7524
2029-03-03 | 4 | 10864.7139
2029-03-03 | 5 | 10873.8166
2029-03-03 | 6 | 10846.6834
2029-03-03 | 7 | 10911.9667
2029-03-03 | 8 | 11251.8713
2029-03-03 | 9 | 11318.1787
2029-03-03 | 10 | 11355.5055
2029-03-03 | 11 | 11567.7175
2029-03-03 | 12 | 11301.2088
2029-03-03 | 13 | 11195.759
2029-03-03 | 14 | 11153.5817
2029-03-03 | 15 | 11109.8718
2029-03-03 | 16 | 11130.1188
2029-03-03 | 17 | 11392.3411
2029-03-03 | 18 | 11697.8415
2029-03-03 | 19 | 11855.5647
2029-03-03 | 20 | 11845.8494
2029-03-03 | 21 | 11884.1325
2029-03-03 | 22 | 11736.1139
2029-03-03 | 23 | 11533.3791
2029-03-03 | 24 | 11247.3826
2029-03-04 | 1 | 11054.2728
2029-03-04 | 2 | 10874.4567
2029-03-04 | 3 | 10762.3777
2029-03-04 | 4 | 10704.2867
2029-03-04 | 5 | 10655.1169
2029-03-04 | 6 | 10580.7211
2029-03-04 | 7 | 10662.6637
2029-03-04 | 8 | 10959.6658
2029-03-04 | 9 | 11035.6647
2029-03-04 | 10 | 11220.5354
2029-03-04 | 11 | 11225.9865
2029-03-04 | 12 | 11189.987
2029-03-04 | 13 | 10992.7538
2029-03-04 | 14 | 11122.3047
2029-03-04 | 15 | 11115.3579
2029-03-04 | 16 | 11099.2315
2029-03-04 | 17 | 11394.0031
2029-03-04 | 18 | 11568.9473
2029-03-04 | 19 | 11721.1088
2029-03-04 | 20 | 11725.0221
2029-03-04 | 21 | 11648.3634
2029-03-04 | 22 | 11500.0935
2029-03-04 | 23 | 11215.9281
2029-03-04 | 24 | 10921.5663
2029-03-05 | 1 | 10763.7437
2029-03-05 | 2 | 10591.2535
2029-03-05 | 3 | 10591.5242
2029-03-05 | 4 | 10571.246
2029-03-05 | 5 | 10638.8578
2029-03-05 | 6 | 10814.7958
2029-03-05 | 7 | 11223.0974
2029-03-05 | 8 | 11622.7935
2029-03-05 | 9 | 11528.433
2029-03-05 | 10 | 11480.9489
2029-03-05 | 11 | 11699.1471
2029-03-05 | 12 | 11394.3673
2029-03-05 | 13 | 11361.119
2029-03-05 | 14 | 11363.2069
2029-03-05 | 15 | 11329.4622
2029-03-05 | 16 | 11376.1101
2029-03-05 | 17 | 11581.0689
2029-03-05 | 18 | 11817.9679
2029-03-05 | 19 | 11970.3376
2029-03-05 | 20 | 11922.8119
2029-03-05 | 21 | 11819.7788
2029-03-05 | 22 | 11612.5526
2029-03-05 | 23 | 11330.003
2029-03-05 | 24 | 10999.821
2029-03-06 | 1 | 10735.8964
2029-03-06 | 2 | 10607.2006
2029-03-06 | 3 | 10594.6244
2029-03-06 | 4 | 10558.4235
2029-03-06 | 5 | 10679.9394
2029-03-06 | 6 | 10902.7669
2029-03-06 | 7 | 11316.8219
2029-03-06 | 8 | 11688.2866
2029-03-06 | 9 | 11598.0854
2029-03-06 | 10 | 11529.268
2029-03-06 | 11 | 11537.3031
2029-03-06 | 12 | 11474.7032
2029-03-06 | 13 | 11402.2289
2029-03-06 | 14 | 11384.6878
2029-03-06 | 15 | 11352.9312
2029-03-06 | 16 | 11396.307
2029-03-06 | 17 | 11579.0412
2029-03-06 | 18 | 11786.294
2029-03-06 | 19 | 11966.8268
2029-03-06 | 20 | 12037.2216
2029-03-06 | 21 | 11906.8648
2029-03-06 | 22 | 11712.5048
2029-03-06 | 23 | 11362.3351
2029-03-06 | 24 | 11039.7927
2029-03-07 | 1 | 10806.7424
2029-03-07 | 2 | 10680.4887
2029-03-07 | 3 | 10589.0292
2029-03-07 | 4 | 10581.7863
2029-03-07 | 5 | 10672.694
2029-03-07 | 6 | 10857.2257
2029-03-07 | 7 | 11264.481
2029-03-07 | 8 | 11685.6908
2029-03-07 | 9 | 11551.2787
2029-03-07 | 10 | 11523.0179
2029-03-07 | 11 | 11447.4063
2029-03-07 | 12 | 11511.2851
2029-03-07 | 13 | 11432.0545
2029-03-07 | 14 | 11395.242
2029-03-07 | 15 | 11455.4812
2029-03-07 | 16 | 11508.2128
2029-03-07 | 17 | 11662.0858
2029-03-07 | 18 | 11818.5472
2029-03-07 | 19 | 11882.1111
2029-03-07 | 20 | 11900.1067
2029-03-07 | 21 | 11778.4238
2029-03-07 | 22 | 11595.1026
2029-03-07 | 23 | 11272.7326
2029-03-07 | 24 | 10991.64
2029-03-08 | 1 | 10830.5834
2029-03-08 | 2 | 10713.4404
2029-03-08 | 3 | 10660.7704
2029-03-08 | 4 | 10653.4636
2029-03-08 | 5 | 10721.4768
2029-03-08 | 6 | 10979.7956
2029-03-08 | 7 | 11298.539
2029-03-08 | 8 | 11718.8273
2029-03-08 | 9 | 11757.7249
2029-03-08 | 10 | 11833.2812
2029-03-08 | 11 | 11771.9409
2029-03-08 | 12 | 11742.4147
2029-03-08 | 13 | 11656.2777
2029-03-08 | 14 | 11535.2521
2029-03-08 | 15 | 11481.1433
2029-03-08 | 16 | 11374.5214
2029-03-08 | 17 | 11708.4014
2029-03-08 | 18 | 11807.6572
2029-03-08 | 19 | 11916.5288
2029-03-08 | 20 | 11934.8775
2029-03-08 | 21 | 11899.0987
2029-03-08 | 22 | 11708.1025
2029-03-08 | 23 | 11357.0546
2029-03-08 | 24 | 11063.4669
2029-03-09 | 1 | 10823.4015
2029-03-09 | 2 | 10741.2303
2029-03-09 | 3 | 10661.1219
2029-03-09 | 4 | 10641.0277
2029-03-09 | 5 | 10687.094
2029-03-09 | 6 | 10900.2842
2029-03-09 | 7 | 11214.6985
2029-03-09 | 8 | 11649.5857
2029-03-09 | 9 | 11694.5025
2029-03-09 | 10 | 11722.6293
2029-03-09 | 11 | 11616.3304
2029-03-09 | 12 | 11534.1418
2029-03-09 | 13 | 11441.5178
2029-03-09 | 14 | 11376.9349
2029-03-09 | 15 | 11280.4876
2029-03-09 | 16 | 11361.184
2029-03-09 | 17 | 11530.1872
2029-03-09 | 18 | 11577.1743
2029-03-09 | 19 | 11756.7916
2029-03-09 | 20 | 11795.8479
2029-03-09 | 21 | 11749.7152
2029-03-09 | 22 | 11537.3896
2029-03-09 | 23 | 11239.8091
2029-03-09 | 24 | 10904.6627
2029-03-10 | 1 | 10671.8956
2029-03-10 | 2 | 10562.3448
2029-03-10 | 3 | 10529.2665
2029-03-10 | 4 | 10453.936
2029-03-10 | 5 | 10475.9597
2029-03-10 | 6 | 10505.9832
2029-03-10 | 7 | 10525.6609
2029-03-10 | 8 | 10809.3653
2029-03-10 | 9 | 10925.9543
2029-03-10 | 10 | 10933.8638
2029-03-10 | 11 | 10910.9969
2029-03-10 | 12 | 10806.6612
2029-03-10 | 13 | 10660.6415
2029-03-10 | 14 | 10606.4598
2029-03-10 | 15 | 10596.7769
2029-03-10 | 16 | 10724.5198
2029-03-10 | 17 | 10875.9029
2029-03-10 | 18 | 11119.8641
2029-03-10 | 19 | 11219.5806
2029-03-10 | 20 | 11340.2637
2029-03-10 | 21 | 11262.2706
2029-03-10 | 22 | 11108.4938
2029-03-10 | 23 | 10852.5767
2029-03-10 | 24 | 10548.5397
2029-03-11 | 1 | 10398.1323
2029-03-11 | 3 | 10233.6002
2029-03-11 | 4 | 9978.9651
2029-03-11 | 5 | 9981.3293
2029-03-11 | 6 | 9972.8288
2029-03-11 | 7 | 9970.3347
2029-03-11 | 8 | 9925.7661
2029-03-11 | 9 | 10227.2964
2029-03-11 | 10 | 10467.3139
2029-03-11 | 11 | 10477.1067
2029-03-11 | 12 | 10554.7902
2029-03-11 | 13 | 10462.6219
2029-03-11 | 14 | 10274.4796
2029-03-11 | 15 | 10228.2675
2029-03-11 | 16 | 10191.8033
2029-03-11 | 17 | 10327.4302
2029-03-11 | 18 | 10552.6632
2029-03-11 | 19 | 10765.5856
2029-03-11 | 20 | 10889.0608
2029-03-11 | 21 | 10984.3741
2029-03-11 | 22 | 10894.459
2029-03-11 | 23 | 10661.6746
2029-03-11 | 24 | 10395.326
2029-03-12 | 1 | 10145.94
2029-03-12 | 2 | 10015.2999
2029-03-12 | 3 | 9964.2957
2029-03-12 | 4 | 9851.4878
2029-03-12 | 5 | 9904.865
2029-03-12 | 6 | 10008.0605
2029-03-12 | 7 | 10296.9736
2029-03-12 | 8 | 10574.2198
2029-03-12 | 9 | 10961.1181
2029-03-12 | 10 | 11154.5301
2029-03-12 | 11 | 11213.4296
2029-03-12 | 12 | 10987.8705
2029-03-12 | 13 | 10916.2837
2029-03-12 | 14 | 10848.3741
2029-03-12 | 15 | 11033.7595
2029-03-12 | 16 | 10822.1134
2029-03-12 | 17 | 10859.1138
2029-03-12 | 18 | 11148.9908
2029-03-12 | 19 | 11370.0097
2029-03-12 | 20 | 11430.2295
2029-03-12 | 21 | 11502.631
2029-03-12 | 22 | 11365.0463
2029-03-12 | 23 | 11099.5847
2029-03-12 | 24 | 10708.2291
2029-03-13 | 1 | 10479.6553
2029-03-13 | 2 | 10279.3884
2029-03-13 | 3 | 10191.4639
2029-03-13 | 4 | 10153.5139
2029-03-13 | 5 | 10212.6419
2029-03-13 | 6 | 10371.8894
2029-03-13 | 7 | 10697.0789
2029-03-13 | 8 | 10918.7251
2029-03-13 | 9 | 11221.191
2029-03-13 | 10 | 11414.7542
2029-03-13 | 11 | 11494.4336
2029-03-13 | 12 | 11426.1321
2029-03-13 | 13 | 11257.4238
2029-03-13 | 14 | 11177.7141
2029-03-13 | 15 | 11128.014
2029-03-13 | 16 | 11071.7911
2029-03-13 | 17 | 11148.3295
2029-03-13 | 18 | 11232.2478
2029-03-13 | 19 | 11487.9158
2029-03-13 | 20 | 11549.1373
2029-03-13 | 21 | 11705.0379
2029-03-13 | 22 | 11579.1423
2029-03-13 | 23 | 11332.8707
2029-03-13 | 24 | 10959.9045
2029-03-14 | 1 | 10608.431
2029-03-14 | 2 | 10362.1195
2029-03-14 | 3 | 10252.1916
2029-03-14 | 4 | 10175.6638
2029-03-14 | 5 | 10172.3065
2029-03-14 | 6 | 10252.6365
2029-03-14 | 7 | 10461.1766
2029-03-14 | 8 | 10694.0366
2029-03-14 | 9 | 11087.4662
2029-03-14 | 10 | 11191.6416
2029-03-14 | 11 | 11171.2894
2029-03-14 | 12 | 11070.0778
2029-03-14 | 13 | 11063.6585
2029-03-14 | 14 | 10723.9619
2029-03-14 | 15 | 10686.6309
2029-03-14 | 16 | 10685.6911
2029-03-14 | 17 | 10704.8352
2029-03-14 | 18 | 10791.7467
2029-03-14 | 19 | 10895.6048
2029-03-14 | 20 | 11045.4005
2029-03-14 | 21 | 11219.0715
2029-03-14 | 22 | 11076.0123
2029-03-14 | 23 | 10799.5821
2029-03-14 | 24 | 10441.9208
2029-03-15 | 1 | 10167.1528
2029-03-15 | 2 | 10014.1799
2029-03-15 | 3 | 9957.4956
2029-03-15 | 4 | 9953.4563
2029-03-15 | 5 | 9988.3382
2029-03-15 | 6 | 10138.8209
2029-03-15 | 7 | 10377.0451
2029-03-15 | 8 | 10632.8615
2029-03-15 | 9 | 10962.0382
2029-03-15 | 10 | 11151.3407
2029-03-15 | 11 | 11138.1976
2029-03-15 | 12 | 11067.4146
2029-03-15 | 13 | 11000.4383
2029-03-15 | 14 | 10785.8592
2029-03-15 | 15 | 10814.3475
2029-03-15 | 16 | 10792.316
2029-03-15 | 17 | 10765.0585
2029-03-15 | 18 | 10838.6428
2029-03-15 | 19 | 10923.0464
2029-03-15 | 20 | 11009.0256
2029-03-15 | 21 | 11114.9466
2029-03-15 | 22 | 10975.7681
2029-03-15 | 23 | 10676.5261
2029-03-15 | 24 | 10339.1115
2029-03-16 | 1 | 10102.1642
2029-03-16 | 2 | 9895.221
2029-03-16 | 3 | 9786.0026
2029-03-16 | 4 | 9732.036
2029-03-16 | 5 | 9716.6838
2029-03-16 | 6 | 9846.9504
2029-03-16 | 7 | 10131.8924
2029-03-16 | 8 | 10393.1849
2029-03-16 | 9 | 10713.0192
2029-03-16 | 10 | 10862.7369
2029-03-16 | 11 | 10816.6133
2029-03-16 | 12 | 10716.4013
2029-03-16 | 13 | 10622.7187
2029-03-16 | 14 | 10595.4004
2029-03-16 | 15 | 10565.0965
2029-03-16 | 16 | 10552.1742
2029-03-16 | 17 | 10541.98
2029-03-16 | 18 | 10629.9464
2029-03-16 | 19 | 10796.9254
2029-03-16 | 20 | 10923.4265
2029-03-16 | 21 | 11014.1169
2029-03-16 | 22 | 10860.9639
2029-03-16 | 23 | 10606.5349
2029-03-16 | 24 | 10296.8465
2029-03-17 | 1 | 10072.0273
2029-03-17 | 2 | 9870.9449
2029-03-17 | 3 | 9772.0626
2029-03-17 | 4 | 9671.3794
2029-03-17 | 5 | 9673.3516
2029-03-17 | 6 | 9703.2269
2029-03-17 | 7 | 9888.1149
2029-03-17 | 8 | 9942.6626
2029-03-17 | 9 | 10179.8736
2029-03-17 | 10 | 10372.4176
2029-03-17 | 11 | 10388.9366
2029-03-17 | 12 | 10348.9021
2029-03-17 | 13 | 10262.1108
2029-03-17 | 14 | 10221.2589
2029-03-17 | 15 | 10147.116
2029-03-17 | 16 | 10119.6377
2029-03-17 | 17 | 10147.5775
2029-03-17 | 18 | 10253.0505
2029-03-17 | 19 | 10405.3018
2029-03-17 | 20 | 10570.0464
2029-03-17 | 21 | 10782.6571
2029-03-17 | 22 | 10664.2833
2029-03-17 | 23 | 10478.837
2029-03-17 | 24 | 10229.2606
2029-03-18 | 1 | 10028.6118
2029-03-18 | 2 | 9882.2422
2029-03-18 | 3 | 9708.3246
2029-03-18 | 4 | 9713.2029
2029-03-18 | 5 | 9708.7195
2029-03-18 | 6 | 9745.0856
2029-03-18 | 7 | 9808.9578
2029-03-18 | 8 | 9782.5936
2029-03-18 | 9 | 9982.8355
2029-03-18 | 10 | 10195.1693
2029-03-18 | 11 | 10361.5757
2029-03-18 | 12 | 10456.8718
2029-03-18 | 13 | 10339.7426
2029-03-18 | 14 | 10310.5203
2029-03-18 | 15 | 10261.8301
2029-03-18 | 16 | 10219.4412
2029-03-18 | 17 | 10295.2039
2029-03-18 | 18 | 10473.4244
2029-03-18 | 19 | 10728.2781
2029-03-18 | 20 | 10821.5591
2029-03-18 | 21 | 10959.0511
2029-03-18 | 22 | 10821.2118
2029-03-18 | 23 | 10574.3876
2029-03-18 | 24 | 10304.4624
2029-03-19 | 1 | 10052.9087
2029-03-19 | 2 | 9907.1981
2029-03-19 | 3 | 9823.2943
2029-03-19 | 4 | 9774.4855
2029-03-19 | 5 | 9827.7289
2029-03-19 | 6 | 9945.517
2029-03-19 | 7 | 10182.5614
2029-03-19 | 8 | 10504.5543
2029-03-19 | 9 | 10783.9215
2029-03-19 | 10 | 10947.3518
2029-03-19 | 11 | 10886.5429
2029-03-19 | 12 | 10898.5919
2029-03-19 | 13 | 10891.0628
2029-03-19 | 14 | 10648.4437
2029-03-19 | 15 | 10635.585
2029-03-19 | 16 | 10628.6237
2029-03-19 | 17 | 10720.0389
2029-03-19 | 18 | 10756.71
2029-03-19 | 19 | 10783.5259
2029-03-19 | 20 | 10924.7337
2029-03-19 | 21 | 11107.6099
2029-03-19 | 22 | 10962.371
2029-03-19 | 23 | 10681.9024
2029-03-19 | 24 | 10325.4602
2029-03-20 | 1 | 10064.0765
2029-03-20 | 2 | 9873.1048
2029-03-20 | 3 | 9781.7126
2029-03-20 | 4 | 9763.4252
2029-03-20 | 5 | 9796.5061
2029-03-20 | 6 | 9975.0635
2029-03-20 | 7 | 10309.0128
2029-03-20 | 8 | 10650.6903
2029-03-20 | 9 | 10889.1571
2029-03-20 | 10 | 11020.5552
2029-03-20 | 11 | 10986.9154
2029-03-20 | 12 | 10969.8209
2029-03-20 | 13 | 10900.6458
2029-03-20 | 14 | 10839.2142
2029-03-20 | 15 | 10779.4831
2029-03-20 | 16 | 10729.6145
2029-03-20 | 17 | 10811.7084
2029-03-20 | 18 | 10899.6093
2029-03-20 | 19 | 10907.0146
2029-03-20 | 20 | 10965.8519
2029-03-20 | 21 | 11159.3339
2029-03-20 | 22 | 11015.0642
2029-03-20 | 23 | 10715.5441
2029-03-20 | 24 | 10357.3667
2029-03-21 | 1 | 10086.3537
2029-03-21 | 2 | 9941.0654
2029-03-21 | 3 | 9867.9841
2029-03-21 | 4 | 9791.5796
2029-03-21 | 5 | 9807.3956
2029-03-21 | 6 | 9966.0181
2029-03-21 | 7 | 10314.8661
2029-03-21 | 8 | 10670.6686
2029-03-21 | 9 | 10899.9857
2029-03-21 | 10 | 11049.1887
2029-03-21 | 11 | 11108.3411
2029-03-21 | 12 | 11078.8425
2029-03-21 | 13 | 10936.8388
2029-03-21 | 14 | 10949.9463
2029-03-21 | 15 | 10927.5889
2029-03-21 | 16 | 10865.385
2029-03-21 | 17 | 10957.6129
2029-03-21 | 18 | 11056.15
2029-03-21 | 19 | 11076.1086
2029-03-21 | 20 | 11072.7169
2029-03-21 | 21 | 11210.951
2029-03-21 | 22 | 11044.9773
2029-03-21 | 23 | 10739.3936
2029-03-21 | 24 | 10379.0751
2029-03-22 | 1 | 10104.3993
2029-03-22 | 2 | 9948.248
2029-03-22 | 3 | 9848.3832
2029-03-22 | 4 | 9808.5458
2029-03-22 | 5 | 9826.69
2029-03-22 | 6 | 9955.7058
2029-03-22 | 7 | 10257.5078
2029-03-22 | 8 | 10602.0083
2029-03-22 | 9 | 10866.9573
2029-03-22 | 10 | 11045.8759
2029-03-22 | 11 | 11075.0769
2029-03-22 | 12 | 11076.3042
2029-03-22 | 13 | 10991.3455
2029-03-22 | 14 | 10969.1968
2029-03-22 | 15 | 10962.0316
2029-03-22 | 16 | 10977.7288
2029-03-22 | 17 | 11017.2077
2029-03-22 | 18 | 11100.2338
2029-03-22 | 19 | 11125.421
2029-03-22 | 20 | 11109.2182
2029-03-22 | 21 | 11239.9385
2029-03-22 | 22 | 11064.8159
2029-03-22 | 23 | 10796.8196
2029-03-22 | 24 | 10475.896
2029-03-23 | 1 | 10234.0882
2029-03-23 | 2 | 10049.9952
2029-03-23 | 3 | 9956.9249
2029-03-23 | 4 | 9910.1137
2029-03-23 | 5 | 9921.0846
2029-03-23 | 6 | 10035.7994
2029-03-23 | 7 | 10308.8613
2029-03-23 | 8 | 10667.6929
2029-03-23 | 9 | 10890.7106
2029-03-23 | 10 | 11075.5962
2029-03-23 | 11 | 11172.1167
2029-03-23 | 12 | 11169.9559
2029-03-23 | 13 | 11086.2909
2029-03-23 | 14 | 11004.359
2029-03-23 | 15 | 11011.7844
2029-03-23 | 16 | 10998.9668
2029-03-23 | 17 | 11028.7851
2029-03-23 | 18 | 11097.2858
2029-03-23 | 19 | 11089.9783
2029-03-23 | 20 | 11065.4935
2029-03-23 | 21 | 11177.2132
2029-03-23 | 22 | 11029.2468
2029-03-23 | 23 | 10756.2891
2029-03-23 | 24 | 10433.0194
2029-03-24 | 1 | 10137.4083
2029-03-24 | 2 | 9947.3368
2029-03-24 | 3 | 9823.9495
2029-03-24 | 4 | 9757.3554
2029-03-24 | 5 | 9750.4214
2029-03-24 | 6 | 9779.7014
2029-03-24 | 7 | 9862.821
2029-03-24 | 8 | 9974.4403
2029-03-24 | 9 | 10156.4033
2029-03-24 | 10 | 10434.2674
2029-03-24 | 11 | 10585.416
2029-03-24 | 12 | 10638.9408
2029-03-24 | 13 | 10630.6646
2029-03-24 | 14 | 10600.5189
2029-03-24 | 15 | 10538.2505
2029-03-24 | 16 | 10547.1007
2029-03-24 | 17 | 10595.4401
2029-03-24 | 18 | 10663.2883
2029-03-24 | 19 | 10750.7634
2029-03-24 | 20 | 10704.1567
2029-03-24 | 21 | 10846.4386
2029-03-24 | 22 | 10727.7459
2029-03-24 | 23 | 10545.3485
2029-03-24 | 24 | 10306.1351
2029-03-25 | 1 | 10052.3835
2029-03-25 | 2 | 9868.4033
2029-03-25 | 3 | 9749.2332
2029-03-25 | 4 | 9674.4955
2029-03-25 | 5 | 9669.0642
2029-03-25 | 6 | 9701.3077
2029-03-25 | 7 | 9774.1827
2029-03-25 | 8 | 9879.6783
2029-03-25 | 9 | 10001.851
2029-03-25 | 10 | 10236.1132
2029-03-25 | 11 | 10250.0895
2029-03-25 | 12 | 10460.5692
2029-03-25 | 13 | 10505.2054
2029-03-25 | 14 | 10472.5877
2029-03-25 | 15 | 10419.9183
2029-03-25 | 16 | 10445.6936
2029-03-25 | 17 | 10414.2912
2029-03-25 | 18 | 10652.3794
2029-03-25 | 19 | 10725.0326
2029-03-25 | 20 | 10698.5334
2029-03-25 | 21 | 10908.1682
2029-03-25 | 22 | 10777.4944
2029-03-25 | 23 | 10549.076
2029-03-25 | 24 | 10249.9162
2029-03-26 | 1 | 9999.5783
2029-03-26 | 2 | 9880.3524
2029-03-26 | 3 | 9781.0311
2029-03-26 | 4 | 9744.2755
2029-03-26 | 5 | 9759.8812
2029-03-26 | 6 | 9902.8213
2029-03-26 | 7 | 10239.9109
2029-03-26 | 8 | 10642.4974
2029-03-26 | 9 | 10852.2317
2029-03-26 | 10 | 10998.6311
2029-03-26 | 11 | 11027.1282
2029-03-26 | 12 | 11085.8296
2029-03-26 | 13 | 11053.8994
2029-03-26 | 14 | 11015.845
2029-03-26 | 15 | 10963.9667
2029-03-26 | 16 | 10920.8661
2029-03-26 | 17 | 11025.3108
2029-03-26 | 18 | 11134.1857
2029-03-26 | 19 | 11140.6027
2029-03-26 | 20 | 11102.4147
2029-03-26 | 21 | 11249.6094
2029-03-26 | 22 | 11100.0083
2029-03-26 | 23 | 10801.7119
2029-03-26 | 24 | 10450.0218
2029-03-27 | 1 | 10161.3005
2029-03-27 | 2 | 9962.2881
2029-03-27 | 3 | 9849.1166
2029-03-27 | 4 | 9796.3423
2029-03-27 | 5 | 9803.0602
2029-03-27 | 6 | 9918.8469
2029-03-27 | 7 | 10231.1022
2029-03-27 | 8 | 10643.9072
2029-03-27 | 9 | 10853.7613
2029-03-27 | 10 | 11007.111
2029-03-27 | 11 | 11064.3915
2029-03-27 | 12 | 11019.7679
2029-03-27 | 13 | 10943.3055
2029-03-27 | 14 | 10907.5392
2029-03-27 | 15 | 10854.5717
2029-03-27 | 16 | 10871.9666
2029-03-27 | 17 | 10992.8436
2029-03-27 | 18 | 11077.0765
2029-03-27 | 19 | 11047.4024
2029-03-27 | 20 | 11041.9612
2029-03-27 | 21 | 11288.6283
2029-03-27 | 22 | 11154.9732
2029-03-27 | 23 | 10825.2724
2029-03-27 | 24 | 10465.2123
2029-03-28 | 1 | 10166.3461
2029-03-28 | 2 | 9947.7208
2029-03-28 | 3 | 9876.3669
2029-03-28 | 4 | 9816.7714
2029-03-28 | 5 | 9851.95
2029-03-28 | 6 | 9959.9901
2029-03-28 | 7 | 10237.1489
2029-03-28 | 8 | 10650.5591
2029-03-28 | 9 | 10852.5647
2029-03-28 | 10 | 11020.5169
2029-03-28 | 11 | 10964.2801
2029-03-28 | 12 | 10975.3922
2029-03-28 | 13 | 10758.791
2029-03-28 | 14 | 10720.5097
2029-03-28 | 15 | 10723.6923
2029-03-28 | 16 | 10681.2349
2029-03-28 | 17 | 10687.7348
2029-03-28 | 18 | 10810.6699
2029-03-28 | 19 | 10848.0616
2029-03-28 | 20 | 10948.4998
2029-03-28 | 21 | 11174.6536
2029-03-28 | 22 | 11055.4002
2029-03-28 | 23 | 10712.5831
2029-03-28 | 24 | 10354.3602
2029-03-29 | 1 | 10053.9328
2029-03-29 | 2 | 9844.2671
2029-03-29 | 3 | 9732.9604
2029-03-29 | 4 | 9674.0183
2029-03-29 | 5 | 9665.7202
2029-03-29 | 6 | 9782.8793
2029-03-29 | 7 | 10097.6046
2029-03-29 | 8 | 10503.317
2029-03-29 | 9 | 10706.3693
2029-03-29 | 10 | 10879.8029
2029-03-29 | 11 | 10865.0948
2029-03-29 | 12 | 10752.3847
2029-03-29 | 13 | 10747.4899
2029-03-29 | 14 | 10688.4948
2029-03-29 | 15 | 10673.4677
2029-03-29 | 16 | 10672.1323
2029-03-29 | 17 | 10700.0444
2029-03-29 | 18 | 10849.7262
2029-03-29 | 19 | 10854.8982
2029-03-29 | 20 | 10942.3404
2029-03-29 | 21 | 11116.1592
2029-03-29 | 22 | 10954.0526
2029-03-29 | 23 | 10649.465
2029-03-29 | 24 | 10310.0742
2029-03-30 | 1 | 10009.2253
2029-03-30 | 2 | 9786.9832
2029-03-30 | 3 | 9663.2191
2029-03-30 | 4 | 9596.6023
2029-03-30 | 5 | 9572.0493
2029-03-30 | 6 | 9588.8442
2029-03-30 | 7 | 9618.2072
2029-03-30 | 8 | 9736.2405
2029-03-30 | 9 | 9871.0362
2029-03-30 | 10 | 10114.4934
2029-03-30 | 11 | 10213.0448
2029-03-30 | 12 | 10272.4247
2029-03-30 | 13 | 10102.1224
2029-03-30 | 14 | 10090.7039
2029-03-30 | 15 | 10044.1138
2029-03-30 | 16 | 10032.3916
2029-03-30 | 17 | 10092.7544
2029-03-30 | 18 | 10238.8823
2029-03-30 | 19 | 10417.5403
2029-03-30 | 20 | 10469.6306
2029-03-30 | 21 | 10699.7212
2029-03-30 | 22 | 10610.1916
2029-03-30 | 23 | 10393.7179
2029-03-30 | 24 | 10065.9215
2029-03-31 | 1 | 9816.8736
2029-03-31 | 2 | 9690.5889
2029-03-31 | 3 | 9579.262
2029-03-31 | 4 | 9521.6567
2029-03-31 | 5 | 9484.0209
2029-03-31 | 6 | 9513.7886
2029-03-31 | 7 | 9537.0731
2029-03-31 | 8 | 9674.0338
2029-03-31 | 9 | 9802.9488
2029-03-31 | 10 | 9995.8431
2029-03-31 | 11 | 10132.3724
2029-03-31 | 12 | 10103.5281
2029-03-31 | 13 | 10042.5177
2029-03-31 | 14 | 9941.298
2029-03-31 | 15 | 9848.5658
2029-03-31 | 16 | 9863.0685
2029-03-31 | 17 | 9962.1465
2029-03-31 | 18 | 10210.8297
2029-03-31 | 19 | 10282.3152
2029-03-31 | 20 | 10306.0122
2029-03-31 | 21 | 10566.3485
2029-03-31 | 22 | 10501.8511
2029-03-31 | 23 | 10296.6582
2029-03-31 | 24 | 9987.7987
2029-04-01 | 1 | 9744.5285
2029-04-01 | 2 | 9439.2003
2029-04-01 | 3 | 9331.1918
2029-04-01 | 4 | 9278.1477
2029-04-01 | 5 | 9279.096
2029-04-01 | 6 | 9336.078
2029-04-01 | 7 | 9393.9612
2029-04-01 | 8 | 9596.9037
2029-04-01 | 9 | 9601.4484
2029-04-01 | 10 | 9772.1877
2029-04-01 | 11 | 9887.0864
2029-04-01 | 12 | 9930.4189
2029-04-01 | 13 | 9959.4755
2029-04-01 | 14 | 9921.0385
2029-04-01 | 15 | 9847.3903
2029-04-01 | 16 | 9838.7219
2029-04-01 | 17 | 9862.5441
2029-04-01 | 18 | 9968.6152
2029-04-01 | 19 | 10074.4154
2029-04-01 | 20 | 10068.4771
2029-04-01 | 21 | 10227.2967
2029-04-01 | 22 | 10209.5024
2029-04-01 | 23 | 10026.7808
2029-04-01 | 24 | 9744.2874
2029-04-02 | 1 | 9480.372
2029-04-02 | 2 | 9331.092
2029-04-02 | 3 | 9190.4884
2029-04-02 | 4 | 9158.7514
2029-04-02 | 5 | 9230.8929
2029-04-02 | 6 | 9385.291
2029-04-02 | 7 | 9694.8385
2029-04-02 | 8 | 10128.1913
2029-04-02 | 9 | 10290.2525
2029-04-02 | 10 | 10417.8547
2029-04-02 | 11 | 10302.77
2029-04-02 | 12 | 10227.2876
2029-04-02 | 13 | 10149.7791
2029-04-02 | 14 | 10106.4429
2029-04-02 | 15 | 10074.2011
2029-04-02 | 16 | 10046.1348
2029-04-02 | 17 | 10072.1045
2029-04-02 | 18 | 10126.0158
2029-04-02 | 19 | 10155.3597
2029-04-02 | 20 | 10207.3895
2029-04-02 | 21 | 10450.0503
2029-04-02 | 22 | 10368.2125
2029-04-02 | 23 | 10096.8752
2029-04-02 | 24 | 9813.2267
2029-04-03 | 1 | 9515.5833
2029-04-03 | 2 | 9370.4497
2029-04-03 | 3 | 9223.629
2029-04-03 | 4 | 9204.9442
2029-04-03 | 5 | 9237.4809
2029-04-03 | 6 | 9433.5939
2029-04-03 | 7 | 9749.6604
2029-04-03 | 8 | 10197.4333
2029-04-03 | 9 | 10320.0731
2029-04-03 | 10 | 10393.2548
2029-04-03 | 11 | 10435.3601
2029-04-03 | 12 | 10317.2539
2029-04-03 | 13 | 10209.0491
2029-04-03 | 14 | 10136.7587
2029-04-03 | 15 | 10124.8403
2029-04-03 | 16 | 10138.2773
2029-04-03 | 17 | 10180.6669
2029-04-03 | 18 | 10234.5631
2029-04-03 | 19 | 10308.2088
2029-04-03 | 20 | 10313.9785
2029-04-03 | 21 | 10543.6689
2029-04-03 | 22 | 10469.3279
2029-04-03 | 23 | 10186.4477
2029-04-03 | 24 | 9791.4151
2029-04-04 | 1 | 9554.461
2029-04-04 | 2 | 9390.5859
2029-04-04 | 3 | 9291.5597
2029-04-04 | 4 | 9275.9136
2029-04-04 | 5 | 9345.4945
2029-04-04 | 6 | 9489.1041
2029-04-04 | 7 | 9725.2164
2029-04-04 | 8 | 10125.327
2029-04-04 | 9 | 10364.9444
2029-04-04 | 10 | 10510.1738
2029-04-04 | 11 | 10392.2849
2029-04-04 | 12 | 10345.4475
2029-04-04 | 13 | 10275.1662
2029-04-04 | 14 | 10244.3317
2029-04-04 | 15 | 10225.5756
2029-04-04 | 16 | 10213.8041
2029-04-04 | 17 | 10522.3181
2029-04-04 | 18 | 10539.1438
2029-04-04 | 19 | 10590.7141
2029-04-04 | 20 | 10454.2111
2029-04-04 | 21 | 10603.4702
2029-04-04 | 22 | 10508.0981
2029-04-04 | 23 | 10266.0193
2029-04-04 | 24 | 9919.4895
2029-04-05 | 1 | 9622.8643
2029-04-05 | 2 | 9500.2986
2029-04-05 | 3 | 9412.547
2029-04-05 | 4 | 9383.7527
2029-04-05 | 5 | 9392.7696
2029-04-05 | 6 | 9542.3024
2029-04-05 | 7 | 9757.0369
2029-04-05 | 8 | 10149.2492
2029-04-05 | 9 | 10405.3268
2029-04-05 | 10 | 10514.0614
2029-04-05 | 11 | 10440.3843
2029-04-05 | 12 | 10413.9544
2029-04-05 | 13 | 10371.7831
2029-04-05 | 14 | 10329.2767
2029-04-05 | 15 | 10247.964
2029-04-05 | 16 | 10202.1552
2029-04-05 | 17 | 10179.1432
2029-04-05 | 18 | 10243.3191
2029-04-05 | 19 | 10233.9892
2029-04-05 | 20 | 10285.4675
2029-04-05 | 21 | 10480.6328
2029-04-05 | 22 | 10396.4549
2029-04-05 | 23 | 10174.6076
2029-04-05 | 24 | 9830.4518
2029-04-06 | 1 | 9564.9673
2029-04-06 | 2 | 9367.2806
2029-04-06 | 3 | 9330.1703
2029-04-06 | 4 | 9272.6533
2029-04-06 | 5 | 9292.7263
2029-04-06 | 6 | 9433.0577
2029-04-06 | 7 | 9624.5539
2029-04-06 | 8 | 10061.4636
2029-04-06 | 9 | 10277.3196
2029-04-06 | 10 | 10393.668
2029-04-06 | 11 | 10352.4494
2029-04-06 | 12 | 10285.6178
2029-04-06 | 13 | 10214.055
2029-04-06 | 14 | 10167.9317
2029-04-06 | 15 | 10158.9915
2029-04-06 | 16 | 10000.678
2029-04-06 | 17 | 10019.1092
2029-04-06 | 18 | 10119.1572
2029-04-06 | 19 | 10126.0493
2029-04-06 | 20 | 10161.7083
2029-04-06 | 21 | 10337.662
2029-04-06 | 22 | 10301.1676
2029-04-06 | 23 | 10048.2028
2029-04-06 | 24 | 9752.2302
2029-04-07 | 1 | 9478.4336
2029-04-07 | 2 | 9325.7873
2029-04-07 | 3 | 9237.2254
2029-04-07 | 4 | 9157.979
2029-04-07 | 5 | 9163.9474
2029-04-07 | 6 | 9216.5127
2029-04-07 | 7 | 9155.1843
2029-04-07 | 8 | 9358.4728
2029-04-07 | 9 | 9606.2383
2029-04-07 | 10 | 9752.3999
2029-04-07 | 11 | 9762.3361
2029-04-07 | 12 | 9699.1597
2029-04-07 | 13 | 9648.4648
2029-04-07 | 14 | 9610.1778
2029-04-07 | 15 | 9575.0243
2029-04-07 | 16 | 9541.2962
2029-04-07 | 17 | 9601.1206
2029-04-07 | 18 | 9674.3767
2029-04-07 | 19 | 9833.9324
2029-04-07 | 20 | 9868.2512
2029-04-07 | 21 | 10094.4319
2029-04-07 | 22 | 10131.652
2029-04-07 | 23 | 9922.5909
2029-04-07 | 24 | 9679.1299
2029-04-08 | 1 | 9469.6415
2029-04-08 | 2 | 9336.6781
2029-04-08 | 3 | 9239.5541
2029-04-08 | 4 | 9171.8099
2029-04-08 | 5 | 9174.5622
2029-04-08 | 6 | 9251.9971
2029-04-08 | 7 | 9238.0683
2029-04-08 | 8 | 9363.091
2029-04-08 | 9 | 9489.1715
2029-04-08 | 10 | 9664.0403
2029-04-08 | 11 | 9722.4892
2029-04-08 | 12 | 9698.8931
2029-04-08 | 13 | 9660.7519
2029-04-08 | 14 | 9696.9091
2029-04-08 | 15 | 9616.9461
2029-04-08 | 16 | 9652.7015
2029-04-08 | 17 | 9760.3106
2029-04-08 | 18 | 9847.6503
2029-04-08 | 19 | 9937.6173
2029-04-08 | 20 | 10027.6323
2029-04-08 | 21 | 10145.0846
2029-04-08 | 22 | 10159.2709
2029-04-08 | 23 | 9948.2368
2029-04-08 | 24 | 9669.4554
2029-04-09 | 1 | 9438.4198
2029-04-09 | 2 | 9317.0159
2029-04-09 | 3 | 9240.3402
2029-04-09 | 4 | 9193.9516
2029-04-09 | 5 | 9274.3592
2029-04-09 | 6 | 9422.1955
2029-04-09 | 7 | 9553.4368
2029-04-09 | 8 | 10046.959
2029-04-09 | 9 | 10346.5741
2029-04-09 | 10 | 10386.3616
2029-04-09 | 11 | 10342.9518
2029-04-09 | 12 | 10259.187
2029-04-09 | 13 | 10212.9532
2029-04-09 | 14 | 10217.8624
2029-04-09 | 15 | 10219.1854
2029-04-09 | 16 | 10193.3072
2029-04-09 | 17 | 10343.3048
2029-04-09 | 18 | 10473.1135
2029-04-09 | 19 | 10494.8815
2029-04-09 | 20 | 10376.0492
2029-04-09 | 21 | 10508.8909
2029-04-09 | 22 | 10491.6176
2029-04-09 | 23 | 10228.8137
2029-04-09 | 24 | 9855.6959
2029-04-10 | 1 | 9599.427
2029-04-10 | 2 | 9422.6458
2029-04-10 | 3 | 9355.3086
2029-04-10 | 4 | 9358.8354
2029-04-10 | 5 | 9382.2815
2029-04-10 | 6 | 9542.9818
2029-04-10 | 7 | 9695.8807
2029-04-10 | 8 | 10111.1285
2029-04-10 | 9 | 10370.1869
2029-04-10 | 10 | 10465.3733
2029-04-10 | 11 | 10291.1792
2029-04-10 | 12 | 10159.9263
2029-04-10 | 13 | 10062.1085
2029-04-10 | 14 | 10047.4093
2029-04-10 | 15 | 9975.2401
2029-04-10 | 16 | 9964.7926
2029-04-10 | 17 | 10282.8384
2029-04-10 | 18 | 10116.683
2029-04-10 | 19 | 10144.4562
2029-04-10 | 20 | 10194.0022
2029-04-10 | 21 | 10379.0464
2029-04-10 | 22 | 10336.0722
2029-04-10 | 23 | 10061.9958
2029-04-10 | 24 | 9709.9499
2029-04-11 | 1 | 9442.1236
2029-04-11 | 2 | 9233.433
2029-04-11 | 3 | 9149.2014
2029-04-11 | 4 | 9126.0423
2029-04-11 | 5 | 9176.1874
2029-04-11 | 6 | 9272.3554
2029-04-11 | 7 | 9452.5169
2029-04-11 | 8 | 9911.3972
2029-04-11 | 9 | 10165.5614
2029-04-11 | 10 | 10206.9824
2029-04-11 | 11 | 10149.0758
2029-04-11 | 12 | 10051.4059
2029-04-11 | 13 | 9970.0606
2029-04-11 | 14 | 9969.0243
2029-04-11 | 15 | 10084.7933
2029-04-11 | 16 | 10064.0351
2029-04-11 | 17 | 10112.502
2029-04-11 | 18 | 10086.9155
2029-04-11 | 19 | 10118.501
2029-04-11 | 20 | 10142.3525
2029-04-11 | 21 | 10249.7173
2029-04-11 | 22 | 10255.2491
2029-04-11 | 23 | 9988.1679
2029-04-11 | 24 | 9646.8771
2029-04-12 | 1 | 9372.4032
2029-04-12 | 2 | 9191.2729
2029-04-12 | 3 | 9100.4359
2029-04-12 | 4 | 9054.5524
2029-04-12 | 5 | 9076.8589
2029-04-12 | 6 | 9235.8373
2029-04-12 | 7 | 9424.6934
2029-04-12 | 8 | 9839.4875
2029-04-12 | 9 | 10150.9192
2029-04-12 | 10 | 10198.8488
2029-04-12 | 11 | 10136.5859
2029-04-12 | 12 | 10041.69
2029-04-12 | 13 | 10044.5808
2029-04-12 | 14 | 9984.352
2029-04-12 | 15 | 9966.6364
2029-04-12 | 16 | 9997.3553
2029-04-12 | 17 | 10199.8364
2029-04-12 | 18 | 10213.3274
2029-04-12 | 19 | 10185.3838
2029-04-12 | 20 | 10173.5134
2029-04-12 | 21 | 10250.7179
2029-04-12 | 22 | 10233.6061
2029-04-12 | 23 | 9947.409
2029-04-12 | 24 | 9647.6207
2029-04-13 | 1 | 9393.8047
2029-04-13 | 2 | 9239.1239
2029-04-13 | 3 | 9156.1829
2029-04-13 | 4 | 9131.824
2029-04-13 | 5 | 9129.3294
2029-04-13 | 6 | 9282.5564
2029-04-13 | 7 | 9489.265
2029-04-13 | 8 | 9886.1049
2029-04-13 | 9 | 10179.0747
2029-04-13 | 10 | 10307.4088
2029-04-13 | 11 | 10283.8125
2029-04-13 | 12 | 10273.2125
2029-04-13 | 13 | 10232.8396
2029-04-13 | 14 | 10226.0452
2029-04-13 | 15 | 10159.0502
2029-04-13 | 16 | 10268.6482
2029-04-13 | 17 | 10267.3128
2029-04-13 | 18 | 10335.0589
2029-04-13 | 19 | 10273.2546
2029-04-13 | 20 | 10225.9571
2029-04-13 | 21 | 10318.3618
2029-04-13 | 22 | 10329.8126
2029-04-13 | 23 | 10053.793
2029-04-13 | 24 | 9770.3744
2029-04-14 | 1 | 9507.4691
2029-04-14 | 2 | 9350.4871
2029-04-14 | 3 | 9246.5666
2029-04-14 | 4 | 9190.982
2029-04-14 | 5 | 9220.1057
2029-04-14 | 6 | 9290.5296
2029-04-14 | 7 | 9316.5633
2029-04-14 | 8 | 9473.4394
2029-04-14 | 9 | 9700.1922
2029-04-14 | 10 | 9922.0754
2029-04-14 | 11 | 9861.538
2029-04-14 | 12 | 9861.661
2029-04-14 | 13 | 9842.5113
2029-04-14 | 14 | 9861.9831
2029-04-14 | 15 | 9726.2827
2029-04-14 | 16 | 9698.002
2029-04-14 | 17 | 9753.4152
2029-04-14 | 18 | 9848.1789
2029-04-14 | 19 | 10065.7232
2029-04-14 | 20 | 9997.021
2029-04-14 | 21 | 10089.194
2029-04-14 | 22 | 10186.3144
2029-04-14 | 23 | 10041.8792
2029-04-14 | 24 | 9774.5673
2029-04-15 | 1 | 9533.8929
2029-04-15 | 2 | 9398.0116
2029-04-15 | 3 | 9316.2094
2029-04-15 | 4 | 9280.9501
2029-04-15 | 5 | 9286.9485
2029-04-15 | 6 | 9351.0731
2029-04-15 | 7 | 9381.0789
2029-04-15 | 8 | 9415.0469
2029-04-15 | 9 | 9559.3807
2029-04-15 | 10 | 9677.2724
2029-04-15 | 11 | 9785.7706
2029-04-15 | 12 | 9689.1558
2029-04-15 | 13 | 9671.422
2029-04-15 | 14 | 9474.4175
2029-04-15 | 15 | 9526.5398
2029-04-15 | 16 | 9735.5993
2029-04-15 | 17 | 9666.2192
2029-04-15 | 18 | 9908.9561
2029-04-15 | 19 | 9973.435
2029-04-15 | 20 | 9979.1629
2029-04-15 | 21 | 10067.7814
2029-04-15 | 22 | 10116.7571
2029-04-15 | 23 | 9924.2836
2029-04-15 | 24 | 9651.5185
2029-04-16 | 1 | 9401.4449
2029-04-16 | 2 | 9302.6497
2029-04-16 | 3 | 9230.5811
2029-04-16 | 4 | 9197.6681
2029-04-16 | 5 | 9225.3431
2029-04-16 | 6 | 9375.4565
2029-04-16 | 7 | 9600.9472
2029-04-16 | 8 | 9969.4064
2029-04-16 | 9 | 10302.4827
2029-04-16 | 10 | 10439.4184
2029-04-16 | 11 | 10442.6783
2029-04-16 | 12 | 10375.3372
2029-04-16 | 13 | 10290.3805
2029-04-16 | 14 | 10277.5636
2029-04-16 | 15 | 10271.3301
2029-04-16 | 16 | 10219.3406
2029-04-16 | 17 | 10230.9111
2029-04-16 | 18 | 10412.2861
2029-04-16 | 19 | 10468.3761
2029-04-16 | 20 | 10421.7163
2029-04-16 | 21 | 10466.8255
2029-04-16 | 22 | 10434.4869
2029-04-16 | 23 | 10149.9431
2029-04-16 | 24 | 9804.152
2029-04-17 | 1 | 9572.7658
2029-04-17 | 2 | 9404.4695
2029-04-17 | 3 | 9333.0396
2029-04-17 | 4 | 9297.0079
2029-04-17 | 5 | 9273.308
2029-04-17 | 6 | 9423.197
2029-04-17 | 7 | 9615.4997
2029-04-17 | 8 | 9962.783
2029-04-17 | 9 | 10299.2267
2029-04-17 | 10 | 10360.6646
2029-04-17 | 11 | 10300.2567
2029-04-17 | 12 | 10223.4565
2029-04-17 | 13 | 10164.9922
2029-04-17 | 14 | 10312.5889
2029-04-17 | 15 | 10185.5528
2029-04-17 | 16 | 10161.51
2029-04-17 | 17 | 10148.1384
2029-04-17 | 18 | 10217.22
2029-04-17 | 19 | 10329.877
2029-04-17 | 20 | 10364.5834
2029-04-17 | 21 | 10444.1029
2029-04-17 | 22 | 10466.6824
2029-04-17 | 23 | 10188.6896
2029-04-17 | 24 | 9833.3759
2029-04-18 | 1 | 9595.8593
2029-04-18 | 2 | 9435.8048
2029-04-18 | 3 | 9353.3507
2029-04-18 | 4 | 9316.4794
2029-04-18 | 5 | 9344.1807
2029-04-18 | 6 | 9519.0706
2029-04-18 | 7 | 9723.3807
2029-04-18 | 8 | 10050.2954
2029-04-18 | 9 | 10391.508
2029-04-18 | 10 | 10482.1356
2029-04-18 | 11 | 10450.6196
2029-04-18 | 12 | 10328.5856
2029-04-18 | 13 | 10306.7745
2029-04-18 | 14 | 10256.0379
2029-04-18 | 15 | 10240.8204
2029-04-18 | 16 | 10218.1024
2029-04-18 | 17 | 10361.6147
2029-04-18 | 18 | 10394.6532
2029-04-18 | 19 | 10428.5569
2029-04-18 | 20 | 10444.4375
2029-04-18 | 21 | 10506.836
2029-04-18 | 22 | 10535.6349
2029-04-18 | 23 | 10275.8466
2029-04-18 | 24 | 9931.7573
2029-04-19 | 1 | 9650.5342
2029-04-19 | 2 | 9530.9807
2029-04-19 | 3 | 9425.0963
2029-04-19 | 4 | 9411.8595
2029-04-19 | 5 | 9482.447
2029-04-19 | 6 | 9608.737
2029-04-19 | 7 | 9803.8634
2029-04-19 | 8 | 10124.4356
2029-04-19 | 9 | 10481.6162
2029-04-19 | 10 | 10525.1533
2029-04-19 | 11 | 10514.2941
2029-04-19 | 12 | 10419.0021
2029-04-19 | 13 | 10335.8974
2029-04-19 | 14 | 10233.4581
2029-04-19 | 15 | 10205.1223
2029-04-19 | 16 | 10190.775
2029-04-19 | 17 | 10206.2407
2029-04-19 | 18 | 10264.6174
2029-04-19 | 19 | 10300.6075
2029-04-19 | 20 | 10348.2182
2029-04-19 | 21 | 10473.7897
2029-04-19 | 22 | 10495.3661
2029-04-19 | 23 | 10278.7505
2029-04-19 | 24 | 10009.2327
2029-04-20 | 1 | 9770.7554
2029-04-20 | 2 | 9575.3084
2029-04-20 | 3 | 9464.423
2029-04-20 | 4 | 9425.8311
2029-04-20 | 5 | 9508.8151
2029-04-20 | 6 | 9677.1732
2029-04-20 | 7 | 9896.0993
2029-04-20 | 8 | 10186.8772
2029-04-20 | 9 | 10505.5069
2029-04-20 | 10 | 10558.1658
2029-04-20 | 11 | 10487.0888
2029-04-20 | 12 | 10396.7578
2029-04-20 | 13 | 10252.5576
2029-04-20 | 14 | 10217.5839
2029-04-20 | 15 | 10206.7528
2029-04-20 | 16 | 10211.9115
2029-04-20 | 17 | 10180.9165
2029-04-20 | 18 | 10412.7971
2029-04-20 | 19 | 10418.9016
2029-04-20 | 20 | 10379.327
2029-04-20 | 21 | 10402.1665
2029-04-20 | 22 | 10504.8183
2029-04-20 | 23 | 10283.3685
2029-04-20 | 24 | 9968.2844
2029-04-21 | 1 | 9730.6828
2029-04-21 | 2 | 9602.7611
2029-04-21 | 3 | 9549.4395
2029-04-21 | 4 | 9446.2272
2029-04-21 | 5 | 9435.491
2029-04-21 | 6 | 9455.0569
2029-04-21 | 7 | 9508.5848
2029-04-21 | 8 | 9526.2202
2029-04-21 | 9 | 9751.3946
2029-04-21 | 10 | 9925.3032
2029-04-21 | 11 | 9903.9256
2029-04-21 | 12 | 9827.0913
2029-04-21 | 13 | 9727.3692
2029-04-21 | 14 | 9654.127
2029-04-21 | 15 | 9623.5827
2029-04-21 | 16 | 9610.4903
2029-04-21 | 17 | 9643.7165
2029-04-21 | 18 | 9734.3058
2029-04-21 | 19 | 9873.986
2029-04-21 | 20 | 9935.666
2029-04-21 | 21 | 10006.3023
2029-04-21 | 22 | 10203.8754
2029-04-21 | 23 | 10034.1273
2029-04-21 | 24 | 9741.1196
2029-04-22 | 1 | 9534.2856
2029-04-22 | 2 | 9355.6555
2029-04-22 | 3 | 9353.4482
2029-04-22 | 4 | 9276.8868
2029-04-22 | 5 | 9280.1969
2029-04-22 | 6 | 9253.5153
2029-04-22 | 7 | 9278.9486
2029-04-22 | 8 | 9288.8467
2029-04-22 | 9 | 9477.0967
2029-04-22 | 10 | 9563.2593
2029-04-22 | 11 | 9551.214
2029-04-22 | 12 | 9522.6848
2029-04-22 | 13 | 9509.7494
2029-04-22 | 14 | 9529.6515
2029-04-22 | 15 | 9502.5461
2029-04-22 | 16 | 9507.2265
2029-04-22 | 17 | 9562.9267
2029-04-22 | 18 | 9701.6123
2029-04-22 | 19 | 9830.904
2029-04-22 | 20 | 9883.8876
2029-04-22 | 21 | 9991.0943
2029-04-22 | 22 | 10104.9856
2029-04-22 | 23 | 9875.7961
2029-04-22 | 24 | 9658.2855
2029-04-23 | 1 | 9400.8351
2029-04-23 | 2 | 9325.619
2029-04-23 | 3 | 9264.3676
2029-04-23 | 4 | 9255.7615
2029-04-23 | 5 | 9273.5524
2029-04-23 | 6 | 9389.1031
2029-04-23 | 7 | 9692.0982
2029-04-23 | 8 | 10024.8779
2029-04-23 | 9 | 10265.2454
2029-04-23 | 10 | 10294.5483
2029-04-23 | 11 | 10226.6212
2029-04-23 | 12 | 10125.8389
2029-04-23 | 13 | 10059.8097
2029-04-23 | 14 | 10041.4707
2029-04-23 | 15 | 10018.1447
2029-04-23 | 16 | 10001.1369
2029-04-23 | 17 | 10028.6637
2029-04-23 | 18 | 10118.6265
2029-04-23 | 19 | 10106.589
2029-04-23 | 20 | 10176.1853
2029-04-23 | 21 | 10279.7651
2029-04-23 | 22 | 10308.9816
2029-04-23 | 23 | 10024.3683
2029-04-23 | 24 | 9713.3109
2029-04-24 | 1 | 9470.2298
2029-04-24 | 2 | 9276.1605
2029-04-24 | 3 | 9189.6044
2029-04-24 | 4 | 9161.4602
2029-04-24 | 5 | 9205.5771
2029-04-24 | 6 | 9332.8315
2029-04-24 | 7 | 9665.685
2029-04-24 | 8 | 10022.4334
2029-04-24 | 9 | 10288.8551
2029-04-24 | 10 | 10309.0683
2029-04-24 | 11 | 10248.5573
2029-04-24 | 12 | 10147.0779
2029-04-24 | 13 | 10080.7002
2029-04-24 | 14 | 10063.5713
2029-04-24 | 15 | 10022.0204
2029-04-24 | 16 | 10055.012
2029-04-24 | 17 | 10283.6569
2029-04-24 | 18 | 10081.6569
2029-04-24 | 19 | 10086.5412
2029-04-24 | 20 | 10178.0699
2029-04-24 | 21 | 10247.4734
2029-04-24 | 22 | 10332.6582
2029-04-24 | 23 | 10061.4855
2029-04-24 | 24 | 9735.3328
2029-04-25 | 1 | 9493.4653
2029-04-25 | 2 | 9258.8764
2029-04-25 | 3 | 9193.8492
2029-04-25 | 4 | 9179.5248
2029-04-25 | 5 | 9196.5542
2029-04-25 | 6 | 9296.3769
2029-04-25 | 7 | 9585.5251
2029-04-25 | 8 | 9957.2095
2029-04-25 | 9 | 10237.2902
2029-04-25 | 10 | 10263.3798
2029-04-25 | 11 | 10167.5583
2029-04-25 | 12 | 10096.9736
2029-04-25 | 13 | 9994.3859
2029-04-25 | 14 | 9981.614
2029-04-25 | 15 | 10043.8465
2029-04-25 | 16 | 10256.6255
2029-04-25 | 17 | 10091.009
2029-04-25 | 18 | 10300.6749
2029-04-25 | 19 | 10241.9641
2029-04-25 | 20 | 10133.8628
2029-04-25 | 21 | 10220.1088
2029-04-25 | 22 | 10343.2997
2029-04-25 | 23 | 10051.5854
2029-04-25 | 24 | 9703.4862
2029-04-26 | 1 | 9437.6292
2029-04-26 | 2 | 9306.5182
2029-04-26 | 3 | 9214.5143
2029-04-26 | 4 | 9161.7506
2029-04-26 | 5 | 9196.5134
2029-04-26 | 6 | 9328.2623
2029-04-26 | 7 | 9633.9898
2029-04-26 | 8 | 9972.9722
2029-04-26 | 9 | 10167.9692
2029-04-26 | 10 | 10231.1185
2029-04-26 | 11 | 10161.7234
2029-04-26 | 12 | 10072.7092
2029-04-26 | 13 | 10000.2169
2029-04-26 | 14 | 10235.5764
2029-04-26 | 15 | 10140.9139
2029-04-26 | 16 | 9924.5599
2029-04-26 | 17 | 10010.059
2029-04-26 | 18 | 10221.1921
2029-04-26 | 19 | 10074.5099
2029-04-26 | 20 | 10034.2417
2029-04-26 | 21 | 10087.4257
2029-04-26 | 22 | 10230.4237
2029-04-26 | 23 | 9981.1016
2029-04-26 | 24 | 9674.9719
2029-04-27 | 1 | 9387.3806
2029-04-27 | 2 | 9208.2657
2029-04-27 | 3 | 9137.0028
2029-04-27 | 4 | 9115.8019
2029-04-27 | 5 | 9147.0244
2029-04-27 | 6 | 9277.6888
2029-04-27 | 7 | 9552.8258
2029-04-27 | 8 | 9875.6684
2029-04-27 | 9 | 10179.1247
2029-04-27 | 10 | 10254.3437
2029-04-27 | 11 | 10252.265
2029-04-27 | 12 | 10261.3441
2029-04-27 | 13 | 10257.9823
2029-04-27 | 14 | 10214.8915
2029-04-27 | 15 | 10138.3002
2029-04-27 | 16 | 10111.7502
2029-04-27 | 17 | 10087.0255
2029-04-27 | 18 | 10055.8832
2029-04-27 | 19 | 9954.9712
2029-04-27 | 20 | 9935.9307
2029-04-27 | 21 | 9986.5957
2029-04-27 | 22 | 10102.6307
2029-04-27 | 23 | 9859.2863
2029-04-27 | 24 | 9581.284
2029-04-28 | 1 | 9306.727
2029-04-28 | 2 | 9140.0627
2029-04-28 | 3 | 9053.133
2029-04-28 | 4 | 9031.3251
2029-04-28 | 5 | 9018.1861
2029-04-28 | 6 | 9046.637
2029-04-28 | 7 | 9177.1819
2029-04-28 | 8 | 9202.8695
2029-04-28 | 9 | 9401.6943
2029-04-28 | 10 | 9615.128
2029-04-28 | 11 | 9717.2877
2029-04-28 | 12 | 9652.4643
2029-04-28 | 13 | 9507.4807
2029-04-28 | 14 | 9504.2834
2029-04-28 | 15 | 9478.8879
2029-04-28 | 16 | 9472.8561
2029-04-28 | 17 | 9502.2789
2029-04-28 | 18 | 9592.2482
2029-04-28 | 19 | 9654.0691
2029-04-28 | 20 | 9701.9341
2029-04-28 | 21 | 9710.9971
2029-04-28 | 22 | 9854.6943
2029-04-28 | 23 | 9696.0631
2029-04-28 | 24 | 9452.7107
2029-04-29 | 1 | 9247.7511
2029-04-29 | 2 | 9095.3023
2029-04-29 | 3 | 8986.6329
2029-04-29 | 4 | 8937.2505
2029-04-29 | 5 | 8926.7795
2029-04-29 | 6 | 8988.6683
2029-04-29 | 7 | 9081.9664
2029-04-29 | 8 | 9092.3468
2029-04-29 | 9 | 9250.574
2029-04-29 | 10 | 9379.8243
2029-04-29 | 11 | 9442.2599
2029-04-29 | 12 | 9479.913
2029-04-29 | 13 | 9427.8527
2029-04-29 | 14 | 9469.8207
2029-04-29 | 15 | 9719.2148
2029-04-29 | 16 | 9720.9873
2029-04-29 | 17 | 9622.4045
2029-04-29 | 18 | 9745.201
2029-04-29 | 19 | 9764.7285
2029-04-29 | 20 | 9834.2661
2029-04-29 | 21 | 9805.2856
2029-04-29 | 22 | 9989.7783
2029-04-29 | 23 | 9736.527
2029-04-29 | 24 | 9511.7395
2029-04-30 | 1 | 9243.3551
2029-04-30 | 2 | 9170.7777
2029-04-30 | 3 | 9098.7628
2029-04-30 | 4 | 9076.9489
2029-04-30 | 5 | 9133.4404
2029-04-30 | 6 | 9272.6002
2029-04-30 | 7 | 9582.0718
2029-04-30 | 8 | 9881.5044
2029-04-30 | 9 | 10110.3066
2029-04-30 | 10 | 10209.1525
2029-04-30 | 11 | 10132.6007
2029-04-30 | 12 | 10112.2675
2029-04-30 | 13 | 10059.0005
2029-04-30 | 14 | 10024.6017
2029-04-30 | 15 | 10014.9535
2029-04-30 | 16 | 10020.2764
2029-04-30 | 17 | 10073.1557
2029-04-30 | 18 | 10184.9428
2029-04-30 | 19 | 10178.8938
2029-04-30 | 20 | 10217.9962
2029-04-30 | 21 | 10216.8157
2029-04-30 | 22 | 10257.8843
2029-04-30 | 23 | 10028.2636
2029-04-30 | 24 | 9671.6286
2029-05-01 | 1 | 9441.1482
2029-05-01 | 2 | 9156.5261
2029-05-01 | 3 | 9063.3087
2029-05-01 | 4 | 9090.1244
2029-05-01 | 5 | 9109.3433
2029-05-01 | 6 | 9180.2455
2029-05-01 | 7 | 9513.3532
2029-05-01 | 8 | 9907.7569
2029-05-01 | 9 | 10196.0718
2029-05-01 | 10 | 10251.8869
2029-05-01 | 11 | 10185.9263
2029-05-01 | 12 | 10105.7772
2029-05-01 | 13 | 10063.7576
2029-05-01 | 14 | 10071.2261
2029-05-01 | 15 | 10029.6758
2029-05-01 | 16 | 9959.6273
2029-05-01 | 17 | 10234.7996
2029-05-01 | 18 | 10076.1272
2029-05-01 | 19 | 10028.9014
2029-05-01 | 20 | 10038.1571
2029-05-01 | 21 | 9958.774
2029-05-01 | 22 | 10071.4866
2029-05-01 | 23 | 9848.9122
2029-05-01 | 24 | 9543.9994
2029-05-02 | 1 | 9289.9694
2029-05-02 | 2 | 9175.9038
2029-05-02 | 3 | 9126.29
2029-05-02 | 4 | 9157.2378
2029-05-02 | 5 | 9204.6356
2029-05-02 | 6 | 9291.3602
2029-05-02 | 7 | 9556.121
2029-05-02 | 8 | 9867.6653
2029-05-02 | 9 | 10057.3137
2029-05-02 | 10 | 10095.3546
2029-05-02 | 11 | 10112.0195
2029-05-02 | 12 | 10122.2487
2029-05-02 | 13 | 10017.7782
2029-05-02 | 14 | 10060.6804
2029-05-02 | 15 | 9933.898
2029-05-02 | 16 | 10062.5056
2029-05-02 | 17 | 10088.9843
2029-05-02 | 18 | 10093.5534
2029-05-02 | 19 | 10029.803
2029-05-02 | 20 | 9996.0298
2029-05-02 | 21 | 10012.6259
2029-05-02 | 22 | 10128.1579
2029-05-02 | 23 | 9953.1568
2029-05-02 | 24 | 9655.8296
2029-05-03 | 1 | 9360.6105
2029-05-03 | 2 | 9134.7867
2029-05-03 | 3 | 9090.4266
2029-05-03 | 4 | 9066.2839
2029-05-03 | 5 | 9163.9325
2029-05-03 | 6 | 9237.3808
2029-05-03 | 7 | 9584.819
2029-05-03 | 8 | 9853.837
2029-05-03 | 9 | 10013.4464
2029-05-03 | 10 | 10046.1607
2029-05-03 | 11 | 10103.9807
2029-05-03 | 12 | 9967.4579
2029-05-03 | 13 | 9889.7377
2029-05-03 | 14 | 10011.7732
2029-05-03 | 15 | 9969.6542
2029-05-03 | 16 | 9960.8048
2029-05-03 | 17 | 9961.6022
2029-05-03 | 18 | 9809.7187
2029-05-03 | 19 | 9946.1333
2029-05-03 | 20 | 9861.034
2029-05-03 | 21 | 9844.6427
2029-05-03 | 22 | 9897.9613
2029-05-03 | 23 | 9716.7999
2029-05-03 | 24 | 9431.4781
2029-05-04 | 1 | 9217.942
2029-05-04 | 2 | 9056.1287
2029-05-04 | 3 | 9000.5023
2029-05-04 | 4 | 8986.8271
2029-05-04 | 5 | 9067.3038
2029-05-04 | 6 | 9153.918
2029-05-04 | 7 | 9397.4233
2029-05-04 | 8 | 9742.941
2029-05-04 | 9 | 9991.1618
2029-05-04 | 10 | 10053.6515
2029-05-04 | 11 | 10088.534
2029-05-04 | 12 | 10060.5474
2029-05-04 | 13 | 9990.3324
2029-05-04 | 14 | 9978.1863
2029-05-04 | 15 | 9923.6262
2029-05-04 | 16 | 10011.6452
2029-05-04 | 17 | 10116.0096
2029-05-04 | 18 | 10154.5804
2029-05-04 | 19 | 10142.1984
2029-05-04 | 20 | 10056.7485
2029-05-04 | 21 | 10037.9818
2029-05-04 | 22 | 10150.5303
2029-05-04 | 23 | 9976.6332
2029-05-04 | 24 | 9708.9046
2029-05-05 | 1 | 9495.9203
2029-05-05 | 2 | 9320.6201
2029-05-05 | 3 | 9226.6896
2029-05-05 | 4 | 9194.8156
2029-05-05 | 5 | 9203.5743
2029-05-05 | 6 | 9203.7289
2029-05-05 | 7 | 9331.0291
2029-05-05 | 8 | 9473.403
2029-05-05 | 9 | 9711.3782
2029-05-05 | 10 | 9929.2571
2029-05-05 | 11 | 10031.5998
2029-05-05 | 12 | 10030.4054
2029-05-05 | 13 | 9961.5482
2029-05-05 | 14 | 9958.5916
2029-05-05 | 15 | 9883.4733
2029-05-05 | 16 | 9781.5375
2029-05-05 | 17 | 9869.5419
2029-05-05 | 18 | 9995.1312
2029-05-05 | 19 | 10085.9833
2029-05-05 | 20 | 10058.7109
2029-05-05 | 21 | 10036.8197
2029-05-05 | 22 | 10148.0938
2029-05-05 | 23 | 10035.378
2029-05-05 | 24 | 9794.1763
2029-05-06 | 1 | 9608.7544
2029-05-06 | 2 | 9477.5301
2029-05-06 | 3 | 9393.7265
2029-05-06 | 4 | 9308.843
2029-05-06 | 5 | 9301.708
2029-05-06 | 6 | 9220.3674
2029-05-06 | 7 | 9283.3719
2029-05-06 | 8 | 9336.5305
2029-05-06 | 9 | 9586.7603
2029-05-06 | 10 | 9797.2724
2029-05-06 | 11 | 9894.0757
2029-05-06 | 12 | 9939.5351
2029-05-06 | 13 | 9981.9752
2029-05-06 | 14 | 9990.5478
2029-05-06 | 15 | 9872.3662
2029-05-06 | 16 | 9858.9213
2029-05-06 | 17 | 9984.1333
2029-05-06 | 18 | 10138.6842
2029-05-06 | 19 | 10221.3829
2029-05-06 | 20 | 10161.8392
2029-05-06 | 21 | 10156.4739
2029-05-06 | 22 | 10240.6274
2029-05-06 | 23 | 10086.8665
2029-05-06 | 24 | 9787.2791
2029-05-07 | 1 | 9534.1217
2029-05-07 | 2 | 9439.8704
2029-05-07 | 3 | 9365.876
2029-05-07 | 4 | 9308.2348
2029-05-07 | 5 | 9328.6533
2029-05-07 | 6 | 9280.7839
2029-05-07 | 7 | 9541.8489
2029-05-07 | 8 | 10003.892
2029-05-07 | 9 | 10357.7718
2029-05-07 | 10 | 10470.8728
2029-05-07 | 11 | 10554.6186
2029-05-07 | 12 | 10497.0447
2029-05-07 | 13 | 10476.9448
2029-05-07 | 14 | 10491.223
2029-05-07 | 15 | 10487.6521
2029-05-07 | 16 | 10484.4617
2029-05-07 | 17 | 10367.9836
2029-05-07 | 18 | 10454.9438
2029-05-07 | 19 | 10434.6977
2029-05-07 | 20 | 10473.489
2029-05-07 | 21 | 10440.4765
2029-05-07 | 22 | 10469.7476
2029-05-07 | 23 | 10198.7366
2029-05-07 | 24 | 9844.2766
2029-05-08 | 1 | 9568.3373
2029-05-08 | 2 | 9378.3629
2029-05-08 | 3 | 9317.161
2029-05-08 | 4 | 9280.2192
2029-05-08 | 5 | 9298.0567
2029-05-08 | 6 | 9230.6754
2029-05-08 | 7 | 9492.0501
2029-05-08 | 8 | 9943.8556
2029-05-08 | 9 | 10280.8903
2029-05-08 | 10 | 10411.0795
2029-05-08 | 11 | 10461.1082
2029-05-08 | 12 | 10471.55
2029-05-08 | 13 | 10448.0351
2029-05-08 | 14 | 10433.2632
2029-05-08 | 15 | 10386.9025
2029-05-08 | 16 | 10339.0115
2029-05-08 | 17 | 10459.1824
2029-05-08 | 18 | 10513.3848
2029-05-08 | 19 | 10471.789
2029-05-08 | 20 | 10435.4963
2029-05-08 | 21 | 10395.2567
2029-05-08 | 22 | 10416.2446
2029-05-08 | 23 | 10185.6183
2029-05-08 | 24 | 9836.6957
2029-05-09 | 1 | 9596.1308
2029-05-09 | 2 | 9368.6289
2029-05-09 | 3 | 9284.2236
2029-05-09 | 4 | 9245.3378
2029-05-09 | 5 | 9266.9365
2029-05-09 | 6 | 9228.5441
2029-05-09 | 7 | 9482.9437
2029-05-09 | 8 | 9947.0225
2029-05-09 | 9 | 10289.4039
2029-05-09 | 10 | 10382.6773
2029-05-09 | 11 | 10352.8225
2029-05-09 | 12 | 10298.3266
2029-05-09 | 13 | 10212.6017
2029-05-09 | 14 | 10184.6885
2029-05-09 | 15 | 10176.0668
2029-05-09 | 16 | 10082.145
2029-05-09 | 17 | 10107.2987
2029-05-09 | 18 | 10176.9228
2029-05-09 | 19 | 10186.856
2029-05-09 | 20 | 10207.886
2029-05-09 | 21 | 10190.2222
2029-05-09 | 22 | 10220.7941
2029-05-09 | 23 | 10048.5632
2029-05-09 | 24 | 9692.1542
2029-05-10 | 1 | 9434.0915
2029-05-10 | 2 | 9291.9096
2029-05-10 | 3 | 9178.8014
2029-05-10 | 4 | 9148.0927
2029-05-10 | 5 | 9165.4077
2029-05-10 | 6 | 9123.1598
2029-05-10 | 7 | 9343.2567
2029-05-10 | 8 | 9826.4481
2029-05-10 | 9 | 10143.105
2029-05-10 | 10 | 10247.7738
2029-05-10 | 11 | 10215.9572
2029-05-10 | 12 | 10178.1667
2029-05-10 | 13 | 10110.871
2029-05-10 | 14 | 10096.5257
2029-05-10 | 15 | 10082.6981
2029-05-10 | 16 | 10043.5899
2029-05-10 | 17 | 10245.5597
2029-05-10 | 18 | 10209.0593
2029-05-10 | 19 | 10117.3016
2029-05-10 | 20 | 10145.9034
2029-05-10 | 21 | 10121.554
2029-05-10 | 22 | 10149.5994
2029-05-10 | 23 | 10001.9456
2029-05-10 | 24 | 9669.9247
2029-05-11 | 1 | 9481.4711
2029-05-11 | 2 | 9319.3549
2029-05-11 | 3 | 9205.5804
2029-05-11 | 4 | 9180.817
2029-05-11 | 5 | 9221.8219
2029-05-11 | 6 | 9210.9126
2029-05-11 | 7 | 9459.8363
2029-05-11 | 8 | 9867.0525
2029-05-11 | 9 | 10169.6131
2029-05-11 | 10 | 10252.3546
2029-05-11 | 11 | 10170.7998
2029-05-11 | 12 | 10068.5088
2029-05-11 | 13 | 9987.9541
2029-05-11 | 14 | 9973.451
2029-05-11 | 15 | 9957.2886
2029-05-11 | 16 | 9876.7202
2029-05-11 | 17 | 9894.6749
2029-05-11 | 18 | 10150.1911
2029-05-11 | 19 | 9980.3947
2029-05-11 | 20 | 10007.5893
2029-05-11 | 21 | 9978.5983
2029-05-11 | 22 | 10029.5705
2029-05-11 | 23 | 9946.5374
2029-05-11 | 24 | 9700.3507
2029-05-12 | 1 | 9522.2879
2029-05-12 | 2 | 9288.5486
2029-05-12 | 3 | 9253.9755
2029-05-12 | 4 | 9259.7142
2029-05-12 | 5 | 9277.4933
2029-05-12 | 6 | 9229.5633
2029-05-12 | 7 | 9274.11
2029-05-12 | 8 | 9327.1913
2029-05-12 | 9 | 9457.4487
2029-05-12 | 10 | 9549.3704
2029-05-12 | 11 | 9510.2063
2029-05-12 | 12 | 9475.8517
2029-05-12 | 13 | 9426.081
2029-05-12 | 14 | 9376.3495
2029-05-12 | 15 | 9340.1202
2029-05-12 | 16 | 9346.1342
2029-05-12 | 17 | 9436.5427
2029-05-12 | 18 | 9582.8671
2029-05-12 | 19 | 9581.3528
2029-05-12 | 20 | 9551.1066
2029-05-12 | 21 | 9551.8036
2029-05-12 | 22 | 9653.4728
2029-05-12 | 23 | 9595.2979
2029-05-12 | 24 | 9378.784
2029-05-13 | 1 | 9223.8894
2029-05-13 | 2 | 9061.9298
2029-05-13 | 3 | 8984.4904
2029-05-13 | 4 | 8976.4536
2029-05-13 | 5 | 9005.6309
2029-05-13 | 6 | 8967.0594
2029-05-13 | 7 | 8952.2609
2029-05-13 | 8 | 8992.0592
2029-05-13 | 9 | 9086.66
2029-05-13 | 10 | 9188.0446
2029-05-13 | 11 | 9342.3456
2029-05-13 | 12 | 9276.4892
2029-05-13 | 13 | 9283.6474
2029-05-13 | 14 | 9249.5585
2029-05-13 | 15 | 9245.4501
2029-05-13 | 16 | 9285.1296
2029-05-13 | 17 | 9368.1649
2029-05-13 | 18 | 9461.1935
2029-05-13 | 19 | 9552.6208
2029-05-13 | 20 | 9556.4348
2029-05-13 | 21 | 9575.4091
2029-05-13 | 22 | 9608.5202
2029-05-13 | 23 | 9496.4148
2029-05-13 | 24 | 9209.0091
2029-05-14 | 1 | 8996.6076
2029-05-14 | 2 | 8913.7566
2029-05-14 | 3 | 8924.954
2029-05-14 | 4 | 8890.3718
2029-05-14 | 5 | 8926.576
2029-05-14 | 6 | 8992.9415
2029-05-14 | 7 | 9289.4155
2029-05-14 | 8 | 9622.8625
2029-05-14 | 9 | 9819.1662
2029-05-14 | 10 | 9902.7423
2029-05-14 | 11 | 9937.8236
2029-05-14 | 12 | 9946.8676
2029-05-14 | 13 | 9924.2181
2029-05-14 | 14 | 9880.6931
2029-05-14 | 15 | 9907.3941
2029-05-14 | 16 | 9942.7128
2029-05-14 | 17 | 10189.2509
2029-05-14 | 18 | 10164.7874
2029-05-14 | 19 | 10025.8514
2029-05-14 | 20 | 9923.2758
2029-05-14 | 21 | 9858.7146
2029-05-14 | 22 | 9860.0294
2029-05-14 | 23 | 9661.0148
2029-05-14 | 24 | 9328.5994
2029-05-15 | 1 | 9117.2486
2029-05-15 | 2 | 8940.5781
2029-05-15 | 3 | 8892.8858
2029-05-15 | 4 | 8857.7062
2029-05-15 | 5 | 8868.3213
2029-05-15 | 6 | 8905.9355
2029-05-15 | 7 | 9179.8717
2029-05-15 | 8 | 9579.9548
2029-05-15 | 9 | 9868.363
2029-05-15 | 10 | 9940.1739
2029-05-15 | 11 | 9956.8548
2029-05-15 | 12 | 9966.7473
2029-05-15 | 13 | 10053.5069
2029-05-15 | 14 | 9947.6518
2029-05-15 | 15 | 10038.0925
2029-05-15 | 16 | 10197.4899
2029-05-15 | 17 | 10288.4723
2029-05-15 | 18 | 10265.8038
2029-05-15 | 19 | 10106.8753
2029-05-15 | 20 | 9972.3943
2029-05-15 | 21 | 9939.3462
2029-05-15 | 22 | 9910.7643
2029-05-15 | 23 | 9711.4782
2029-05-15 | 24 | 9377.8911
2029-05-16 | 1 | 9072.886
2029-05-16 | 2 | 8936.0562
2029-05-16 | 3 | 8854.7476
2029-05-16 | 4 | 8820.8757
2029-05-16 | 5 | 8854.0404
2029-05-16 | 6 | 8909.5888
2029-05-16 | 7 | 9175.9695
2029-05-16 | 8 | 9650.3076
2029-05-16 | 9 | 9901.9329
2029-05-16 | 10 | 9985.4087
2029-05-16 | 11 | 10008.985
2029-05-16 | 12 | 9992.3688
2029-05-16 | 13 | 9951.248
2029-05-16 | 14 | 10199.0765
2029-05-16 | 15 | 10241.393
2029-05-16 | 16 | 10253.1325
2029-05-16 | 17 | 10241.2809
2029-05-16 | 18 | 10205.6804
2029-05-16 | 19 | 10106.6351
2029-05-16 | 20 | 9984.5272
2029-05-16 | 21 | 9936.0438
2029-05-16 | 22 | 9898.8126
2029-05-16 | 23 | 9710.7691
2029-05-16 | 24 | 9369.3961
2029-05-17 | 1 | 9073.3204
2029-05-17 | 2 | 8946.3448
2029-05-17 | 3 | 8915.8532
2029-05-17 | 4 | 8896.0275
2029-05-17 | 5 | 8917.7638
2029-05-17 | 6 | 8966.3607
2029-05-17 | 7 | 9260.3666
2029-05-17 | 8 | 9640.911
2029-05-17 | 9 | 9939.906
2029-05-17 | 10 | 10031.3321
2029-05-17 | 11 | 10024.065
2029-05-17 | 12 | 10033.4935
2029-05-17 | 13 | 9994.7184
2029-05-17 | 14 | 9977.9786
2029-05-17 | 15 | 9975.6122
2029-05-17 | 16 | 10001.9623
2029-05-17 | 17 | 10009.258
2029-05-17 | 18 | 9996.5854
2029-05-17 | 19 | 9920.113
2029-05-17 | 20 | 9895.1378
2029-05-17 | 21 | 9847.892
2029-05-17 | 22 | 9866.8716
2029-05-17 | 23 | 9766.4864
2029-05-17 | 24 | 9544.5416
2029-05-18 | 1 | 9273.1675
2029-05-18 | 2 | 9121.7504
2029-05-18 | 3 | 9028.0047
2029-05-18 | 4 | 8996.9068
2029-05-18 | 5 | 9037.2146
2029-05-18 | 6 | 9080.3641
2029-05-18 | 7 | 9299.5323
2029-05-18 | 8 | 9781.3471
2029-05-18 | 9 | 9982.6822
2029-05-18 | 10 | 10096.7452
2029-05-18 | 11 | 10060.2837
2029-05-18 | 12 | 9990.3713
2029-05-18 | 13 | 9882.437
2029-05-18 | 14 | 9846.837
2029-05-18 | 15 | 9804.1573
2029-05-18 | 16 | 9805.575
2029-05-18 | 17 | 9978.66
2029-05-18 | 18 | 9971.4418
2029-05-18 | 19 | 9939.914
2029-05-18 | 20 | 9964.8578
2029-05-18 | 21 | 9912.9955
2029-05-18 | 22 | 9975.6444
2029-05-18 | 23 | 9860.6986
2029-05-18 | 24 | 9567.6504
2029-05-19 | 1 | 9347.3655
2029-05-19 | 2 | 9157.3558
2029-05-19 | 3 | 9148.7419
2029-05-19 | 4 | 9056.0838
2029-05-19 | 5 | 9105.7313
2029-05-19 | 6 | 9095.6497
2029-05-19 | 7 | 9116.8145
2029-05-19 | 8 | 9252.2984
2029-05-19 | 9 | 9417.3718
2029-05-19 | 10 | 9561.1937
2029-05-19 | 11 | 9612.5312
2029-05-19 | 12 | 9607.4914
2029-05-19 | 13 | 9592.9616
2029-05-19 | 14 | 9536.9366
2029-05-19 | 15 | 9525.8176
2029-05-19 | 16 | 9552.1168
2029-05-19 | 17 | 9627.4085
2029-05-19 | 18 | 9715.7712
2029-05-19 | 19 | 9813.6493
2029-05-19 | 20 | 9814.6504
2029-05-19 | 21 | 9825.1419
2029-05-19 | 22 | 9888.9582
2029-05-19 | 23 | 9866.5712
2029-05-19 | 24 | 9675.9856
2029-05-20 | 1 | 9502.6798
2029-05-20 | 2 | 9367.2417
2029-05-20 | 3 | 9282.0498
2029-05-20 | 4 | 9227.5574
2029-05-20 | 5 | 9208.4831
2029-05-20 | 6 | 9131.5535
2029-05-20 | 7 | 9121.45
2029-05-20 | 8 | 9233.6704
2029-05-20 | 9 | 9428.4783
2029-05-20 | 10 | 9566.6676
2029-05-20 | 11 | 9559.1855
2029-05-20 | 12 | 9516.3869
2029-05-20 | 13 | 9473.7715
2029-05-20 | 14 | 9497.8901
2029-05-20 | 15 | 9549.5144
2029-05-20 | 16 | 9581.7759
2029-05-20 | 17 | 9618.6482
2029-05-20 | 18 | 9672.9334
2029-05-20 | 19 | 9766.3193
2029-05-20 | 20 | 9759.339
2029-05-20 | 21 | 9754.8369
2029-05-20 | 22 | 9787.6686
2029-05-20 | 23 | 9799.994
2029-05-20 | 24 | 9605.6603
2029-05-21 | 1 | 9500.7625
2029-05-21 | 2 | 9494.8892
2029-05-21 | 3 | 9435.6918
2029-05-21 | 4 | 9360.5896
2029-05-21 | 5 | 9354.0622
2029-05-21 | 6 | 9248.5602
2029-05-21 | 7 | 9260.7452
2029-05-21 | 8 | 9294.0828
2029-05-21 | 9 | 9399.8752
2029-05-21 | 10 | 9478.7639
2029-05-21 | 11 | 9569.9927
2029-05-21 | 12 | 9597.2503
2029-05-21 | 13 | 9588.5505
2029-05-21 | 14 | 9528.6055
2029-05-21 | 15 | 9401.2785
2029-05-21 | 16 | 9337.6041
2029-05-21 | 17 | 9358.7661
2029-05-21 | 18 | 9460.162
2029-05-21 | 19 | 9498.2825
2029-05-21 | 20 | 9508.0838
2029-05-21 | 21 | 9514.9055
2029-05-21 | 22 | 9564.2025
2029-05-21 | 23 | 9572.409
2029-05-21 | 24 | 9409.5192
2029-05-22 | 1 | 9245.9224
2029-05-22 | 2 | 9151.9361
2029-05-22 | 3 | 9064.6032
2029-05-22 | 4 | 9031.4082
2029-05-22 | 5 | 9038.2883
2029-05-22 | 6 | 9132.5968
2029-05-22 | 7 | 9336.9175
2029-05-22 | 8 | 9659.6447
2029-05-22 | 9 | 9880.1748
2029-05-22 | 10 | 9957.6717
2029-05-22 | 11 | 9911.0999
2029-05-22 | 12 | 9855.0431
2029-05-22 | 13 | 9812.7968
2029-05-22 | 14 | 9821.8196
2029-05-22 | 15 | 9764.9484
2029-05-22 | 16 | 9753.8893
2029-05-22 | 17 | 9774.264
2029-05-22 | 18 | 9809.8406
2029-05-22 | 19 | 9765.5665
2029-05-22 | 20 | 9764.0619
2029-05-22 | 21 | 9772.602
2029-05-22 | 22 | 9783.7106
2029-05-22 | 23 | 9687.0695
2029-05-22 | 24 | 9389.8573
2029-05-23 | 1 | 9133.823
2029-05-23 | 2 | 8938.2282
2029-05-23 | 3 | 8903.0324
2029-05-23 | 4 | 8868.3258
2029-05-23 | 5 | 8908.6398
2029-05-23 | 6 | 8983.3784
2029-05-23 | 7 | 9236.7126
2029-05-23 | 8 | 9625.5087
2029-05-23 | 9 | 9838.2423
2029-05-23 | 10 | 9973.7844
2029-05-23 | 11 | 9965.7183
2029-05-23 | 12 | 9932.844
2029-05-23 | 13 | 9888.9564
2029-05-23 | 14 | 9866.3564
2029-05-23 | 15 | 9850.2445
2029-05-23 | 16 | 9860.3458
2029-05-23 | 17 | 9910.1864
2029-05-23 | 18 | 9954.274
2029-05-23 | 19 | 9902.6082
2029-05-23 | 20 | 9903.3926
2029-05-23 | 21 | 9902.3563
2029-05-23 | 22 | 9842.7077
2029-05-23 | 23 | 9714.6981
2029-05-23 | 24 | 9390.26
2029-05-24 | 1 | 9139.0282
2029-05-24 | 2 | 8984.0506
2029-05-24 | 3 | 8911.4694
2029-05-24 | 4 | 8872.4768
2029-05-24 | 5 | 8894.1383
2029-05-24 | 6 | 8927.2153
2029-05-24 | 7 | 9202.6099
2029-05-24 | 8 | 9563.8256
2029-05-24 | 9 | 9839.3496
2029-05-24 | 10 | 10009.2646
2029-05-24 | 11 | 10057.0445
2029-05-24 | 12 | 10005.0308
2029-05-24 | 13 | 9960.5832
2029-05-24 | 14 | 9885.981
2029-05-24 | 15 | 9887.5236
2029-05-24 | 16 | 9916.1448
2029-05-24 | 17 | 9954.8148
2029-05-24 | 18 | 9954.8784
2029-05-24 | 19 | 9876.6778
2029-05-24 | 20 | 9871.5206
2029-05-24 | 21 | 9860.7396
2029-05-24 | 22 | 9819.9172
2029-05-24 | 23 | 9708.8894
2029-05-24 | 24 | 9404.8485
2029-05-25 | 1 | 9144.494
2029-05-25 | 2 | 8975.7633
2029-05-25 | 3 | 8875.5484
2029-05-25 | 4 | 8843.1693
2029-05-25 | 5 | 8796.2005
2029-05-25 | 6 | 8876.8298
2029-05-25 | 7 | 9142.7864
2029-05-25 | 8 | 9560.1284
2029-05-25 | 9 | 9849.4334
2029-05-25 | 10 | 9987.5348
2029-05-25 | 11 | 10067.8421
2029-05-25 | 12 | 10175.5442
2029-05-25 | 13 | 10222.9429
2029-05-25 | 14 | 10205.7727
2029-05-25 | 15 | 10154.586
2029-05-25 | 16 | 10019.4233
2029-05-25 | 17 | 10088.4258
2029-05-25 | 18 | 10057.7414
2029-05-25 | 19 | 10067.4532
2029-05-25 | 20 | 10003.614
2029-05-25 | 21 | 9984.3426
2029-05-25 | 22 | 9871.4862
2029-05-25 | 23 | 9710.4259
2029-05-25 | 24 | 9394.0118
2029-05-26 | 1 | 9131.0513
2029-05-26 | 2 | 8951.1879
2029-05-26 | 3 | 8848.2757
2029-05-26 | 4 | 8789.2051
2029-05-26 | 5 | 8760.1888
2029-05-26 | 6 | 8767.3145
2029-05-26 | 7 | 8821.7978
2029-05-26 | 8 | 9012.8782
2029-05-26 | 9 | 9263.6255
2029-05-26 | 10 | 9506.92
2029-05-26 | 11 | 9676.8664
2029-05-26 | 12 | 9784.5939
2029-05-26 | 13 | 9838.7087
2029-05-26 | 14 | 9865.6931
2029-05-26 | 15 | 9910.6634
2029-05-26 | 16 | 9960.3672
2029-05-26 | 17 | 10038.313
2029-05-26 | 18 | 10107.6416
2029-05-26 | 19 | 10082.4951
2029-05-26 | 20 | 10094.4708
2029-05-26 | 21 | 10052.7633
2029-05-26 | 22 | 9940.0916
2029-05-26 | 23 | 9839.861
2029-05-26 | 24 | 9543.6363
2029-05-27 | 1 | 9304.6132
2029-05-27 | 2 | 9133.1327
2029-05-27 | 3 | 8983.3513
2029-05-27 | 4 | 8907.3365
2029-05-27 | 5 | 8856.708
2029-05-27 | 6 | 8835.4614
2029-05-27 | 7 | 8865.696
2029-05-27 | 8 | 9078.4424
2029-05-27 | 9 | 9345.0639
2029-05-27 | 10 | 9612.2454
2029-05-27 | 11 | 9840.1465
2029-05-27 | 12 | 10047.4426
2029-05-27 | 13 | 10189.7357
2029-05-27 | 14 | 10240.3927
2029-05-27 | 15 | 10230.2885
2029-05-27 | 16 | 10266.7663
2029-05-27 | 17 | 10301.7889
2029-05-27 | 18 | 10227.5466
2029-05-27 | 19 | 10104.5356
2029-05-27 | 20 | 9929.7092
2029-05-27 | 21 | 9859.0308
2029-05-27 | 22 | 9773.2074
2029-05-27 | 23 | 9657.3787
2029-05-27 | 24 | 9364.7685
2029-05-28 | 1 | 9165.1479
2029-05-28 | 2 | 9064.9183
2029-05-28 | 3 | 8922.7151
2029-05-28 | 4 | 8881.1491
2029-05-28 | 5 | 8886.9518
2029-05-28 | 6 | 8985.006
2029-05-28 | 7 | 9251.3421
2029-05-28 | 8 | 9699.3085
2029-05-28 | 9 | 9966.9509
2029-05-28 | 10 | 10062.4917
2029-05-28 | 11 | 10064.1591
2029-05-28 | 12 | 10055.116
2029-05-28 | 13 | 10019.8835
2029-05-28 | 14 | 9993.5358
2029-05-28 | 15 | 9984.508
2029-05-28 | 16 | 10004.5305
2029-05-28 | 17 | 10092.3067
2029-05-28 | 18 | 10115.1494
2029-05-28 | 19 | 10002.3995
2029-05-28 | 20 | 9987.0869
2029-05-28 | 21 | 9981.1191
2029-05-28 | 22 | 9875.4103
2029-05-28 | 23 | 9710.2583
2029-05-28 | 24 | 9407.423
2029-05-29 | 1 | 9194.5826
2029-05-29 | 2 | 9026.8082
2029-05-29 | 3 | 8848.2851
2029-05-29 | 4 | 8817.4314
2029-05-29 | 5 | 8859.8103
2029-05-29 | 6 | 8996.9703
2029-05-29 | 7 | 9204.4844
2029-05-29 | 8 | 9592.9269
2029-05-29 | 9 | 9899.9641
2029-05-29 | 10 | 10034.9355
2029-05-29 | 11 | 10108.9393
2029-05-29 | 12 | 10133.8464
2029-05-29 | 13 | 10080.694
2029-05-29 | 14 | 10089.4768
2029-05-29 | 15 | 10099.8064
2029-05-29 | 16 | 10086.5062
2029-05-29 | 17 | 10113.1964
2029-05-29 | 18 | 10160.8432
2029-05-29 | 19 | 10058.8129
2029-05-29 | 20 | 10015.7947
2029-05-29 | 21 | 10004.3309
2029-05-29 | 22 | 9882.2324
2029-05-29 | 23 | 9753.2719
2029-05-29 | 24 | 9383.3038
2029-05-30 | 1 | 9114.1853
2029-05-30 | 2 | 8949.1851
2029-05-30 | 3 | 8886.066
2029-05-30 | 4 | 8879.7444
2029-05-30 | 5 | 8885.5159
2029-05-30 | 6 | 8960.0698
2029-05-30 | 7 | 9221.4054
2029-05-30 | 8 | 9683.0439
2029-05-30 | 9 | 9935.6182
2029-05-30 | 10 | 10086.9132
2029-05-30 | 11 | 10151.5985
2029-05-30 | 12 | 10192.3616
2029-05-30 | 13 | 10205.5814
2029-05-30 | 14 | 10241.8084
2029-05-30 | 15 | 10290.807
2029-05-30 | 16 | 10383.3978
2029-05-30 | 17 | 10423.9994
2029-05-30 | 18 | 10433.2281
2029-05-30 | 19 | 10282.8991
2029-05-30 | 20 | 10209.3947
2029-05-30 | 21 | 10088.1795
2029-05-30 | 22 | 9981.8825
2029-05-30 | 23 | 9855.505
2029-05-30 | 24 | 9448.4006
2029-05-31 | 1 | 9184.9239
2029-05-31 | 2 | 9057.6441
2029-05-31 | 3 | 8987.9674
2029-05-31 | 4 | 8940.846
2029-05-31 | 5 | 8959.7532
2029-05-31 | 6 | 9045.0275
2029-05-31 | 7 | 9272.8019
2029-05-31 | 8 | 9715.1034
2029-05-31 | 9 | 10018.5644
2029-05-31 | 10 | 10145.656
2029-05-31 | 11 | 10220.3272
2029-05-31 | 12 | 10213.5384
2029-05-31 | 13 | 10195.6001
2029-05-31 | 14 | 10143.4799
2029-05-31 | 15 | 10221.3839
2029-05-31 | 16 | 10406.4848
2029-05-31 | 17 | 10168.2744
2029-05-31 | 18 | 10151.3623
2029-05-31 | 19 | 10081.9082
2029-05-31 | 20 | 10060.3618
2029-05-31 | 21 | 9987.9426
2029-05-31 | 22 | 9885.3804
2029-05-31 | 23 | 9792.2303
2029-05-31 | 24 | 9504.914
2029-06-01 | 1 | 9265.1064
2029-06-01 | 2 | 9105.4645
2029-06-01 | 3 | 9012.8022
2029-06-01 | 4 | 9010.8024
2029-06-01 | 5 | 9049.9794
2029-06-01 | 6 | 9136.6732
2029-06-01 | 7 | 9348.5439
2029-06-01 | 8 | 9734.2416
2029-06-01 | 9 | 10016.2998
2029-06-01 | 10 | 10151.2246
2029-06-01 | 11 | 10168.6688
2029-06-01 | 12 | 10193.4449
2029-06-01 | 13 | 10173.6321
2029-06-01 | 14 | 10185.4021
2029-06-01 | 15 | 10172.8368
2029-06-01 | 16 | 10294.5214
2029-06-01 | 17 | 10263.9685
2029-06-01 | 18 | 10435.8619
2029-06-01 | 19 | 10234.2912
2029-06-01 | 20 | 10163.7502
2029-06-01 | 21 | 10163.0631
2029-06-01 | 22 | 10053.8085
2029-06-01 | 23 | 9937.9813
2029-06-01 | 24 | 9604.6693
2029-06-02 | 1 | 9310.6526
2029-06-02 | 2 | 9105.713
2029-06-02 | 3 | 8984.5941
2029-06-02 | 4 | 8920.0045
2029-06-02 | 5 | 8893.7605
2029-06-02 | 6 | 8898.6613
2029-06-02 | 7 | 8933.7071
2029-06-02 | 8 | 9147.5821
2029-06-02 | 9 | 9407.4843
2029-06-02 | 10 | 9705.4804
2029-06-02 | 11 | 9838.9612
2029-06-02 | 12 | 9955.7527
2029-06-02 | 13 | 9924.749
2029-06-02 | 14 | 9869.374
2029-06-02 | 15 | 9892.3989
2029-06-02 | 16 | 9911.6082
2029-06-02 | 17 | 9944.2715
2029-06-02 | 18 | 10034.4287
2029-06-02 | 19 | 9965.5394
2029-06-02 | 20 | 9957.5311
2029-06-02 | 21 | 9895.0206
2029-06-02 | 22 | 9805.6077
2029-06-02 | 23 | 9775.9114
2029-06-02 | 24 | 9506.3315
2029-06-03 | 1 | 9269.4174
2029-06-03 | 2 | 9100.167
2029-06-03 | 3 | 8990.6699
2029-06-03 | 4 | 8930.2594
2029-06-03 | 5 | 8898.7346
2029-06-03 | 6 | 8892.891
2029-06-03 | 7 | 8904.893
2029-06-03 | 8 | 9090.5885
2029-06-03 | 9 | 9260.8368
2029-06-03 | 10 | 9474.3311
2029-06-03 | 11 | 9569.476
2029-06-03 | 12 | 9688.1483
2029-06-03 | 13 | 9721.0105
2029-06-03 | 14 | 9751.6613
2029-06-03 | 15 | 9707.9765
2029-06-03 | 16 | 9709.1889
2029-06-03 | 17 | 9826.3616
2029-06-03 | 18 | 9947.0208
2029-06-03 | 19 | 9956.972
2029-06-03 | 20 | 9944.5147
2029-06-03 | 21 | 9973.641
2029-06-03 | 22 | 9869.8457
2029-06-03 | 23 | 9796.356
2029-06-03 | 24 | 9472.1031
2029-06-04 | 1 | 9188.1056
2029-06-04 | 2 | 9081.8329
2029-06-04 | 3 | 8995.0979
2029-06-04 | 4 | 8956.1323
2029-06-04 | 5 | 8960.961
2029-06-04 | 6 | 9068.6545
2029-06-04 | 7 | 9320.7538
2029-06-04 | 8 | 9771.6348
2029-06-04 | 9 | 10055.56
2029-06-04 | 10 | 10184.0302
2029-06-04 | 11 | 10225.4431
2029-06-04 | 12 | 10223.9006
2029-06-04 | 13 | 10226.2429
2029-06-04 | 14 | 10315.391
2029-06-04 | 15 | 10194.3578
2029-06-04 | 16 | 10285.7295
2029-06-04 | 17 | 10307.4494
2029-06-04 | 18 | 10164.6223
2029-06-04 | 19 | 10084.007
2029-06-04 | 20 | 10086.1349
2029-06-04 | 21 | 10041.8962
2029-06-04 | 22 | 9913.2905
2029-06-04 | 23 | 9835.5224
2029-06-04 | 24 | 9500.7845
2029-06-05 | 1 | 9237.6234
2029-06-05 | 2 | 9054.0218
2029-06-05 | 3 | 8961.0884
2029-06-05 | 4 | 8927.2529
2029-06-05 | 5 | 8894.5438
2029-06-05 | 6 | 8980.3273
2029-06-05 | 7 | 9222.5453
2029-06-05 | 8 | 9658.3898
2029-06-05 | 9 | 9955.4705
2029-06-05 | 10 | 10066.7083
2029-06-05 | 11 | 10072.1118
2029-06-05 | 12 | 10107.3916
2029-06-05 | 13 | 9975.18
2029-06-05 | 14 | 9981.987
2029-06-05 | 15 | 9981.0217
2029-06-05 | 16 | 9998.0301
2029-06-05 | 17 | 10024.6655
2029-06-05 | 18 | 10074.2616
2029-06-05 | 19 | 10030.0484
2029-06-05 | 20 | 10025.5703
2029-06-05 | 21 | 10044.0454
2029-06-05 | 22 | 9933.1196
2029-06-05 | 23 | 9855.9333
2029-06-05 | 24 | 9522.2133
2029-06-06 | 1 | 9249.9363
2029-06-06 | 2 | 9059.2495
2029-06-06 | 3 | 8980.8098
2029-06-06 | 4 | 8948.4315
2029-06-06 | 5 | 8918.2313
2029-06-06 | 6 | 9047.285
2029-06-06 | 7 | 9283.4299
2029-06-06 | 8 | 9717.956
2029-06-06 | 9 | 10047.4019
2029-06-06 | 10 | 10173.0504
2029-06-06 | 11 | 10195.0375
2029-06-06 | 12 | 10192.3259
2029-06-06 | 13 | 10161.5402
2029-06-06 | 14 | 10179.5159
2029-06-06 | 15 | 10212.932
2029-06-06 | 16 | 10240.2754
2029-06-06 | 17 | 10333.3415
2029-06-06 | 18 | 10368.4572
2029-06-06 | 19 | 10264.4157
2029-06-06 | 20 | 10260.8192
2029-06-06 | 21 | 10235.7389
2029-06-06 | 22 | 10075.5432
2029-06-06 | 23 | 9889.8092
2029-06-06 | 24 | 9594.1613
2029-06-07 | 1 | 9278.8688
2029-06-07 | 2 | 9143.2248
2029-06-07 | 3 | 9046.6146
2029-06-07 | 4 | 9046.0896
2029-06-07 | 5 | 9012.7292
2029-06-07 | 6 | 9110.5899
2029-06-07 | 7 | 9374.0902
2029-06-07 | 8 | 9826.3065
2029-06-07 | 9 | 10076.4577
2029-06-07 | 10 | 10237.0483
2029-06-07 | 11 | 10248.1713
2029-06-07 | 12 | 10292.7924
2029-06-07 | 13 | 10375.8528
2029-06-07 | 14 | 10342.6638
2029-06-07 | 15 | 10344.7304
2029-06-07 | 16 | 10345.1159
2029-06-07 | 17 | 10335.4804
2029-06-07 | 18 | 10348.1563
2029-06-07 | 19 | 10179.5862
2029-06-07 | 20 | 10079.5454
2029-06-07 | 21 | 10013.271
2029-06-07 | 22 | 9906.5287
2029-06-07 | 23 | 9828.3264
2029-06-07 | 24 | 9534.5431
2029-06-08 | 1 | 9309.7539
2029-06-08 | 2 | 9145.6332
2029-06-08 | 3 | 9014.7746
2029-06-08 | 4 | 8985.0518
2029-06-08 | 5 | 8983.1519
2029-06-08 | 6 | 9076.8669
2029-06-08 | 7 | 9298.0933
2029-06-08 | 8 | 9733.4556
2029-06-08 | 9 | 10019.6648
2029-06-08 | 10 | 10167.2334
2029-06-08 | 11 | 10194.4288
2029-06-08 | 12 | 10213.9267
2029-06-08 | 13 | 10141.1839
2029-06-08 | 14 | 10145.7582
2029-06-08 | 15 | 10136.9863
2029-06-08 | 16 | 10205.9262
2029-06-08 | 17 | 10187.6311
2029-06-08 | 18 | 10157.2443
2029-06-08 | 19 | 10075.5647
2029-06-08 | 20 | 10014.1554
2029-06-08 | 21 | 9952.4497
2029-06-08 | 22 | 9833.4889
2029-06-08 | 23 | 9791.7581
2029-06-08 | 24 | 9517.5504
2029-06-09 | 1 | 9270.1768
2029-06-09 | 2 | 9074.38
2029-06-09 | 3 | 8969.4899
2029-06-09 | 4 | 8949.864
2029-06-09 | 5 | 8919.5442
2029-06-09 | 6 | 8910.8227
2029-06-09 | 7 | 8913.4655
2029-06-09 | 8 | 9051.4223
2029-06-09 | 9 | 9269.2007
2029-06-09 | 10 | 9509.6523
2029-06-09 | 11 | 9709.6786
2029-06-09 | 12 | 9827.0496
2029-06-09 | 13 | 9861.5148
2029-06-09 | 14 | 9877.4074
2029-06-09 | 15 | 9894.3171
2029-06-09 | 16 | 9956.4695
2029-06-09 | 17 | 9969.0103
2029-06-09 | 18 | 10123.7529
2029-06-09 | 19 | 10059.9405
2029-06-09 | 20 | 9998.5918
2029-06-09 | 21 | 9905.4497
2029-06-09 | 22 | 9801.4738
2029-06-09 | 23 | 9768.2761
2029-06-09 | 24 | 9533.7323
2029-06-10 | 1 | 9303.0955
2029-06-10 | 2 | 9108.4647
2029-06-10 | 3 | 8984.9751
2029-06-10 | 4 | 8918.8751
2029-06-10 | 5 | 8931.6833
2029-06-10 | 6 | 8931.177
2029-06-10 | 7 | 8893.1433
2029-06-10 | 8 | 9064.419
2029-06-10 | 9 | 9279.7772
2029-06-10 | 10 | 9477.246
2029-06-10 | 11 | 9579.2876
2029-06-10 | 12 | 9641.4983
2029-06-10 | 13 | 9657.3108
2029-06-10 | 14 | 9662.6628
2029-06-10 | 15 | 9898.874
2029-06-10 | 16 | 9775.0626
2029-06-10 | 17 | 9777.2894
2029-06-10 | 18 | 9859.8431
2029-06-10 | 19 | 9894.1926
2029-06-10 | 20 | 9896.1008
2029-06-10 | 21 | 9847.8769
2029-06-10 | 22 | 9790.2385
2029-06-10 | 23 | 9733.2047
2029-06-10 | 24 | 9448.0432
2029-06-11 | 1 | 9206.4312
2029-06-11 | 2 | 9109.9288
2029-06-11 | 3 | 9023.5056
2029-06-11 | 4 | 8953.8805
2029-06-11 | 5 | 8997.9115
2029-06-11 | 6 | 9062.5567
2029-06-11 | 7 | 9288.9456
2029-06-11 | 8 | 9761.5754
2029-06-11 | 9 | 10054.5861
2029-06-11 | 10 | 10149.9819
2029-06-11 | 11 | 10118.0393
2029-06-11 | 12 | 10117.8229
2029-06-11 | 13 | 10091.4624
2029-06-11 | 14 | 10085.667
2029-06-11 | 15 | 10078.884
2029-06-11 | 16 | 10127.6571
2029-06-11 | 17 | 10222.7585
2029-06-11 | 18 | 10252.2654
2029-06-11 | 19 | 10106.4003
2029-06-11 | 20 | 10097.2001
2029-06-11 | 21 | 10085.9035
2029-06-11 | 22 | 9959.5796
2029-06-11 | 23 | 9844.6258
2029-06-11 | 24 | 9510.4374
2029-06-12 | 1 | 9236.8518
2029-06-12 | 2 | 9051.8972
2029-06-12 | 3 | 8959.911
2029-06-12 | 4 | 8909.049
2029-06-12 | 5 | 8957.9575
2029-06-12 | 6 | 9066.8721
2029-06-12 | 7 | 9303.6809
2029-06-12 | 8 | 9706.7658
2029-06-12 | 9 | 10016.8409
2029-06-12 | 10 | 10142.0104
2029-06-12 | 11 | 10173.2651
2029-06-12 | 12 | 10149.7482
2029-06-12 | 13 | 10242.636
2029-06-12 | 14 | 10282.0928
2029-06-12 | 15 | 10184.0902
2029-06-12 | 16 | 10211.2246
2029-06-12 | 17 | 10153.6358
2029-06-12 | 18 | 10183.8231
2029-06-12 | 19 | 10080.6457
2029-06-12 | 20 | 10053.5551
2029-06-12 | 21 | 10040.4055
2029-06-12 | 22 | 9942.0148
2029-06-12 | 23 | 9839.0394
2029-06-12 | 24 | 9508.7704
2029-06-13 | 1 | 9238.8962
2029-06-13 | 2 | 9055.1816
2029-06-13 | 3 | 8976.4528
2029-06-13 | 4 | 8942.3118
2029-06-13 | 5 | 8946.8193
2029-06-13 | 6 | 9044.0471
2029-06-13 | 7 | 9269.5382
2029-06-13 | 8 | 9717.6234
2029-06-13 | 9 | 10024.8874
2029-06-13 | 10 | 10191.0525
2029-06-13 | 11 | 10205.891
2029-06-13 | 12 | 10177.4695
2029-06-13 | 13 | 10196.1214
2029-06-13 | 14 | 10119.7748
2029-06-13 | 15 | 10120.7907
2029-06-13 | 16 | 10119.7836
2029-06-13 | 17 | 10157.3721
2029-06-13 | 18 | 10207.3546
2029-06-13 | 19 | 10128.9811
2029-06-13 | 20 | 10109.2321
2029-06-13 | 21 | 10101.2176
2029-06-13 | 22 | 9971.0648
2029-06-13 | 23 | 9840.7502
2029-06-13 | 24 | 9517.1292
2029-06-14 | 1 | 9236.2991
2029-06-14 | 2 | 9105.8077
2029-06-14 | 3 | 9004.147
2029-06-14 | 4 | 8961.2906
2029-06-14 | 5 | 8970.5205
2029-06-14 | 6 | 9058.1581
2029-06-14 | 7 | 9263.5657
2029-06-14 | 8 | 9727.9981
2029-06-14 | 9 | 10047.854
2029-06-14 | 10 | 10207.4047
2029-06-14 | 11 | 10225.485
2029-06-14 | 12 | 10226.9871
2029-06-14 | 13 | 10211.7512
2029-06-14 | 14 | 10199.3405
2029-06-14 | 15 | 10205.6454
2029-06-14 | 16 | 10232.9191
2029-06-14 | 17 | 10245.5423
2029-06-14 | 18 | 10274.6889
2029-06-14 | 19 | 10186.5099
2029-06-14 | 20 | 10212.2308
2029-06-14 | 21 | 10207.049
2029-06-14 | 22 | 10019.0908
2029-06-14 | 23 | 9922.4226
2029-06-14 | 24 | 9627.8119
2029-06-15 | 1 | 9348.9179
2029-06-15 | 2 | 9159.5212
2029-06-15 | 3 | 9062.0798
2029-06-15 | 4 | 9010.8672
2029-06-15 | 5 | 9013.8877
2029-06-15 | 6 | 9126.4527
2029-06-15 | 7 | 9349.1885
2029-06-15 | 8 | 9798.1009
2029-06-15 | 9 | 10117.8753
2029-06-15 | 10 | 10280.1239
2029-06-15 | 11 | 10304.4161
2029-06-15 | 12 | 10340.6947
2029-06-15 | 13 | 10400.4251
2029-06-15 | 14 | 10406.5645
2029-06-15 | 15 | 10324.3893
2029-06-15 | 16 | 10308.912
2029-06-15 | 17 | 10357.4326
2029-06-15 | 18 | 10366.3651
2029-06-15 | 19 | 10282.8597
2029-06-15 | 20 | 10250.9236
2029-06-15 | 21 | 10218.5981
2029-06-15 | 22 | 10059.2304
2029-06-15 | 23 | 9967.1569
2029-06-15 | 24 | 9690.8213
2029-06-16 | 1 | 9393.2862
2029-06-16 | 2 | 9186.0803
2029-06-16 | 3 | 9064.4182
2029-06-16 | 4 | 9038.3944
2029-06-16 | 5 | 9016.7193
2029-06-16 | 6 | 9032.7745
2029-06-16 | 7 | 9051.2403
2029-06-16 | 8 | 9256.3603
2029-06-16 | 9 | 9487.1961
2029-06-16 | 10 | 9716.2231
2029-06-16 | 11 | 9821.2277
2029-06-16 | 12 | 9861.5318
2029-06-16 | 13 | 9834.7691
2029-06-16 | 14 | 9840.3864
2029-06-16 | 15 | 9824.0915
2029-06-16 | 16 | 9854.847
2029-06-16 | 17 | 9889.6332
2029-06-16 | 18 | 9955.0516
2029-06-16 | 19 | 9944.8866
2029-06-16 | 20 | 9939.4465
2029-06-16 | 21 | 9910.3058
2029-06-16 | 22 | 9829.5991
2029-06-16 | 23 | 9800.6436
2029-06-16 | 24 | 9547.512
2029-06-17 | 1 | 9299.1185
2029-06-17 | 2 | 9138.9981
2029-06-17 | 3 | 9025.5279
2029-06-17 | 4 | 8964.3988
2029-06-17 | 5 | 8937.8322
2029-06-17 | 6 | 8936.8664
2029-06-17 | 7 | 8925.9278
2029-06-17 | 8 | 9079.4375
2029-06-17 | 9 | 9305.0701
2029-06-17 | 10 | 9502.7214
2029-06-17 | 11 | 9651.2289
2029-06-17 | 12 | 9730.1494
2029-06-17 | 13 | 9755.1563
2029-06-17 | 14 | 9767.8862
2029-06-17 | 15 | 9794.4191
2029-06-17 | 16 | 9854.6238
2029-06-17 | 17 | 9969.342
2029-06-17 | 18 | 10255.9215
2029-06-17 | 19 | 10198.9185
2029-06-17 | 20 | 10129.8426
2029-06-17 | 21 | 10023.4273
2029-06-17 | 22 | 9918.3873
2029-06-17 | 23 | 9821.0179
2029-06-17 | 24 | 9509.2656
2029-06-18 | 1 | 9259.6519
2029-06-18 | 2 | 9158.3629
2029-06-18 | 3 | 9068.6409
2029-06-18 | 4 | 9034.7153
2029-06-18 | 5 | 9044.6236
2029-06-18 | 6 | 9138.9401
2029-06-18 | 7 | 9364.5904
2029-06-18 | 8 | 9782.9888
2029-06-18 | 9 | 10103.3174
2029-06-18 | 10 | 10278.9263
2029-06-18 | 11 | 10424.35
2029-06-18 | 12 | 10513.0862
2029-06-18 | 13 | 10585.8022
2029-06-18 | 14 | 10650.1752
2029-06-18 | 15 | 10671.2846
2029-06-18 | 16 | 10593.7432
2029-06-18 | 17 | 10635.0127
2029-06-18 | 18 | 10573.6508
2029-06-18 | 19 | 10392.1104
2029-06-18 | 20 | 10358.7071
2029-06-18 | 21 | 10286.0347
2029-06-18 | 22 | 10123.6329
2029-06-18 | 23 | 9934.5838
2029-06-18 | 24 | 9598.3858
2029-06-19 | 1 | 9326.2843
2029-06-19 | 2 | 9153.3784
2029-06-19 | 3 | 9075.6558
2029-06-19 | 4 | 9052.7414
2029-06-19 | 5 | 9028.3116
2029-06-19 | 6 | 9144.6089
2029-06-19 | 7 | 9367.9538
2029-06-19 | 8 | 9820.3582
2029-06-19 | 9 | 10138.5649
2029-06-19 | 10 | 10360.4825
2029-06-19 | 11 | 10503.1449
2029-06-19 | 12 | 10577.6604
2029-06-19 | 13 | 10524.4632
2029-06-19 | 14 | 10570.7277
2029-06-19 | 15 | 10540.1194
2029-06-19 | 16 | 10671.4834
2029-06-19 | 17 | 10689.3331
2029-06-19 | 18 | 10830.2164
2029-06-19 | 19 | 10587.316
2029-06-19 | 20 | 10494.7375
2029-06-19 | 21 | 10462.1809
2029-06-19 | 22 | 10338.4874
2029-06-19 | 23 | 10179.5727
2029-06-19 | 24 | 9794.577
2029-06-20 | 1 | 9530.1805
2029-06-20 | 2 | 9254.1986
2029-06-20 | 3 | 9246.8431
2029-06-20 | 4 | 9205.115
2029-06-20 | 5 | 9105.8087
2029-06-20 | 6 | 9243.2824
2029-06-20 | 7 | 9550.868
2029-06-20 | 8 | 9970.9163
2029-06-20 | 9 | 10307.7165
2029-06-20 | 10 | 10526.7729
2029-06-20 | 11 | 10686.6724
2029-06-20 | 12 | 10859.3303
2029-06-20 | 13 | 10977.112
2029-06-20 | 14 | 11118.4398
2029-06-20 | 15 | 11306.3963
2029-06-20 | 16 | 11398.6707
2029-06-20 | 17 | 11389.5919
2029-06-20 | 18 | 11379.5286
2029-06-20 | 19 | 10999.3328
2029-06-20 | 20 | 10902.4849
2029-06-20 | 21 | 10819.6877
2029-06-20 | 22 | 10598.1208
2029-06-20 | 23 | 10455.7026
2029-06-20 | 24 | 10121.7796
2029-06-21 | 1 | 9747.22
2029-06-21 | 2 | 9519.6184
2029-06-21 | 3 | 9408.0415
2029-06-21 | 4 | 9365.8272
2029-06-21 | 5 | 9399.2281
2029-06-21 | 6 | 9496.7851
2029-06-21 | 7 | 9689.7927
2029-06-21 | 8 | 10117.28
2029-06-21 | 9 | 10355.7236
2029-06-21 | 10 | 10481.3641
2029-06-21 | 11 | 10589.3139
2029-06-21 | 12 | 10646.7372
2029-06-21 | 13 | 10604.9607
2029-06-21 | 14 | 10605.8416
2029-06-21 | 15 | 10651.5952
2029-06-21 | 16 | 10492.6113
2029-06-21 | 17 | 10490.3783
2029-06-21 | 18 | 10490.8072
2029-06-21 | 19 | 10367.0745
2029-06-21 | 20 | 10219.011
2029-06-21 | 21 | 10205.7991
2029-06-21 | 22 | 10020.4594
2029-06-21 | 23 | 9909.4192
2029-06-21 | 24 | 9644.286
2029-06-22 | 1 | 9381.9692
2029-06-22 | 2 | 9205.7828
2029-06-22 | 3 | 9098.3788
2029-06-22 | 4 | 9079.3513
2029-06-22 | 5 | 9010.5343
2029-06-22 | 6 | 9104.2545
2029-06-22 | 7 | 9315.4947
2029-06-22 | 8 | 9755.0994
2029-06-22 | 9 | 10049.6535
2029-06-22 | 10 | 10195.1455
2029-06-22 | 11 | 10261.1666
2029-06-22 | 12 | 10264.1363
2029-06-22 | 13 | 10268.7557
2029-06-22 | 14 | 10252.2849
2029-06-22 | 15 | 10228.881
2029-06-22 | 16 | 10227.7763
2029-06-22 | 17 | 10217.8428
2029-06-22 | 18 | 10215.9692
2029-06-22 | 19 | 10123.9311
2029-06-22 | 20 | 10065.7127
2029-06-22 | 21 | 10053.5827
2029-06-22 | 22 | 9931.2878
2029-06-22 | 23 | 9828.5924
2029-06-22 | 24 | 9547.3264
2029-06-23 | 1 | 9332.1174
2029-06-23 | 2 | 9148.3823
2029-06-23 | 3 | 9037.0449
2029-06-23 | 4 | 8970.4766
2029-06-23 | 5 | 8909.7126
2029-06-23 | 6 | 8914.9178
2029-06-23 | 7 | 8934.7246
2029-06-23 | 8 | 9138.8306
2029-06-23 | 9 | 9377.8836
2029-06-23 | 10 | 9592.2566
2029-06-23 | 11 | 9682.3056
2029-06-23 | 12 | 9710.5124
2029-06-23 | 13 | 9724.1852
2029-06-23 | 14 | 9681.8276
2029-06-23 | 15 | 9652.5699
2029-06-23 | 16 | 9708.809
2029-06-23 | 17 | 9735.4872
2029-06-23 | 18 | 9778.4217
2029-06-23 | 19 | 9900.3295
2029-06-23 | 20 | 9754.6075
2029-06-23 | 21 | 9702.1778
2029-06-23 | 22 | 9616.2638
2029-06-23 | 23 | 9621.3998
2029-06-23 | 24 | 9406.2798
2029-06-24 | 1 | 9260.5033
2029-06-24 | 2 | 9105.2483
2029-06-24 | 3 | 8994.8734
2029-06-24 | 4 | 8937.3661
2029-06-24 | 5 | 8905.0385
2029-06-24 | 6 | 8890.0742
2029-06-24 | 7 | 8875.5914
2029-06-24 | 8 | 9030.8646
2029-06-24 | 9 | 9206.1775
2029-06-24 | 10 | 9349.823
2029-06-24 | 11 | 9436.9879
2029-06-24 | 12 | 9477.8835
2029-06-24 | 13 | 9512.1704
2029-06-24 | 14 | 9492.4335
2029-06-24 | 15 | 9595.4478
2029-06-24 | 16 | 9522.8045
2029-06-24 | 17 | 9773.3033
2029-06-24 | 18 | 9800.4583
2029-06-24 | 19 | 9801.0616
2029-06-24 | 20 | 9798.4531
2029-06-24 | 21 | 9800.435
2029-06-24 | 22 | 9699.1728
2029-06-24 | 23 | 9633.0594
2029-06-24 | 24 | 9363.3901
2029-06-25 | 1 | 9149.8039
2029-06-25 | 2 | 9028.7745
2029-06-25 | 3 | 8940.1614
2029-06-25 | 4 | 8886.2903
2029-06-25 | 5 | 8887.8463
2029-06-25 | 6 | 9011.0971
2029-06-25 | 7 | 9227.9477
2029-06-25 | 8 | 9624.5608
2029-06-25 | 9 | 9939.6862
2029-06-25 | 10 | 10056.3803
2029-06-25 | 11 | 10057.5719
2029-06-25 | 12 | 10064.5053
2029-06-25 | 13 | 10007.8332
2029-06-25 | 14 | 10099.6006
2029-06-25 | 15 | 10018.965
2029-06-25 | 16 | 9987.4315
2029-06-25 | 17 | 10144.7937
2029-06-25 | 18 | 10104.6218
2029-06-25 | 19 | 10040.4163
2029-06-25 | 20 | 10015.2361
2029-06-25 | 21 | 10004.1175
2029-06-25 | 22 | 9890.088
2029-06-25 | 23 | 9796.8273
2029-06-25 | 24 | 9518.2933
2029-06-26 | 1 | 9266.028
2029-06-26 | 2 | 9087.1688
2029-06-26 | 3 | 9002.0505
2029-06-26 | 4 | 9008.305
2029-06-26 | 5 | 9017.4738
2029-06-26 | 6 | 9103.5087
2029-06-26 | 7 | 9313.0953
2029-06-26 | 8 | 9662.479
2029-06-26 | 9 | 9991.1857
2029-06-26 | 10 | 10108.7373
2029-06-26 | 11 | 10120.1309
2029-06-26 | 12 | 10134.6158
2029-06-26 | 13 | 10031.9636
2029-06-26 | 14 | 10016.108
2029-06-26 | 15 | 10063.5315
2029-06-26 | 16 | 10083.3528
2029-06-26 | 17 | 10198.4643
2029-06-26 | 18 | 10174.2783
2029-06-26 | 19 | 10111.9504
2029-06-26 | 20 | 10105.2264
2029-06-26 | 21 | 10169.9726
2029-06-26 | 22 | 10019.0079
2029-06-26 | 23 | 9891.9555
2029-06-26 | 24 | 9572.627
2029-06-27 | 1 | 9334.0631
2029-06-27 | 2 | 9134.9686
2029-06-27 | 3 | 9071.703
2029-06-27 | 4 | 9051.7133
2029-06-27 | 5 | 9039.1199
2029-06-27 | 6 | 9137.9973
2029-06-27 | 7 | 9354.4155
2029-06-27 | 8 | 9748.766
2029-06-27 | 9 | 10103.5751
2029-06-27 | 10 | 10256.3027
2029-06-27 | 11 | 10308.8589
2029-06-27 | 12 | 10305.1377
2029-06-27 | 13 | 10270.5043
2029-06-27 | 14 | 10314.5564
2029-06-27 | 15 | 10323.1696
2029-06-27 | 16 | 10305.1741
2029-06-27 | 17 | 10357.7528
2029-06-27 | 18 | 10412.7883
2029-06-27 | 19 | 10326.136
2029-06-27 | 20 | 10323.919
2029-06-27 | 21 | 10309.2739
2029-06-27 | 22 | 10149.8299
2029-06-27 | 23 | 9974.0179
2029-06-27 | 24 | 9634.4155
2029-06-28 | 1 | 9369.38
2029-06-28 | 2 | 9219.4481
2029-06-28 | 3 | 9145.1521
2029-06-28 | 4 | 9107.816
2029-06-28 | 5 | 9072.9676
2029-06-28 | 6 | 9175.0109
2029-06-28 | 7 | 9402.3699
2029-06-28 | 8 | 9864.9121
2029-06-28 | 9 | 10228.1778
2029-06-28 | 10 | 10430.6069
2029-06-28 | 11 | 10527.5229
2029-06-28 | 12 | 10536.4201
2029-06-28 | 13 | 10558.7517
2029-06-28 | 14 | 10522.9914
2029-06-28 | 15 | 10528.2018
2029-06-28 | 16 | 10438.5691
2029-06-28 | 17 | 10453.4233
2029-06-28 | 18 | 10496.0664
2029-06-28 | 19 | 10379.9968
2029-06-28 | 20 | 10360.9599
2029-06-28 | 21 | 10325.4385
2029-06-28 | 22 | 10178.0091
2029-06-28 | 23 | 10078.7261
2029-06-28 | 24 | 9785.5093
2029-06-29 | 1 | 9481.4474
2029-06-29 | 2 | 9282.9693
2029-06-29 | 3 | 9214.8883
2029-06-29 | 4 | 9166.0165
2029-06-29 | 5 | 9166.9963
2029-06-29 | 6 | 9301.3382
2029-06-29 | 7 | 9493.6473
2029-06-29 | 8 | 9948.0681
2029-06-29 | 9 | 10229.0425
2029-06-29 | 10 | 10403.0073
2029-06-29 | 11 | 10436.8182
2029-06-29 | 12 | 10449.8392
2029-06-29 | 13 | 10377.202
2029-06-29 | 14 | 10356.3408
2029-06-29 | 15 | 10376.1479
2029-06-29 | 16 | 10368.8221
2029-06-29 | 17 | 10400.176
2029-06-29 | 18 | 10419.6549
2029-06-29 | 19 | 10350.1818
2029-06-29 | 20 | 10315.9189
2029-06-29 | 21 | 10273.8556
2029-06-29 | 22 | 10142.0963
2029-06-29 | 23 | 10024.2365
2029-06-29 | 24 | 9721.2709
2029-06-30 | 1 | 9445.219
2029-06-30 | 2 | 9247.0326
2029-06-30 | 3 | 9127.1663
2029-06-30 | 4 | 9065.7432
2029-06-30 | 5 | 9079.1775
2029-06-30 | 6 | 9081.0026
2029-06-30 | 7 | 9110.802
2029-06-30 | 8 | 9327.3655
2029-06-30 | 9 | 9591.4472
2029-06-30 | 10 | 9817.0533
2029-06-30 | 11 | 9956.0474
2029-06-30 | 12 | 10006.465
2029-06-30 | 13 | 9974.0749
2029-06-30 | 14 | 9985.6839
2029-06-30 | 15 | 9995.6909
2029-06-30 | 16 | 10049.3772
2029-06-30 | 17 | 10132.5497
2029-06-30 | 18 | 10194.0384
2029-06-30 | 19 | 10195.4202
2029-06-30 | 20 | 10175.3117
2029-06-30 | 21 | 10077.7746
2029-06-30 | 22 | 10003.9693
2029-06-30 | 23 | 9900.6064
2029-06-30 | 24 | 9666.7769
2029-07-01 | 1 | 9450.0338
2029-07-01 | 2 | 9328.2041
2029-07-01 | 3 | 9206.9075
2029-07-01 | 4 | 9139.0371
2029-07-01 | 5 | 9095.7114
2029-07-01 | 6 | 9094.1114
2029-07-01 | 7 | 9110.9064
2029-07-01 | 8 | 9281.785
2029-07-01 | 9 | 9464.3861
2029-07-01 | 10 | 9734.7084
2029-07-01 | 11 | 9911.5994
2029-07-01 | 12 | 10073.1106
2029-07-01 | 13 | 10398.3861
2029-07-01 | 14 | 10427.7326
2029-07-01 | 15 | 10302.9686
2029-07-01 | 16 | 10370.8593
2029-07-01 | 17 | 10439.1624
2029-07-01 | 18 | 10532.1917
2029-07-01 | 19 | 10493.4317
2029-07-01 | 20 | 10453.5238
2029-07-01 | 21 | 10426.8815
2029-07-01 | 22 | 10229.5501
2029-07-01 | 23 | 10079.457
2029-07-01 | 24 | 9783.0469
2029-07-02 | 1 | 9552.7573
2029-07-02 | 2 | 9466.1742
2029-07-02 | 3 | 9364.0103
2029-07-02 | 4 | 9368.4549
2029-07-02 | 5 | 9386.3668
2029-07-02 | 6 | 9444.0602
2029-07-02 | 7 | 9623.2497
2029-07-02 | 8 | 10081.8421
2029-07-02 | 9 | 10440.732
2029-07-02 | 10 | 10631.0088
2029-07-02 | 11 | 10772.5736
2029-07-02 | 12 | 10948.8927
2029-07-02 | 13 | 10830.6445
2029-07-02 | 14 | 10897.4939
2029-07-02 | 15 | 10976.7441
2029-07-02 | 16 | 11007.7539
2029-07-02 | 17 | 11075.8727
2029-07-02 | 18 | 10961.4223
2029-07-02 | 19 | 10715.2486
2029-07-02 | 20 | 10735.0793
2029-07-02 | 21 | 10618.5901
2029-07-02 | 22 | 10420.9397
2029-07-02 | 23 | 10205.3006
2029-07-02 | 24 | 9843.3921
2029-07-03 | 1 | 9573.0905
2029-07-03 | 2 | 9381.7794
2029-07-03 | 3 | 9288.195
2029-07-03 | 4 | 9249.2304
2029-07-03 | 5 | 9253.1944
2029-07-03 | 6 | 9339.6396
2029-07-03 | 7 | 9586.0667
2029-07-03 | 8 | 10049.4046
2029-07-03 | 9 | 10347.9769
2029-07-03 | 10 | 10519.5462
2029-07-03 | 11 | 10610.555
2029-07-03 | 12 | 10652.0757
2029-07-03 | 13 | 10612.2694
2029-07-03 | 14 | 10638.7134
2029-07-03 | 15 | 10788.9542
2029-07-03 | 16 | 10798.0914
2029-07-03 | 17 | 10812.6543
2029-07-03 | 18 | 10864.8812
2029-07-03 | 19 | 10742.6203
2029-07-03 | 20 | 10660.1815
2029-07-03 | 21 | 10515.7119
2029-07-03 | 22 | 10361.7302
2029-07-03 | 23 | 10216.6588
2029-07-03 | 24 | 9886.2483
2029-07-04 | 1 | 9574.2708
2029-07-04 | 2 | 9390.5586
2029-07-04 | 3 | 9312.1174
2029-07-04 | 4 | 9270.7066
2029-07-04 | 5 | 9257.6032
2029-07-04 | 6 | 9307.0951
2029-07-04 | 7 | 9561.655
2029-07-04 | 8 | 10022.3874
2029-07-04 | 9 | 10322.4852
2029-07-04 | 10 | 10488.2775
2029-07-04 | 11 | 10610.1076
2029-07-04 | 12 | 10700.0048
2029-07-04 | 13 | 10652.0607
2029-07-04 | 14 | 10625.9331
2029-07-04 | 15 | 10757.6586
2029-07-04 | 16 | 10656.9655
2029-07-04 | 17 | 10775.6698
2029-07-04 | 18 | 10758.9715
2029-07-04 | 19 | 10641.7899
2029-07-04 | 20 | 10445.7719
2029-07-04 | 21 | 10386.0195
2029-07-04 | 22 | 10232.7949
2029-07-04 | 23 | 10137.9519
2029-07-04 | 24 | 9817.6208
2029-07-05 | 1 | 9490.3682
2029-07-05 | 2 | 9347.0228
2029-07-05 | 3 | 9246.3226
2029-07-05 | 4 | 9211.0771
2029-07-05 | 5 | 9209.7175
2029-07-05 | 6 | 9286.1132
2029-07-05 | 7 | 9532.1613
2029-07-05 | 8 | 9970.4862
2029-07-05 | 9 | 10270.3305
2029-07-05 | 10 | 10477.5337
2029-07-05 | 11 | 10539.6496
2029-07-05 | 12 | 10648.2627
2029-07-05 | 13 | 10524.7868
2029-07-05 | 14 | 10506.6787
2029-07-05 | 15 | 10619.4324
2029-07-05 | 16 | 10650.7607
2029-07-05 | 17 | 10518.1289
2029-07-05 | 18 | 10552.0295
2029-07-05 | 19 | 10405.9873
2029-07-05 | 20 | 10373.1826
2029-07-05 | 21 | 10375.2809
2029-07-05 | 22 | 10243.2662
2029-07-05 | 23 | 10152.5928
2029-07-05 | 24 | 9859.0177
2029-07-06 | 1 | 9571.4186
2029-07-06 | 2 | 9381.4568
2029-07-06 | 3 | 9281.1397
2029-07-06 | 4 | 9241.503
2029-07-06 | 5 | 9242.3183
2029-07-06 | 6 | 9316.6386
2029-07-06 | 7 | 9559.969
2029-07-06 | 8 | 10008.0407
2029-07-06 | 9 | 10356.5827
2029-07-06 | 10 | 10544.9109
2029-07-06 | 11 | 10696.5801
2029-07-06 | 12 | 10662.7348
2029-07-06 | 13 | 10584.9215
2029-07-06 | 14 | 10621.6188
2029-07-06 | 15 | 10656.5395
2029-07-06 | 16 | 10601.2974
2029-07-06 | 17 | 10630.5927
2029-07-06 | 18 | 10625.9787
2029-07-06 | 19 | 10533.3659
2029-07-06 | 20 | 10507.3096
2029-07-06 | 21 | 10457.6648
2029-07-06 | 22 | 10304.7782
2029-07-06 | 23 | 10213.3343
2029-07-06 | 24 | 9916.9316
2029-07-07 | 1 | 9643.6811
2029-07-07 | 2 | 9445.7118
2029-07-07 | 3 | 9339.9205
2029-07-07 | 4 | 9275.9462
2029-07-07 | 5 | 9230.4086
2029-07-07 | 6 | 9218.3868
2029-07-07 | 7 | 9280.5027
2029-07-07 | 8 | 9485.5216
2029-07-07 | 9 | 9737.5135
2029-07-07 | 10 | 9941.3058
2029-07-07 | 11 | 10140.3583
2029-07-07 | 12 | 10124.1922
2029-07-07 | 13 | 10111.1967
2029-07-07 | 14 | 10060.4992
2029-07-07 | 15 | 10006.5726
2029-07-07 | 16 | 9974.7318
2029-07-07 | 17 | 10076.3427
2029-07-07 | 18 | 10300.8218
2029-07-07 | 19 | 10217.5075
2029-07-07 | 20 | 10114.1896
2029-07-07 | 21 | 10013.2246
2029-07-07 | 22 | 9888.3427
2029-07-07 | 23 | 9900.2844
2029-07-07 | 24 | 9713.7357
2029-07-08 | 1 | 9488.0012
2029-07-08 | 2 | 9328.2562
2029-07-08 | 3 | 9215.0109
2029-07-08 | 4 | 9161.4669
2029-07-08 | 5 | 9121.8736
2029-07-08 | 6 | 9089.4885
2029-07-08 | 7 | 9104.0535
2029-07-08 | 8 | 9245.0101
2029-07-08 | 9 | 9409.122
2029-07-08 | 10 | 9604.9469
2029-07-08 | 11 | 9707.4626
2029-07-08 | 12 | 9885.6593
2029-07-08 | 13 | 9890.2484
2029-07-08 | 14 | 10009.4713
2029-07-08 | 15 | 10028.7485
2029-07-08 | 16 | 10049.051
2029-07-08 | 17 | 10080.6521
2029-07-08 | 18 | 10134.9003
2029-07-08 | 19 | 10162.0241
2029-07-08 | 20 | 10109.8138
2029-07-08 | 21 | 10088.9692
2029-07-08 | 22 | 9975.6888
2029-07-08 | 23 | 9914.1433
2029-07-08 | 24 | 9618.0064
2029-07-09 | 1 | 9376.2177
2029-07-09 | 2 | 9277.2896
2029-07-09 | 3 | 9182.0403
2029-07-09 | 4 | 9173.3236
2029-07-09 | 5 | 9173.5561
2029-07-09 | 6 | 9257.5749
2029-07-09 | 7 | 9476.1424
2029-07-09 | 8 | 9913.2152
2029-07-09 | 9 | 10242.0512
2029-07-09 | 10 | 10382.5476
2029-07-09 | 11 | 10430.8298
2029-07-09 | 12 | 10442.4033
2029-07-09 | 13 | 10443.2259
2029-07-09 | 14 | 10443.4938
2029-07-09 | 15 | 10459.9607
2029-07-09 | 16 | 10489.1777
2029-07-09 | 17 | 10574.4068
2029-07-09 | 18 | 10617.9103
2029-07-09 | 19 | 10518.9498
2029-07-09 | 20 | 10490.4655
2029-07-09 | 21 | 10466.4334
2029-07-09 | 22 | 10321.3747
2029-07-09 | 23 | 10155.7379
2029-07-09 | 24 | 9843.4965
2029-07-10 | 1 | 9542.0158
2029-07-10 | 2 | 9362.5003
2029-07-10 | 3 | 9250.1347
2029-07-10 | 4 | 9219.9103
2029-07-10 | 5 | 9215.4821
2029-07-10 | 6 | 9295.7227
2029-07-10 | 7 | 9571.6798
2029-07-10 | 8 | 10025.3651
2029-07-10 | 9 | 10335.9618
2029-07-10 | 10 | 10475.9418
2029-07-10 | 11 | 10497.798
2029-07-10 | 12 | 10505.07
2029-07-10 | 13 | 10496.7762
2029-07-10 | 14 | 10533.6176
2029-07-10 | 15 | 10492.5542
2029-07-10 | 16 | 10548.629
2029-07-10 | 17 | 10603.9598
2029-07-10 | 18 | 10598.6205
2029-07-10 | 19 | 10540.0162
2029-07-10 | 20 | 10479.1506
2029-07-10 | 21 | 10445.2884
2029-07-10 | 22 | 10309.2182
2029-07-10 | 23 | 10184.6566
2029-07-10 | 24 | 9820.9988
2029-07-11 | 1 | 9550.2388
2029-07-11 | 2 | 9347.901
2029-07-11 | 3 | 9256.6736
2029-07-11 | 4 | 9216.4638
2029-07-11 | 5 | 9208.3505
2029-07-11 | 6 | 9283.1171
2029-07-11 | 7 | 9568.3676
2029-07-11 | 8 | 10018.8074
2029-07-11 | 9 | 10355.8543
2029-07-11 | 10 | 10502.0244
2029-07-11 | 11 | 10549.0511
2029-07-11 | 12 | 10735.6257
2029-07-11 | 13 | 10662.9693
2029-07-11 | 14 | 10564.0536
2029-07-11 | 15 | 10584.5774
2029-07-11 | 16 | 10598.366
2029-07-11 | 17 | 10624.6234
2029-07-11 | 18 | 10715.6202
2029-07-11 | 19 | 10607.2761
2029-07-11 | 20 | 10481.7209
2029-07-11 | 21 | 10452.4101
2029-07-11 | 22 | 10304.0228
2029-07-11 | 23 | 10178.2395
2029-07-11 | 24 | 9813.2758
2029-07-12 | 1 | 9554.277
2029-07-12 | 2 | 9423.3039
2029-07-12 | 3 | 9329.1096
2029-07-12 | 4 | 9276.6838
2029-07-12 | 5 | 9264.9706
2029-07-12 | 6 | 9328.6622
2029-07-12 | 7 | 9594.3023
2029-07-12 | 8 | 10038.8298
2029-07-12 | 9 | 10370.8945
2029-07-12 | 10 | 10562.8229
2029-07-12 | 11 | 10644.8526
2029-07-12 | 12 | 10661.6958
2029-07-12 | 13 | 10752.4284
2029-07-12 | 14 | 10679.7554
2029-07-12 | 15 | 10867.7574
2029-07-12 | 16 | 10873.1352
2029-07-12 | 17 | 10942.2843
2029-07-12 | 18 | 10855.8447
2029-07-12 | 19 | 10661.4011
2029-07-12 | 20 | 10640.0045
2029-07-12 | 21 | 10644.9767
2029-07-12 | 22 | 10490.5407
2029-07-12 | 23 | 10257.0052
2029-07-12 | 24 | 9940.0383
2029-07-13 | 1 | 9625.4933
2029-07-13 | 2 | 9438.0982
2029-07-13 | 3 | 9335.2897
2029-07-13 | 4 | 9290.8578
2029-07-13 | 5 | 9276.0142
2029-07-13 | 6 | 9342.3147
2029-07-13 | 7 | 9616.9954
2029-07-13 | 8 | 10078.4209
2029-07-13 | 9 | 10423.6215
2029-07-13 | 10 | 10642.5541
2029-07-13 | 11 | 10815.1702
2029-07-13 | 12 | 10865.2223
2029-07-13 | 13 | 10877.638
2029-07-13 | 14 | 11049.144
2029-07-13 | 15 | 11066.4247
2029-07-13 | 16 | 11111.1429
2029-07-13 | 17 | 11157.81
2029-07-13 | 18 | 11159.4953
2029-07-13 | 19 | 11065.5456
2029-07-13 | 20 | 11003.0485
2029-07-13 | 21 | 10861.0396
2029-07-13 | 22 | 10683.7923
2029-07-13 | 23 | 10498.5695
2029-07-13 | 24 | 10143.5405
2029-07-14 | 1 | 9839.8964
2029-07-14 | 2 | 9758.6102
2029-07-14 | 3 | 9537.7387
2029-07-14 | 4 | 9459.5943
2029-07-14 | 5 | 9404.3967
2029-07-14 | 6 | 9354.3616
2029-07-14 | 7 | 9427.5891
2029-07-14 | 8 | 9687.6216
2029-07-14 | 9 | 9999.0858
2029-07-14 | 10 | 10410.2469
2029-07-14 | 11 | 10748.4508
2029-07-14 | 12 | 11011.8545
2029-07-14 | 13 | 11086.4438
2029-07-14 | 14 | 11266.1017
2029-07-14 | 15 | 11103.22
2029-07-14 | 16 | 10975.6088
2029-07-14 | 17 | 10962.7008
2029-07-14 | 18 | 10950.6322
2029-07-14 | 19 | 10837.4668
2029-07-14 | 20 | 10766.95
2029-07-14 | 21 | 10651.6115
2029-07-14 | 22 | 10536.1312
2029-07-14 | 23 | 10344.4289
2029-07-14 | 24 | 10121.2211
2029-07-15 | 1 | 9841.0945
2029-07-15 | 2 | 9624.9327
2029-07-15 | 3 | 9479.1701
2029-07-15 | 4 | 9328.6177
2029-07-15 | 5 | 9340.3528
2029-07-15 | 6 | 9288.2497
2029-07-15 | 7 | 9323.0932
2029-07-15 | 8 | 9504.9032
2029-07-15 | 9 | 9707.1848
2029-07-15 | 10 | 9961.962
2029-07-15 | 11 | 10112.645
2029-07-15 | 12 | 10228.3558
2029-07-15 | 13 | 10298.4693
2029-07-15 | 14 | 10307.6789
2029-07-15 | 15 | 10214.3893
2029-07-15 | 16 | 10215.0016
2029-07-15 | 17 | 10320.6859
2029-07-15 | 18 | 10388.7083
2029-07-15 | 19 | 10311.7942
2029-07-15 | 20 | 10323.8267
2029-07-15 | 21 | 10299.6644
2029-07-15 | 22 | 10149.4836
2029-07-15 | 23 | 10055.2456
2029-07-15 | 24 | 9772.9268
2029-07-16 | 1 | 9523.618
2029-07-16 | 2 | 9452.3068
2029-07-16 | 3 | 9381.331
2029-07-16 | 4 | 9298.2186
2029-07-16 | 5 | 9280.0949
2029-07-16 | 6 | 9323.6128
2029-07-16 | 7 | 9614.5659
2029-07-16 | 8 | 10086.3889
2029-07-16 | 9 | 10468.1641
2029-07-16 | 10 | 10659.8027
2029-07-16 | 11 | 10715.9949
2029-07-16 | 12 | 10711.6659
2029-07-16 | 13 | 10719.7431
2029-07-16 | 14 | 10735.4698
2029-07-16 | 15 | 10769.9454
2029-07-16 | 16 | 10797.7549
2029-07-16 | 17 | 10865.2634
2029-07-16 | 18 | 10895.7002
2029-07-16 | 19 | 10745.7374
2029-07-16 | 20 | 10735.0931
2029-07-16 | 21 | 10747.1726
2029-07-16 | 22 | 10562.7199
2029-07-16 | 23 | 10379.2427
2029-07-16 | 24 | 10018.1681
2029-07-17 | 1 | 9650.4468
2029-07-17 | 2 | 9429.8104
2029-07-17 | 3 | 9332.9673
2029-07-17 | 4 | 9318.678
2029-07-17 | 5 | 9287.6031
2029-07-17 | 6 | 9380.3793
2029-07-17 | 7 | 9642.9377
2029-07-17 | 8 | 10107.9536
2029-07-17 | 9 | 10418.6879
2029-07-17 | 10 | 10573.0451
2029-07-17 | 11 | 10648.6364
2029-07-17 | 12 | 10685.7875
2029-07-17 | 13 | 10697.2436
2029-07-17 | 14 | 10726.0674
2029-07-17 | 15 | 10720.0507
2029-07-17 | 16 | 10784.1641
2029-07-17 | 17 | 10887.1844
2029-07-17 | 18 | 10896.0579
2029-07-17 | 19 | 10761.5797
2029-07-17 | 20 | 10775.4777
2029-07-17 | 21 | 10707.3813
2029-07-17 | 22 | 10491.3997
2029-07-17 | 23 | 10280.3252
2029-07-17 | 24 | 9927.7903
2029-07-18 | 1 | 9594.3987
2029-07-18 | 2 | 9394.0094
2029-07-18 | 3 | 9302.3491
2029-07-18 | 4 | 9271.8256
2029-07-18 | 5 | 9338.5893
2029-07-18 | 6 | 9381.1383
2029-07-18 | 7 | 9646.4706
2029-07-18 | 8 | 10114.7393
2029-07-18 | 9 | 10462.9199
2029-07-18 | 10 | 10636.7604
2029-07-18 | 11 | 10765.843
2029-07-18 | 12 | 10905.8038
2029-07-18 | 13 | 10932.3625
2029-07-18 | 14 | 11050.8187
2029-07-18 | 15 | 11148.6206
2029-07-18 | 16 | 11214.0294
2029-07-18 | 17 | 11304.3414
2029-07-18 | 18 | 11301.6156
2029-07-18 | 19 | 11218.7789
2029-07-18 | 20 | 11044.2362
2029-07-18 | 21 | 10911.0666
2029-07-18 | 22 | 10786.0097
2029-07-18 | 23 | 10560.9786
2029-07-18 | 24 | 10162.4428
2029-07-19 | 1 | 9834.9446
2029-07-19 | 2 | 9728.1389
2029-07-19 | 3 | 9520.2197
2029-07-19 | 4 | 9459.6395
2029-07-19 | 5 | 9523.6132
2029-07-19 | 6 | 9588.1288
2029-07-19 | 7 | 9767.5513
2029-07-19 | 8 | 10282.1074
2029-07-19 | 9 | 10650.223
2029-07-19 | 10 | 10893.0562
2029-07-19 | 11 | 10897.32
2029-07-19 | 12 | 10917.4355
2029-07-19 | 13 | 10863.977
2029-07-19 | 14 | 10904.5565
2029-07-19 | 15 | 10881.5497
2029-07-19 | 16 | 10866.0821
2029-07-19 | 17 | 10935.2405
2029-07-19 | 18 | 10983.8502
2029-07-19 | 19 | 10775.8666
2029-07-19 | 20 | 10684.1343
2029-07-19 | 21 | 10650.4407
2029-07-19 | 22 | 10544.6011
2029-07-19 | 23 | 10333.8253
2029-07-19 | 24 | 9968.3957
2029-07-20 | 1 | 9699.6994
2029-07-20 | 2 | 9486.4873
2029-07-20 | 3 | 9369.456
2029-07-20 | 4 | 9335.7401
2029-07-20 | 5 | 9383.8324
2029-07-20 | 6 | 9455.6002
2029-07-20 | 7 | 9660.6512
2029-07-20 | 8 | 10113.9839
2029-07-20 | 9 | 10435.5597
2029-07-20 | 10 | 10632.739
2029-07-20 | 11 | 10685.6183
2029-07-20 | 12 | 10750.9516
2029-07-20 | 13 | 10804.2352
2029-07-20 | 14 | 10779.7684
2029-07-20 | 15 | 10801.3897
2029-07-20 | 16 | 10818.0411
2029-07-20 | 17 | 10869.8777
2029-07-20 | 18 | 10878.2572
2029-07-20 | 19 | 10728.2308
2029-07-20 | 20 | 10682.1127
2029-07-20 | 21 | 10617.817
2029-07-20 | 22 | 10490.8099
2029-07-20 | 23 | 10279.1311
2029-07-20 | 24 | 9942.6551
2029-07-21 | 1 | 9635.3813
2029-07-21 | 2 | 9459.2621
2029-07-21 | 3 | 9339.9593
2029-07-21 | 4 | 9263.109
2029-07-21 | 5 | 9269.7446
2029-07-21 | 6 | 9214.4147
2029-07-21 | 7 | 9269.1861
2029-07-21 | 8 | 9493.5237
2029-07-21 | 9 | 9747.9461
2029-07-21 | 10 | 10049.5378
2029-07-21 | 11 | 10244.7837
2029-07-21 | 12 | 10348.3241
2029-07-21 | 13 | 10393.7294
2029-07-21 | 14 | 10401.8166
2029-07-21 | 15 | 10384.6146
2029-07-21 | 16 | 10430.3968
2029-07-21 | 17 | 10497.5346
2029-07-21 | 18 | 10501.5705
2029-07-21 | 19 | 10432.0188
2029-07-21 | 20 | 10374.0475
2029-07-21 | 21 | 10348.7423
2029-07-21 | 22 | 10242.3325
2029-07-21 | 23 | 10147.3321
2029-07-21 | 24 | 9871.4865
2029-07-22 | 1 | 9614.0058
2029-07-22 | 2 | 9430.7003
2029-07-22 | 3 | 9307.2353
2029-07-22 | 4 | 9244.5925
2029-07-22 | 5 | 9257.9888
2029-07-22 | 6 | 9217.302
2029-07-22 | 7 | 9307.5077
2029-07-22 | 8 | 9448.6242
2029-07-22 | 9 | 9661.3994
2029-07-22 | 10 | 9896.9322
2029-07-22 | 11 | 10055.9053
2029-07-22 | 12 | 10212.0202
2029-07-22 | 13 | 10330.6626
2029-07-22 | 14 | 10465.8649
2029-07-22 | 15 | 10517.3336
2029-07-22 | 16 | 10576.2722
2029-07-22 | 17 | 10729.1827
2029-07-22 | 18 | 10671.7958
2029-07-22 | 19 | 10572.7619
2029-07-22 | 20 | 10573.6285
2029-07-22 | 21 | 10542.9354
2029-07-22 | 22 | 10382.6198
2029-07-22 | 23 | 10232.3951
2029-07-22 | 24 | 9890.746
2029-07-23 | 1 | 9607.5134
2029-07-23 | 2 | 9526.803
2029-07-23 | 3 | 9427.419
2029-07-23 | 4 | 9379.9033
2029-07-23 | 5 | 9402.4169
2029-07-23 | 6 | 9421.3034
2029-07-23 | 7 | 9703.867
2029-07-23 | 8 | 10142.0748
2029-07-23 | 9 | 10476.9949
2029-07-23 | 10 | 10673.3561
2029-07-23 | 11 | 10790.8778
2029-07-23 | 12 | 10872.7393
2029-07-23 | 13 | 10982.1308
2029-07-23 | 14 | 11043.9983
2029-07-23 | 15 | 11091.1326
2029-07-23 | 16 | 11172.8211
2029-07-23 | 17 | 11096.1617
2029-07-23 | 18 | 11027.0378
2029-07-23 | 19 | 10924.8965
2029-07-23 | 20 | 10875.8793
2029-07-23 | 21 | 10822.1119
2029-07-23 | 22 | 10703.5892
2029-07-23 | 23 | 10485.0422
2029-07-23 | 24 | 10063.469
2029-07-24 | 1 | 9737.9099
2029-07-24 | 2 | 9580.0051
2029-07-24 | 3 | 9456.5067
2029-07-24 | 4 | 9408.2743
2029-07-24 | 5 | 9413.6138
2029-07-24 | 6 | 9470.5919
2029-07-24 | 7 | 9750.5119
2029-07-24 | 8 | 10181.7167
2029-07-24 | 9 | 10528.3101
2029-07-24 | 10 | 10821.2228
2029-07-24 | 11 | 11096.4156
2029-07-24 | 12 | 11209.9634
2029-07-24 | 13 | 11392.4351
2029-07-24 | 14 | 11412.3292
2029-07-24 | 15 | 11358.762
2029-07-24 | 16 | 11456.8984
2029-07-24 | 17 | 11416.3607
2029-07-24 | 18 | 11314.0849
2029-07-24 | 19 | 11220.5518
2029-07-24 | 20 | 11250.8081
2029-07-24 | 21 | 11132.9612
2029-07-24 | 22 | 10906.8532
2029-07-24 | 23 | 10601.0622
2029-07-24 | 24 | 10224.7572
2029-07-25 | 1 | 9903.1487
2029-07-25 | 2 | 9635.9586
2029-07-25 | 3 | 9517.8877
2029-07-25 | 4 | 9453.2139
2029-07-25 | 5 | 9459.0898
2029-07-25 | 6 | 9509.182
2029-07-25 | 7 | 9813.2531
2029-07-25 | 8 | 10254.7318
2029-07-25 | 9 | 10618.9861
2029-07-25 | 10 | 10804.7018
2029-07-25 | 11 | 10922.4793
2029-07-25 | 12 | 11045.7966
2029-07-25 | 13 | 11178.295
2029-07-25 | 14 | 11279.9361
2029-07-25 | 15 | 11369.4388
2029-07-25 | 16 | 11449.5081
2029-07-25 | 17 | 11480.055
2029-07-25 | 18 | 11673.1561
2029-07-25 | 19 | 11359.7179
2029-07-25 | 20 | 11262.0998
2029-07-25 | 21 | 11149.1719
2029-07-25 | 22 | 10937.6306
2029-07-25 | 23 | 10700.3689
2029-07-25 | 24 | 10266.7004
2029-07-26 | 1 | 9991.9178
2029-07-26 | 2 | 9762.1019
2029-07-26 | 3 | 9620.9024
2029-07-26 | 4 | 9579.1403
2029-07-26 | 5 | 9593.4013
2029-07-26 | 6 | 9568.7379
2029-07-26 | 7 | 9808.6223
2029-07-26 | 8 | 10276.6212
2029-07-26 | 9 | 10655.5102
2029-07-26 | 10 | 10776.5651
2029-07-26 | 11 | 10801.0788
2029-07-26 | 12 | 10887.5612
2029-07-26 | 13 | 10878.5576
2029-07-26 | 14 | 10895.6209
2029-07-26 | 15 | 10901.5031
2029-07-26 | 16 | 10859.4877
2029-07-26 | 17 | 10825.4602
2029-07-26 | 18 | 10816.7965
2029-07-26 | 19 | 10673.5354
2029-07-26 | 20 | 10651.722
2029-07-26 | 21 | 10536.1225
2029-07-26 | 22 | 10462.9683
2029-07-26 | 23 | 10307.1819
2029-07-26 | 24 | 9973.0726
2029-07-27 | 1 | 9698.8089
2029-07-27 | 2 | 9500.2431
2029-07-27 | 3 | 9386.3629
2029-07-27 | 4 | 9334.9601
2029-07-27 | 5 | 9355.5208
2029-07-27 | 6 | 9348.4586
2029-07-27 | 7 | 9646.0895
2029-07-27 | 8 | 10093.3988
2029-07-27 | 9 | 10385.2971
2029-07-27 | 10 | 10506.5586
2029-07-27 | 11 | 10525.2326
2029-07-27 | 12 | 10497.0424
2029-07-27 | 13 | 10468.2186
2029-07-27 | 14 | 10484.4898
2029-07-27 | 15 | 10518.2588
2029-07-27 | 16 | 10562.2063
2029-07-27 | 17 | 10612.7694
2029-07-27 | 18 | 10594.9783
2029-07-27 | 19 | 10524.9163
2029-07-27 | 20 | 10531.2038
2029-07-27 | 21 | 10479.6555
2029-07-27 | 22 | 10405.1009
2029-07-27 | 23 | 10222.3956
2029-07-27 | 24 | 9893.8204
2029-07-28 | 1 | 9630.3504
2029-07-28 | 2 | 9439.2774
2029-07-28 | 3 | 9320.411
2029-07-28 | 4 | 9263.8274
2029-07-28 | 5 | 9270.1777
2029-07-28 | 6 | 9164.0223
2029-07-28 | 7 | 9257.0956
2029-07-28 | 8 | 9465.883
2029-07-28 | 9 | 9743.3128
2029-07-28 | 10 | 10063.1873
2029-07-28 | 11 | 10261.4108
2029-07-28 | 12 | 10386.7564
2029-07-28 | 13 | 10440.4648
2029-07-28 | 14 | 10449.0009
2029-07-28 | 15 | 10523.2476
2029-07-28 | 16 | 10545.8686
2029-07-28 | 17 | 10644.6483
2029-07-28 | 18 | 10688.6422
2029-07-28 | 19 | 10615.1257
2029-07-28 | 20 | 10539.0545
2029-07-28 | 21 | 10471.8508
2029-07-28 | 22 | 10418.6718
2029-07-28 | 23 | 10277.0379
2029-07-28 | 24 | 9978.2208
2029-07-29 | 1 | 9761.5417
2029-07-29 | 2 | 9546.4202
2029-07-29 | 3 | 9364.9655
2029-07-29 | 4 | 9298.4674
2029-07-29 | 5 | 9309.1701
2029-07-29 | 6 | 9193.1468
2029-07-29 | 7 | 9272.8142
2029-07-29 | 8 | 9457.4579
2029-07-29 | 9 | 9698.8812
2029-07-29 | 10 | 10015.3133
2029-07-29 | 11 | 10296.5777
2029-07-29 | 12 | 10620.045
2029-07-29 | 13 | 10752.9323
2029-07-29 | 14 | 10798.1785
2029-07-29 | 15 | 10803.24
2029-07-29 | 16 | 10844.7794
2029-07-29 | 17 | 10998.7096
2029-07-29 | 18 | 11160.6741
2029-07-29 | 19 | 11037.2376
2029-07-29 | 20 | 10943.0171
2029-07-29 | 21 | 10776.3425
2029-07-29 | 22 | 10644.4361
2029-07-29 | 23 | 10399.0794
2029-07-29 | 24 | 10023.6082
2029-07-30 | 1 | 9777.889
2029-07-30 | 2 | 9650.032
2029-07-30 | 3 | 9534.031
2029-07-30 | 4 | 9526.1973
2029-07-30 | 5 | 9565.9106
2029-07-30 | 6 | 9654.899
2029-07-30 | 7 | 9924.5871
2029-07-30 | 8 | 10312.0417
2029-07-30 | 9 | 10647.5362
2029-07-30 | 10 | 10876.0764
2029-07-30 | 11 | 11012.5952
2029-07-30 | 12 | 11244.078
2029-07-30 | 13 | 11090.0726
2029-07-30 | 14 | 11134.7846
2029-07-30 | 15 | 11112.9973
2029-07-30 | 16 | 11201.2723
2029-07-30 | 17 | 11194.7113
2029-07-30 | 18 | 11250.6672
2029-07-30 | 19 | 11117.2381
2029-07-30 | 20 | 11021.401
2029-07-30 | 21 | 10869.6734
2029-07-30 | 22 | 10788.2342
2029-07-30 | 23 | 10486.6791
2029-07-30 | 24 | 10081.5412
2029-07-31 | 1 | 9775.8936
2029-07-31 | 2 | 9592.481
2029-07-31 | 3 | 9465.1479
2029-07-31 | 4 | 9409.1919
2029-07-31 | 5 | 9435.8802
2029-07-31 | 6 | 9520.2291
2029-07-31 | 7 | 9840.7984
2029-07-31 | 8 | 10215.8873
2029-07-31 | 9 | 10517.5837
2029-07-31 | 10 | 10725.4809
2029-07-31 | 11 | 10885.3082
2029-07-31 | 12 | 11014.3493
2029-07-31 | 13 | 11007.1895
2029-07-31 | 14 | 11023.9196
2029-07-31 | 15 | 11076.2173
2029-07-31 | 16 | 11085.2606
2029-07-31 | 17 | 11177.5212
2029-07-31 | 18 | 11172.3643
2029-07-31 | 19 | 11090.6356
2029-07-31 | 20 | 11072.3555
2029-07-31 | 21 | 10962.9929
2029-07-31 | 22 | 10804.2805
2029-07-31 | 23 | 10491.5634
2029-07-31 | 24 | 10080.0638
2029-08-01 | 1 | 9724.2722
2029-08-01 | 2 | 9461.3775
2029-08-01 | 3 | 9359.2008
2029-08-01 | 4 | 9313.5752
2029-08-01 | 5 | 9378.0024
2029-08-01 | 6 | 9456.099
2029-08-01 | 7 | 9794.2868
2029-08-01 | 8 | 10151.9627
2029-08-01 | 9 | 10502.6031
2029-08-01 | 10 | 10730.5139
2029-08-01 | 11 | 10885.1028
2029-08-01 | 12 | 10964.2865
2029-08-01 | 13 | 11024.2006
2029-08-01 | 14 | 11157.2314
2029-08-01 | 15 | 11229.116
2029-08-01 | 16 | 11344.1534
2029-08-01 | 17 | 11488.3059
2029-08-01 | 18 | 11274.5528
2029-08-01 | 19 | 11082.3994
2029-08-01 | 20 | 11036.1426
2029-08-01 | 21 | 10938.7101
2029-08-01 | 22 | 10909.352
2029-08-01 | 23 | 10607.2959
2029-08-01 | 24 | 10285.7614
2029-08-02 | 1 | 9964.5811
2029-08-02 | 2 | 9688.1593
2029-08-02 | 3 | 9563.8897
2029-08-02 | 4 | 9483.4514
2029-08-02 | 5 | 9494.9352
2029-08-02 | 6 | 9582.2574
2029-08-02 | 7 | 9873.1683
2029-08-02 | 8 | 10252.8005
2029-08-02 | 9 | 10604.5414
2029-08-02 | 10 | 10869.5394
2029-08-02 | 11 | 11053.7084
2029-08-02 | 12 | 11151.7357
2029-08-02 | 13 | 11199.4499
2029-08-02 | 14 | 11263.6371
2029-08-02 | 15 | 11272.5504
2029-08-02 | 16 | 11331.6637
2029-08-02 | 17 | 11446.4641
2029-08-02 | 18 | 11367.9763
2029-08-02 | 19 | 11154.3915
2029-08-02 | 20 | 11058.9235
2029-08-02 | 21 | 10947.6147
2029-08-02 | 22 | 10824.4331
2029-08-02 | 23 | 10553.1641
2029-08-02 | 24 | 10210.4889
2029-08-03 | 1 | 9933.0736
2029-08-03 | 2 | 9695.0942
2029-08-03 | 3 | 9532.626
2029-08-03 | 4 | 9460.3402
2029-08-03 | 5 | 9486.1206
2029-08-03 | 6 | 9583.6097
2029-08-03 | 7 | 9889.0344
2029-08-03 | 8 | 10259.8884
2029-08-03 | 9 | 10615.8841
2029-08-03 | 10 | 10940.0119
2029-08-03 | 11 | 11114.6868
2029-08-03 | 12 | 11248.418
2029-08-03 | 13 | 11329.484
2029-08-03 | 14 | 11423.2776
2029-08-03 | 15 | 11494.3075
2029-08-03 | 16 | 11637.3807
2029-08-03 | 17 | 11644.8124
2029-08-03 | 18 | 11672.0332
2029-08-03 | 19 | 11507.45
2029-08-03 | 20 | 11422.2874
2029-08-03 | 21 | 11219.579
2029-08-03 | 22 | 11088.0398
2029-08-03 | 23 | 10796.8556
2029-08-03 | 24 | 10404.2106
2029-08-04 | 1 | 10124.4243
2029-08-04 | 2 | 9856.1582
2029-08-04 | 3 | 9677.7196
2029-08-04 | 4 | 9626.9425
2029-08-04 | 5 | 9599.3046
2029-08-04 | 6 | 9538.3823
2029-08-04 | 7 | 9697.66
2029-08-04 | 8 | 9810.1741
2029-08-04 | 9 | 10052.3951
2029-08-04 | 10 | 10325.8628
2029-08-04 | 11 | 10503.5452
2029-08-04 | 12 | 10589.8448
2029-08-04 | 13 | 10674.2771
2029-08-04 | 14 | 10716.7394
2029-08-04 | 15 | 10671.696
2029-08-04 | 16 | 10665.4389
2029-08-04 | 17 | 10687.1896
2029-08-04 | 18 | 10811.1523
2029-08-04 | 19 | 10739.5167
2029-08-04 | 20 | 10605.361
2029-08-04 | 21 | 10537.3257
2029-08-04 | 22 | 10514.6143
2029-08-04 | 23 | 10282.6491
2029-08-04 | 24 | 10026.1384
2029-08-05 | 1 | 9768.2311
2029-08-05 | 2 | 9532.529
2029-08-05 | 3 | 9393.8007
2029-08-05 | 4 | 9361.9684
2029-08-05 | 5 | 9334.8798
2029-08-05 | 6 | 9299.5712
2029-08-05 | 7 | 9392.7402
2029-08-05 | 8 | 9463.1717
2029-08-05 | 9 | 9671.7589
2029-08-05 | 10 | 9929.5597
2029-08-05 | 11 | 10105.4918
2029-08-05 | 12 | 10234.9294
2029-08-05 | 13 | 10320.4607
2029-08-05 | 14 | 10385.2973
2029-08-05 | 15 | 10343.8762
2029-08-05 | 16 | 10714.0794
2029-08-05 | 17 | 10804.2488
2029-08-05 | 18 | 10682.0464
2029-08-05 | 19 | 10581.2975
2029-08-05 | 20 | 10572.4573
2029-08-05 | 21 | 10493.2861
2029-08-05 | 22 | 10496.4323
2029-08-05 | 23 | 10246.8459
2029-08-05 | 24 | 9951.734
2029-08-06 | 1 | 9681.8508
2029-08-06 | 2 | 9576.291
2029-08-06 | 3 | 9436.2614
2029-08-06 | 4 | 9366.6293
2029-08-06 | 5 | 9445.4835
2029-08-06 | 6 | 9440.0164
2029-08-06 | 7 | 9601.2875
2029-08-06 | 8 | 9705.2178
2029-08-06 | 9 | 9939.763
2029-08-06 | 10 | 10154.1895
2029-08-06 | 11 | 10273.135
2029-08-06 | 12 | 10305.1671
2029-08-06 | 13 | 10308.0607
2029-08-06 | 14 | 10303.1693
2029-08-06 | 15 | 10343.7832
2029-08-06 | 16 | 10610.185
2029-08-06 | 17 | 10531.877
2029-08-06 | 18 | 10489.788
2029-08-06 | 19 | 10534.9677
2029-08-06 | 20 | 10318.8676
2029-08-06 | 21 | 10278.4136
2029-08-06 | 22 | 10309.8768
2029-08-06 | 23 | 10161.9792
2029-08-06 | 24 | 9895.9404
2029-08-07 | 1 | 9644.9801
2029-08-07 | 2 | 9477.5618
2029-08-07 | 3 | 9371.2001
2029-08-07 | 4 | 9327.5509
2029-08-07 | 5 | 9399.0524
2029-08-07 | 6 | 9500.2674
2029-08-07 | 7 | 9883.13
2029-08-07 | 8 | 10168.9116
2029-08-07 | 9 | 10430.2956
2029-08-07 | 10 | 10582.4494
2029-08-07 | 11 | 10663.014
2029-08-07 | 12 | 10724.2987
2029-08-07 | 13 | 10801.7964
2029-08-07 | 14 | 10834.6138
2029-08-07 | 15 | 10899.0591
2029-08-07 | 16 | 11011.3308
2029-08-07 | 17 | 10989.5739
2029-08-07 | 18 | 10986.5525
2029-08-07 | 19 | 10892.699
2029-08-07 | 20 | 10854.3645
2029-08-07 | 21 | 10768.2408
2029-08-07 | 22 | 10775.5831
2029-08-07 | 23 | 10597.0308
2029-08-07 | 24 | 10192.5865
2029-08-08 | 1 | 9907.2189
2029-08-08 | 2 | 9700.5241
2029-08-08 | 3 | 9575.9174
2029-08-08 | 4 | 9503.2512
2029-08-08 | 5 | 9497.9922
2029-08-08 | 6 | 9602.7308
2029-08-08 | 7 | 9929.7215
2029-08-08 | 8 | 10205.4748
2029-08-08 | 9 | 10543.4419
2029-08-08 | 10 | 10768.7838
2029-08-08 | 11 | 10866.7942
2029-08-08 | 12 | 10953.0021
2029-08-08 | 13 | 10948.356
2029-08-08 | 14 | 10887.4589
2029-08-08 | 15 | 10948.247
2029-08-08 | 16 | 10948.5661
2029-08-08 | 17 | 11170.3192
2029-08-08 | 18 | 11042.885
2029-08-08 | 19 | 11045.4307
2029-08-08 | 20 | 10884.4748
2029-08-08 | 21 | 10877.2702
2029-08-08 | 22 | 10920.2968
2029-08-08 | 23 | 10613.1041
2029-08-08 | 24 | 10193.0948
2029-08-09 | 1 | 9895.8515
2029-08-09 | 2 | 9737.5668
2029-08-09 | 3 | 9598.867
2029-08-09 | 4 | 9502.9452
2029-08-09 | 5 | 9515.1155
2029-08-09 | 6 | 9681.5441
2029-08-09 | 7 | 9985.8865
2029-08-09 | 8 | 10321.5155
2029-08-09 | 9 | 10560.7849
2029-08-09 | 10 | 10803.05
2029-08-09 | 11 | 11001.3385
2029-08-09 | 12 | 10981.9039
2029-08-09 | 13 | 10928.3341
2029-08-09 | 14 | 11164.9643
2029-08-09 | 15 | 10884.0405
2029-08-09 | 16 | 10891.6565
2029-08-09 | 17 | 10905.8391
2029-08-09 | 18 | 10949.2632
2029-08-09 | 19 | 10711.6054
2029-08-09 | 20 | 10638.1336
2029-08-09 | 21 | 10558.331
2029-08-09 | 22 | 10595.6665
2029-08-09 | 23 | 10363.5625
2029-08-09 | 24 | 10010.7546
2029-08-10 | 1 | 9760.3919
2029-08-10 | 2 | 9573.0601
2029-08-10 | 3 | 9461.0539
2029-08-10 | 4 | 9414.3129
2029-08-10 | 5 | 9443.7119
2029-08-10 | 6 | 9576.4961
2029-08-10 | 7 | 9889.7976
2029-08-10 | 8 | 10187.3521
2029-08-10 | 9 | 10503.4096
2029-08-10 | 10 | 10679.2494
2029-08-10 | 11 | 10737.6264
2029-08-10 | 12 | 10753.0707
2029-08-10 | 13 | 10734.8723
2029-08-10 | 14 | 10758.2649
2029-08-10 | 15 | 10775.9689
2029-08-10 | 16 | 10855.5881
2029-08-10 | 17 | 10898.9658
2029-08-10 | 18 | 10911.578
2029-08-10 | 19 | 10802.9199
2029-08-10 | 20 | 10766.6223
2029-08-10 | 21 | 10737.6732
2029-08-10 | 22 | 10675.8636
2029-08-10 | 23 | 10377.6849
2029-08-10 | 24 | 10075.1468
2029-08-11 | 1 | 9831.9665
2029-08-11 | 2 | 9615.9082
2029-08-11 | 3 | 9498.2106
2029-08-11 | 4 | 9436.7795
2029-08-11 | 5 | 9423.5566
2029-08-11 | 6 | 9435.0199
2029-08-11 | 7 | 9553.2782
2029-08-11 | 8 | 9620.67
2029-08-11 | 9 | 9921.1136
2029-08-11 | 10 | 10217.4251
2029-08-11 | 11 | 10414.3675
2029-08-11 | 12 | 10502.6169
2029-08-11 | 13 | 10579.3956
2029-08-11 | 14 | 10621.8189
2029-08-11 | 15 | 10610.5912
2029-08-11 | 16 | 10585.1185
2029-08-11 | 17 | 10723.0691
2029-08-11 | 18 | 10775.0569
2029-08-11 | 19 | 10691.2238
2029-08-11 | 20 | 10638.7873
2029-08-11 | 21 | 10527.6069
2029-08-11 | 22 | 10583.195
2029-08-11 | 23 | 10428.4506
2029-08-11 | 24 | 10144.0049
2029-08-12 | 1 | 9941.3833
2029-08-12 | 2 | 9690.5122
2029-08-12 | 3 | 9541.0363
2029-08-12 | 4 | 9447.2067
2029-08-12 | 5 | 9407.911
2029-08-12 | 6 | 9430.6122
2029-08-12 | 7 | 9485.0754
2029-08-12 | 8 | 9534.6709
2029-08-12 | 9 | 9743.8273
2029-08-12 | 10 | 9980.2947
2029-08-12 | 11 | 10129.3402
2029-08-12 | 12 | 10257.2017
2029-08-12 | 13 | 10333.1916
2029-08-12 | 14 | 10364.6997
2029-08-12 | 15 | 10399.1034
2029-08-12 | 16 | 10456.8491
2029-08-12 | 17 | 10555.7484
2029-08-12 | 18 | 10737.1436
2029-08-12 | 19 | 10611.6023
2029-08-12 | 20 | 10561.8931
2029-08-12 | 21 | 10477.8767
2029-08-12 | 22 | 10505.0656
2029-08-12 | 23 | 10291.4993
2029-08-12 | 24 | 10011.8596
2029-08-13 | 1 | 9812.8902
2029-08-13 | 2 | 9640.1718
2029-08-13 | 3 | 9518.9648
2029-08-13 | 4 | 9473.8691
2029-08-13 | 5 | 9491.2411
2029-08-13 | 6 | 9604.7059
2029-08-13 | 7 | 9877.5799
2029-08-13 | 8 | 10239.2017
2029-08-13 | 9 | 10532.7532
2029-08-13 | 10 | 10632.6364
2029-08-13 | 11 | 10681.2601
2029-08-13 | 12 | 10707.4744
2029-08-13 | 13 | 10691.1444
2029-08-13 | 14 | 10773.5358
2029-08-13 | 15 | 10748.2075
2029-08-13 | 16 | 10836.0253
2029-08-13 | 17 | 10969.0765
2029-08-13 | 18 | 10993.2088
2029-08-13 | 19 | 10807.7942
2029-08-13 | 20 | 10764.2456
2029-08-13 | 21 | 10735.1868
2029-08-13 | 22 | 10721.0543
2029-08-13 | 23 | 10388.0766
2029-08-13 | 24 | 10022.9878
2029-08-14 | 1 | 9725.0022
2029-08-14 | 2 | 9512.8612
2029-08-14 | 3 | 9415.7466
2029-08-14 | 4 | 9366.9626
2029-08-14 | 5 | 9412.251
2029-08-14 | 6 | 9572.4216
2029-08-14 | 7 | 9866.6815
2029-08-14 | 8 | 10148.9967
2029-08-14 | 9 | 10493.0742
2029-08-14 | 10 | 10655.114
2029-08-14 | 11 | 10663.5927
2029-08-14 | 12 | 10680.5679
2029-08-14 | 13 | 10688.7643
2029-08-14 | 14 | 10787.0005
2029-08-14 | 15 | 10847.431
2029-08-14 | 16 | 10922.5573
2029-08-14 | 17 | 10974.5859
2029-08-14 | 18 | 11024.8922
2029-08-14 | 19 | 10834.0758
2029-08-14 | 20 | 10822.986
2029-08-14 | 21 | 10739.7069
2029-08-14 | 22 | 10743.4042
2029-08-14 | 23 | 10477.042
2029-08-14 | 24 | 10067.9703
2029-08-15 | 1 | 9746.3334
2029-08-15 | 2 | 9509.0166
2029-08-15 | 3 | 9399.5432
2029-08-15 | 4 | 9385.6403
2029-08-15 | 5 | 9423.0084
2029-08-15 | 6 | 9527.9368
2029-08-15 | 7 | 9826.4289
2029-08-15 | 8 | 10175.0428
2029-08-15 | 9 | 10467.755
2029-08-15 | 10 | 10686.3243
2029-08-15 | 11 | 10921.5765
2029-08-15 | 12 | 11080.2281
2029-08-15 | 13 | 11137.4525
2029-08-15 | 14 | 11220.7505
2029-08-15 | 15 | 11173.3349
2029-08-15 | 16 | 11200.903
2029-08-15 | 17 | 11249.0792
2029-08-15 | 18 | 11343.6694
2029-08-15 | 19 | 11109.7547
2029-08-15 | 20 | 11036.0612
2029-08-15 | 21 | 10929.9855
2029-08-15 | 22 | 10901.6106
2029-08-15 | 23 | 10511.8453
2029-08-15 | 24 | 10263.7023
2029-08-16 | 1 | 9893.6354
2029-08-16 | 2 | 9658.0878
2029-08-16 | 3 | 9537.8924
2029-08-16 | 4 | 9448.179
2029-08-16 | 5 | 9513.4075
2029-08-16 | 6 | 9635.6682
2029-08-16 | 7 | 9925.0227
2029-08-16 | 8 | 10202.2642
2029-08-16 | 9 | 10529.5696
2029-08-16 | 10 | 10773.1637
2029-08-16 | 11 | 10970.5626
2029-08-16 | 12 | 11066.5143
2029-08-16 | 13 | 11152.9961
2029-08-16 | 14 | 11225.0514
2029-08-16 | 15 | 11254.1751
2029-08-16 | 16 | 11325.8806
2029-08-16 | 17 | 11383.6977
2029-08-16 | 18 | 11349.1591
2029-08-16 | 19 | 11185.8849
2029-08-16 | 20 | 11117.2903
2029-08-16 | 21 | 10930.0243
2029-08-16 | 22 | 10821.5035
2029-08-16 | 23 | 10436.1357
2029-08-16 | 24 | 10103.452
2029-08-17 | 1 | 9780.1387
2029-08-17 | 2 | 9570.6462
2029-08-17 | 3 | 9486.6014
2029-08-17 | 4 | 9439.7227
2029-08-17 | 5 | 9464.7086
2029-08-17 | 6 | 9577.1029
2029-08-17 | 7 | 9850.2545
2029-08-17 | 8 | 10207.156
2029-08-17 | 9 | 10535.8352
2029-08-17 | 10 | 10741.0905
2029-08-17 | 11 | 10915.5971
2029-08-17 | 12 | 11044.7625
2029-08-17 | 13 | 11132.9605
2029-08-17 | 14 | 11237.3331
2029-08-17 | 15 | 11341.4717
2029-08-17 | 16 | 11419.559
2029-08-17 | 17 | 11468.2656
2029-08-17 | 18 | 11443.7286
2029-08-17 | 19 | 11306.6047
2029-08-17 | 20 | 11220.3274
2029-08-17 | 21 | 10985.4594
2029-08-17 | 22 | 10993.0018
2029-08-17 | 23 | 10615.3501
2029-08-17 | 24 | 10249.0149
2029-08-18 | 1 | 9955.1631
2029-08-18 | 2 | 9751.1703
2029-08-18 | 3 | 9617.8055
2029-08-18 | 4 | 9571.8057
2029-08-18 | 5 | 9598.0948
2029-08-18 | 6 | 9679.4751
2029-08-18 | 7 | 9762.3214
2029-08-18 | 8 | 9843.1869
2029-08-18 | 9 | 10113.0347
2029-08-18 | 10 | 10365.4692
2029-08-18 | 11 | 10668.8993
2029-08-18 | 12 | 10656.832
2029-08-18 | 13 | 10547.6081
2029-08-18 | 14 | 10437.5355
2029-08-18 | 15 | 10430.9756
2029-08-18 | 16 | 10556.1713
2029-08-18 | 17 | 10660.5409
2029-08-18 | 18 | 10716.0057
2029-08-18 | 19 | 10795.6083
2029-08-18 | 20 | 10618.4733
2029-08-18 | 21 | 10581.8511
2029-08-18 | 22 | 10563.749
2029-08-18 | 23 | 10324.2257
2029-08-18 | 24 | 10024.0634
2029-08-19 | 1 | 9774.2809
2029-08-19 | 2 | 9612.9562
2029-08-19 | 3 | 9472.1494
2029-08-19 | 4 | 9398.1571
2029-08-19 | 5 | 9378.8815
2029-08-19 | 6 | 9431.9654
2029-08-19 | 7 | 9491.2024
2029-08-19 | 8 | 9526.0015
2029-08-19 | 9 | 9762.1485
2029-08-19 | 10 | 10089.052
2029-08-19 | 11 | 10272.0568
2029-08-19 | 12 | 10349.5105
2029-08-19 | 13 | 10430.3345
2029-08-19 | 14 | 10452.6322
2029-08-19 | 15 | 10471.0322
2029-08-19 | 16 | 10541.4769
2029-08-19 | 17 | 10665.3558
2029-08-19 | 18 | 10736.3904
2029-08-19 | 19 | 10689.6008
2029-08-19 | 20 | 10680.9107
2029-08-19 | 21 | 10607.1513
2029-08-19 | 22 | 10621.4304
2029-08-19 | 23 | 10331.6056
2029-08-19 | 24 | 9952.3093
2029-08-20 | 1 | 9703.3924
2029-08-20 | 2 | 9587.285
2029-08-20 | 3 | 9480.8695
2029-08-20 | 4 | 9408.4718
2029-08-20 | 5 | 9431.9018
2029-08-20 | 6 | 9626.0762
2029-08-20 | 7 | 9883.1859
2029-08-20 | 8 | 10201.9379
2029-08-20 | 9 | 10523.7781
2029-08-20 | 10 | 10717.2421
2029-08-20 | 11 | 10869.9341
2029-08-20 | 12 | 10965.7445
2029-08-20 | 13 | 11050.4916
2029-08-20 | 14 | 11123.5369
2029-08-20 | 15 | 11201.4225
2029-08-20 | 16 | 11315.2498
2029-08-20 | 17 | 11355.4631
2029-08-20 | 18 | 11361.3399
2029-08-20 | 19 | 11226.2723
2029-08-20 | 20 | 11136.2836
2029-08-20 | 21 | 11036.069
2029-08-20 | 22 | 10872.8433
2029-08-20 | 23 | 10505.9523
2029-08-20 | 24 | 10098.9792
2029-08-21 | 1 | 9803.6402
2029-08-21 | 2 | 9608.0455
2029-08-21 | 3 | 9492.4842
2029-08-21 | 4 | 9460.8591
2029-08-21 | 5 | 9468.2984
2029-08-21 | 6 | 9639.1642
2029-08-21 | 7 | 9945.6812
2029-08-21 | 8 | 10258.4188
2029-08-21 | 9 | 10506.7453
2029-08-21 | 10 | 10699.7391
2029-08-21 | 11 | 10876.701
2029-08-21 | 12 | 10971.8486
2029-08-21 | 13 | 11035.5989
2029-08-21 | 14 | 11060.1875
2029-08-21 | 15 | 10980.1109
2029-08-21 | 16 | 10972.9016
2029-08-21 | 17 | 11042.3572
2029-08-21 | 18 | 11093.7989
2029-08-21 | 19 | 10906.6154
2029-08-21 | 20 | 10745.4621
2029-08-21 | 21 | 10743.7047
2029-08-21 | 22 | 10719.8085
2029-08-21 | 23 | 10383.2983
2029-08-21 | 24 | 10010.0649
2029-08-22 | 1 | 9683.2347
2029-08-22 | 2 | 9496.7626
2029-08-22 | 3 | 9393.5978
2029-08-22 | 4 | 9340.2839
2029-08-22 | 5 | 9363.5364
2029-08-22 | 6 | 9526.8581
2029-08-22 | 7 | 9797.6071
2029-08-22 | 8 | 10137.7117
2029-08-22 | 9 | 10447.7303
2029-08-22 | 10 | 10627.2526
2029-08-22 | 11 | 10693.3802
2029-08-22 | 12 | 10725.9786
2029-08-22 | 13 | 10824.5415
2029-08-22 | 14 | 10706.787
2029-08-22 | 15 | 11020.2465
2029-08-22 | 16 | 10730.0566
2029-08-22 | 17 | 10773.0427
2029-08-22 | 18 | 10842.4404
2029-08-22 | 19 | 10704.4426
2029-08-22 | 20 | 10650.7572
2029-08-22 | 21 | 10666.2914
2029-08-22 | 22 | 10629.9763
2029-08-22 | 23 | 10338.0404
2029-08-22 | 24 | 9978.9006
2029-08-23 | 1 | 9679.5702
2029-08-23 | 2 | 9510.7519
2029-08-23 | 3 | 9418.8141
2029-08-23 | 4 | 9422.6686
2029-08-23 | 5 | 9414.1689
2029-08-23 | 6 | 9617.2446
2029-08-23 | 7 | 9823.1295
2029-08-23 | 8 | 10168.4153
2029-08-23 | 9 | 10484.9684
2029-08-23 | 10 | 10671.5533
2029-08-23 | 11 | 10766.3299
2029-08-23 | 12 | 10842.0791
2029-08-23 | 13 | 10828.3838
2029-08-23 | 14 | 10902.4081
2029-08-23 | 15 | 10966.0761
2029-08-23 | 16 | 10982.3235
2029-08-23 | 17 | 10983.5601
2029-08-23 | 18 | 11003.8447
2029-08-23 | 19 | 10893.5287
2029-08-23 | 20 | 10797.6835
2029-08-23 | 21 | 10757.0715
2029-08-23 | 22 | 10764.6948
2029-08-23 | 23 | 10458.0278
2029-08-23 | 24 | 10166.782
2029-08-24 | 1 | 9834.6516
2029-08-24 | 2 | 9645.5254
2029-08-24 | 3 | 9517.0382
2029-08-24 | 4 | 9465.242
2029-08-24 | 5 | 9504.4969
2029-08-24 | 6 | 9648.0428
2029-08-24 | 7 | 9882.1404
2029-08-24 | 8 | 10255.8715
2029-08-24 | 9 | 10547.2326
2029-08-24 | 10 | 10668.8688
2029-08-24 | 11 | 10785.7287
2029-08-24 | 12 | 10857.0121
2029-08-24 | 13 | 10838.5582
2029-08-24 | 14 | 10859.1788
2029-08-24 | 15 | 10799.8923
2029-08-24 | 16 | 10861.9541
2029-08-24 | 17 | 10914.1653
2029-08-24 | 18 | 10887.8019
2029-08-24 | 19 | 10785.8624
2029-08-24 | 20 | 10715.8674
2029-08-24 | 21 | 10725.0324
2029-08-24 | 22 | 10718.7927
2029-08-24 | 23 | 10423.1411
2029-08-24 | 24 | 10101.3735
2029-08-25 | 1 | 9821.0329
2029-08-25 | 2 | 9576.9629
2029-08-25 | 3 | 9478.0808
2029-08-25 | 4 | 9471.4025
2029-08-25 | 5 | 9451.2944
2029-08-25 | 6 | 9538.9007
2029-08-25 | 7 | 9583.4661
2029-08-25 | 8 | 9641.5928
2029-08-25 | 9 | 9891.0011
2029-08-25 | 10 | 10115.9597
2029-08-25 | 11 | 10274.8237
2029-08-25 | 12 | 10312.9528
2029-08-25 | 13 | 10344.0545
2029-08-25 | 14 | 10300.4869
2029-08-25 | 15 | 10226.5188
2029-08-25 | 16 | 10312.9564
2029-08-25 | 17 | 10367.2183
2029-08-25 | 18 | 10423.5278
2029-08-25 | 19 | 10431.1869
2029-08-25 | 20 | 10321.7297
2029-08-25 | 21 | 10333.8782
2029-08-25 | 22 | 10271.4732
2029-08-25 | 23 | 10050.335
2029-08-25 | 24 | 9829.1014
2029-08-26 | 1 | 9592.4365
2029-08-26 | 2 | 9471.5284
2029-08-26 | 3 | 9314.7466
2029-08-26 | 4 | 9292.4301
2029-08-26 | 5 | 9290.4887
2029-08-26 | 6 | 9320.2292
2029-08-26 | 7 | 9323.1363
2029-08-26 | 8 | 9399.2846
2029-08-26 | 9 | 9583.8399
2029-08-26 | 10 | 9816.2946
2029-08-26 | 11 | 9983.4634
2029-08-26 | 12 | 10085.6806
2029-08-26 | 13 | 10138.1374
2029-08-26 | 14 | 10144.6302
2029-08-26 | 15 | 10131.2893
2029-08-26 | 16 | 10353.179
2029-08-26 | 17 | 10557.3754
2029-08-26 | 18 | 10620.8136
2029-08-26 | 19 | 10548.977
2029-08-26 | 20 | 10473.4459
2029-08-26 | 21 | 10418.9323
2029-08-26 | 22 | 10400.64
2029-08-26 | 23 | 10118.5451
2029-08-26 | 24 | 9802.7208
2029-08-27 | 1 | 9533.7614
2029-08-27 | 2 | 9457.8774
2029-08-27 | 3 | 9326.1931
2029-08-27 | 4 | 9216.0049
2029-08-27 | 5 | 9250.4759
2029-08-27 | 6 | 9459.352
2029-08-27 | 7 | 9707.0788
2029-08-27 | 8 | 10036.1651
2029-08-27 | 9 | 10326.2692
2029-08-27 | 10 | 10514.5919
2029-08-27 | 11 | 10626.5521
2029-08-27 | 12 | 10732.2746
2029-08-27 | 13 | 10668.3959
2029-08-27 | 14 | 10784.7574
2029-08-27 | 15 | 10842.3474
2029-08-27 | 16 | 10952.2717
2029-08-27 | 17 | 10941.8467
2029-08-27 | 18 | 10846.537
2029-08-27 | 19 | 10817.5348
2029-08-27 | 20 | 10721.8295
2029-08-27 | 21 | 10684.2316
2029-08-27 | 22 | 10584.0283
2029-08-27 | 23 | 10238.1718
2029-08-27 | 24 | 9855.6947
2029-08-28 | 1 | 9561.8397
2029-08-28 | 2 | 9366.4435
2029-08-28 | 3 | 9321.1083
2029-08-28 | 4 | 9280.8621
2029-08-28 | 5 | 9320.3512
2029-08-28 | 6 | 9497.0922
2029-08-28 | 7 | 9723.7674
2029-08-28 | 8 | 10060.7732
2029-08-28 | 9 | 10312.6252
2029-08-28 | 10 | 10459.467
2029-08-28 | 11 | 10514.4099
2029-08-28 | 12 | 10531.6579
2029-08-28 | 13 | 10525.9498
2029-08-28 | 14 | 10627.3318
2029-08-28 | 15 | 10680.1801
2029-08-28 | 16 | 10758.4123
2029-08-28 | 17 | 10822.0995
2029-08-28 | 18 | 10841.2849
2029-08-28 | 19 | 10710.2581
2029-08-28 | 20 | 10711.6785
2029-08-28 | 21 | 10739.5464
2029-08-28 | 22 | 10661.0022
2029-08-28 | 23 | 10389.8727
2029-08-28 | 24 | 9968.8639
2029-08-29 | 1 | 9679.5706
2029-08-29 | 2 | 9458.9521
2029-08-29 | 3 | 9326.2262
2029-08-29 | 4 | 9331.5195
2029-08-29 | 5 | 9383.9652
2029-08-29 | 6 | 9521.8347
2029-08-29 | 7 | 9724.6308
2029-08-29 | 8 | 10097.5658
2029-08-29 | 9 | 10350.2983
2029-08-29 | 10 | 10519.056
2029-08-29 | 11 | 10586.0193
2029-08-29 | 12 | 10584.4606
2029-08-29 | 13 | 10585.0813
2029-08-29 | 14 | 10571.2462
2029-08-29 | 15 | 10605.4826
2029-08-29 | 16 | 10596.7214
2029-08-29 | 17 | 10605.8068
2029-08-29 | 18 | 10621.9325
2029-08-29 | 19 | 10446.7372
2029-08-29 | 20 | 10410.8673
2029-08-29 | 21 | 10476.8241
2029-08-29 | 22 | 10420.9688
2029-08-29 | 23 | 10102.5011
2029-08-29 | 24 | 9765.0953
2029-08-30 | 1 | 9495.0639
2029-08-30 | 2 | 9387.8609
2029-08-30 | 3 | 9289.1614
2029-08-30 | 4 | 9251.4544
2029-08-30 | 5 | 9242.7891
2029-08-30 | 6 | 9402.4907
2029-08-30 | 7 | 9601.6607
2029-08-30 | 8 | 9968.3108
2029-08-30 | 9 | 10274.8645
2029-08-30 | 10 | 10409.5667
2029-08-30 | 11 | 10452.7551
2029-08-30 | 12 | 10543.4446
2029-08-30 | 13 | 10472.7212
2029-08-30 | 14 | 10471.989
2029-08-30 | 15 | 10460.946
2029-08-30 | 16 | 10460.1151
2029-08-30 | 17 | 10482.1015
2029-08-30 | 18 | 10537.8226
2029-08-30 | 19 | 10413.7262
2029-08-30 | 20 | 10333.8653
2029-08-30 | 21 | 10440.6097
2029-08-30 | 22 | 10370.1275
2029-08-30 | 23 | 10084.5375
2029-08-30 | 24 | 9739.8084
2029-08-31 | 1 | 9467.7055
2029-08-31 | 2 | 9305.1529
2029-08-31 | 3 | 9216.8997
2029-08-31 | 4 | 9183.9401
2029-08-31 | 5 | 9211.6251
2029-08-31 | 6 | 9414.7929
2029-08-31 | 7 | 9606.9014
2029-08-31 | 8 | 10016.9441
2029-08-31 | 9 | 10287.7689
2029-08-31 | 10 | 10439.2818
2029-08-31 | 11 | 10516.2375
2029-08-31 | 12 | 10511.4513
2029-08-31 | 13 | 10470.525
2029-08-31 | 14 | 10551.7422
2029-08-31 | 15 | 10544.7686
2029-08-31 | 16 | 10565.485
2029-08-31 | 17 | 10626.6682
2029-08-31 | 18 | 10581.3473
2029-08-31 | 19 | 10492.1179
2029-08-31 | 20 | 10468.1311
2029-08-31 | 21 | 10494.3295
2029-08-31 | 22 | 10389.3912
2029-08-31 | 23 | 10084.3856
2029-08-31 | 24 | 9807.1967
2029-09-01 | 1 | 9526.7774
2029-09-01 | 2 | 9336.4625
2029-09-01 | 3 | 9242.2262
2029-09-01 | 4 | 9143.7287
2029-09-01 | 5 | 9192.8837
2029-09-01 | 6 | 9291.1505
2029-09-01 | 7 | 9284.6664
2029-09-01 | 8 | 9465.6474
2029-09-01 | 9 | 9627.0557
2029-09-01 | 10 | 9836.8933
2029-09-01 | 11 | 9994.8371
2029-09-01 | 12 | 10016.2152
2029-09-01 | 13 | 10096.5545
2029-09-01 | 14 | 10130.9222
2029-09-01 | 15 | 10149.2664
2029-09-01 | 16 | 10189.1941
2029-09-01 | 17 | 10267.242
2029-09-01 | 18 | 10337.9697
2029-09-01 | 19 | 10310.513
2029-09-01 | 20 | 10294.8235
2029-09-01 | 21 | 10322.0521
2029-09-01 | 22 | 10231.585
2029-09-01 | 23 | 9989.0588
2029-09-01 | 24 | 9720.9788
2029-09-02 | 1 | 9490.4155
2029-09-02 | 2 | 9370.4199
2029-09-02 | 3 | 9260.4437
2029-09-02 | 4 | 9195.442
2029-09-02 | 5 | 9166.0176
2029-09-02 | 6 | 9255.0975
2029-09-02 | 7 | 9235.4353
2029-09-02 | 8 | 9376.1282
2029-09-02 | 9 | 9595.2686
2029-09-02 | 10 | 9871.3163
2029-09-02 | 11 | 10103.1607
2029-09-02 | 12 | 10226.4474
2029-09-02 | 13 | 10304.3713
2029-09-02 | 14 | 10351.5872
2029-09-02 | 15 | 10375.5796
2029-09-02 | 16 | 10420.8653
2029-09-02 | 17 | 10499.3693
2029-09-02 | 18 | 10523.5319
2029-09-02 | 19 | 10468.8466
2029-09-02 | 20 | 10360.3252
2029-09-02 | 21 | 10344.6526
2029-09-02 | 22 | 10265.7656
2029-09-02 | 23 | 10072.2294
2029-09-02 | 24 | 9742.7786
2029-09-03 | 1 | 9505.3922
2029-09-03 | 2 | 9419.7244
2029-09-03 | 3 | 9316.8392
2029-09-03 | 4 | 9248.72
2029-09-03 | 5 | 9265.182
2029-09-03 | 6 | 9302.6837
2029-09-03 | 7 | 9273.2613
2029-09-03 | 8 | 9437.7446
2029-09-03 | 9 | 9664.6647
2029-09-03 | 10 | 9956.1447
2029-09-03 | 11 | 10059.265
2029-09-03 | 12 | 10130.6986
2029-09-03 | 13 | 10207.6838
2029-09-03 | 14 | 10075.3456
2029-09-03 | 15 | 10018.7429
2029-09-03 | 16 | 10062.6916
2029-09-03 | 17 | 10185.6961
2029-09-03 | 18 | 10185.8334
2029-09-03 | 19 | 10150.9076
2029-09-03 | 20 | 10125.3694
2029-09-03 | 21 | 10213.7848
2029-09-03 | 22 | 10133.7876
2029-09-03 | 23 | 9891.5868
2029-09-03 | 24 | 9684.0716
2029-09-04 | 1 | 9415.4492
2029-09-04 | 2 | 9321.9957
2029-09-04 | 3 | 9219.1157
2029-09-04 | 4 | 9177.0499
2029-09-04 | 5 | 9202.3273
2029-09-04 | 6 | 9366.2154
2029-09-04 | 7 | 9544.0176
2029-09-04 | 8 | 9981.9792
2029-09-04 | 9 | 10241.5787
2029-09-04 | 10 | 10344.6019
2029-09-04 | 11 | 10376.3595
2029-09-04 | 12 | 10321.8153
2029-09-04 | 13 | 10271.8568
2029-09-04 | 14 | 10298.4712
2029-09-04 | 15 | 10344.2447
2029-09-04 | 16 | 10370.5046
2029-09-04 | 17 | 10428.099
2029-09-04 | 18 | 10475.6548
2029-09-04 | 19 | 10383.3475
2029-09-04 | 20 | 10391.7652
2029-09-04 | 21 | 10424.6032
2029-09-04 | 22 | 10337.4409
2029-09-04 | 23 | 10043.9282
2029-09-04 | 24 | 9772.0055
2029-09-05 | 1 | 9504.9241
2029-09-05 | 2 | 9226.8426
2029-09-05 | 3 | 9138.2054
2029-09-05 | 4 | 9096.9274
2029-09-05 | 5 | 9168.1662
2029-09-05 | 6 | 9344.0727
2029-09-05 | 7 | 9534.7297
2029-09-05 | 8 | 9935.7269
2029-09-05 | 9 | 10192.4918
2029-09-05 | 10 | 10331.9014
2029-09-05 | 11 | 10389.6622
2029-09-05 | 12 | 10532.7666
2029-09-05 | 13 | 10652.0739
2029-09-05 | 14 | 10771.25
2029-09-05 | 15 | 10856.3845
2029-09-05 | 16 | 10936.1503
2029-09-05 | 17 | 11054.695
2029-09-05 | 18 | 11077.6723
2029-09-05 | 19 | 10933.6633
2029-09-05 | 20 | 10808.1491
2029-09-05 | 21 | 10726.2119
2029-09-05 | 22 | 10533.1415
2029-09-05 | 23 | 10201.7571
2029-09-05 | 24 | 9834.3674
2029-09-06 | 1 | 9538.8887
2029-09-06 | 2 | 9385.512
2029-09-06 | 3 | 9280.5478
2029-09-06 | 4 | 9220.9385
2029-09-06 | 5 | 9256.8298
2029-09-06 | 6 | 9390.6315
2029-09-06 | 7 | 9570.6307
2029-09-06 | 8 | 9990.2321
2029-09-06 | 9 | 10300.3442
2029-09-06 | 10 | 10491.7684
2029-09-06 | 11 | 10622.265
2029-09-06 | 12 | 10704.6592
2029-09-06 | 13 | 10666.6549
2029-09-06 | 14 | 10686.6696
2029-09-06 | 15 | 10703.3882
2029-09-06 | 16 | 10852.4927
2029-09-06 | 17 | 10766.5445
2029-09-06 | 18 | 10785.8616
2029-09-06 | 19 | 10616.5621
2029-09-06 | 20 | 10472.0449
2029-09-06 | 21 | 10535.9092
2029-09-06 | 22 | 10312.7572
2029-09-06 | 23 | 10029.5055
2029-09-06 | 24 | 9725.9069
2029-09-07 | 1 | 9447.0831
2029-09-07 | 2 | 9297.7598
2029-09-07 | 3 | 9192.9792
2029-09-07 | 4 | 9150.7702
2029-09-07 | 5 | 9185.1168
2029-09-07 | 6 | 9396.4968
2029-09-07 | 7 | 9596.4606
2029-09-07 | 8 | 10028.7851
2029-09-07 | 9 | 10230.0902
2029-09-07 | 10 | 10448.8009
2029-09-07 | 11 | 10588.509
2029-09-07 | 12 | 10735.0345
2029-09-07 | 13 | 10780.0388
2029-09-07 | 14 | 10870.5301
2029-09-07 | 15 | 10898.191
2029-09-07 | 16 | 10954.8258
2029-09-07 | 17 | 10978.7103
2029-09-07 | 18 | 10896.9331
2029-09-07 | 19 | 10707.8835
2029-09-07 | 20 | 10558.361
2029-09-07 | 21 | 10545.5595
2029-09-07 | 22 | 10385.6731
2029-09-07 | 23 | 10104.197
2029-09-07 | 24 | 9753.6443
2029-09-08 | 1 | 9483.5572
2029-09-08 | 2 | 9294.5451
2029-09-08 | 3 | 9166.0219
2029-09-08 | 4 | 9079.8487
2029-09-08 | 5 | 9076.6133
2029-09-08 | 6 | 9165.9978
2029-09-08 | 7 | 9195.9325
2029-09-08 | 8 | 9407.0877
2029-09-08 | 9 | 9574.1948
2029-09-08 | 10 | 9850.109
2029-09-08 | 11 | 10118.7384
2029-09-08 | 12 | 10338.8993
2029-09-08 | 13 | 10529.7898
2029-09-08 | 14 | 10578.4721
2029-09-08 | 15 | 10519.7455
2029-09-08 | 16 | 10657.8913
2029-09-08 | 17 | 10641.0511
2029-09-08 | 18 | 10701.3464
2029-09-08 | 19 | 10517.9737
2029-09-08 | 20 | 10358.9941
2029-09-08 | 21 | 10271.8831
2029-09-08 | 22 | 10124.9755
2029-09-08 | 23 | 9941.1253
2029-09-08 | 24 | 9691.1942
2029-09-09 | 1 | 9422.175
2029-09-09 | 2 | 9303.8781
2029-09-09 | 3 | 9161.3454
2029-09-09 | 4 | 9085.5291
2029-09-09 | 5 | 9085.2141
2029-09-09 | 6 | 9161.0047
2029-09-09 | 7 | 9168.435
2029-09-09 | 8 | 9277.4015
2029-09-09 | 9 | 9390.6354
2029-09-09 | 10 | 9672.0428
2029-09-09 | 11 | 9909.1804
2029-09-09 | 12 | 10035.7304
2029-09-09 | 13 | 10188.5204
2029-09-09 | 14 | 10407.897
2029-09-09 | 15 | 10542.9351
2029-09-09 | 16 | 10634.0319
2029-09-09 | 17 | 10806.4693
2029-09-09 | 18 | 10740.7635
2029-09-09 | 19 | 10567.8037
2029-09-09 | 20 | 10449.2581
2029-09-09 | 21 | 10525.8477
2029-09-09 | 22 | 10414.011
2029-09-09 | 23 | 10141.9635
2029-09-09 | 24 | 9758.215
2029-09-10 | 1 | 9550.9757
2029-09-10 | 2 | 9397.2298
2029-09-10 | 3 | 9240.1144
2029-09-10 | 4 | 9146.6096
2029-09-10 | 5 | 9218.5884
2029-09-10 | 6 | 9409.3508
2029-09-10 | 7 | 9608.2731
2029-09-10 | 8 | 10029.7608
2029-09-10 | 9 | 10241.9061
2029-09-10 | 10 | 10356.6054
2029-09-10 | 11 | 10405.3103
2029-09-10 | 12 | 10342.878
2029-09-10 | 13 | 10529.2157
2029-09-10 | 14 | 10553.7887
2029-09-10 | 15 | 10266.6507
2029-09-10 | 16 | 10319.4995
2029-09-10 | 17 | 10323.1279
2029-09-10 | 18 | 10449.3205
2029-09-10 | 19 | 10327.4308
2029-09-10 | 20 | 10190.1693
2029-09-10 | 21 | 10340.1773
2029-09-10 | 22 | 10187.5039
2029-09-10 | 23 | 9883.3338
2029-09-10 | 24 | 9553.0157
2029-09-11 | 1 | 9337.0516
2029-09-11 | 2 | 9145.5869
2029-09-11 | 3 | 9056.9017
2029-09-11 | 4 | 9016.7795
2029-09-11 | 5 | 9009.3076
2029-09-11 | 6 | 9174.778
2029-09-11 | 7 | 9506.9758
2029-09-11 | 8 | 9937.8585
2029-09-11 | 9 | 10078.2408
2029-09-11 | 10 | 10181.5629
2029-09-11 | 11 | 10228.147
2029-09-11 | 12 | 10259.6
2029-09-11 | 13 | 10320.49
2029-09-11 | 14 | 10310.2574
2029-09-11 | 15 | 10234.8591
2029-09-11 | 16 | 10246.0523
2029-09-11 | 17 | 10306.235
2029-09-11 | 18 | 10299.4876
2029-09-11 | 19 | 10135.7817
2029-09-11 | 20 | 10139.5212
2029-09-11 | 21 | 10306.0404
2029-09-11 | 22 | 10159.7861
2029-09-11 | 23 | 9911.5919
2029-09-11 | 24 | 9579.0658
2029-09-12 | 1 | 9321.7984
2029-09-12 | 2 | 9138.1026
2029-09-12 | 3 | 9059.1287
2029-09-12 | 4 | 9031.544
2029-09-12 | 5 | 9060.8472
2029-09-12 | 6 | 9215.265
2029-09-12 | 7 | 9550.5639
2029-09-12 | 8 | 9978.5788
2029-09-12 | 9 | 10113.774
2029-09-12 | 10 | 10163.898
2029-09-12 | 11 | 10150.4417
2029-09-12 | 12 | 10127.7719
2029-09-12 | 13 | 10104.9928
2029-09-12 | 14 | 10145.2475
2029-09-12 | 15 | 10166.4499
2029-09-12 | 16 | 10199.9472
2029-09-12 | 17 | 10245.7352
2029-09-12 | 18 | 10284.6879
2029-09-12 | 19 | 10237.1383
2029-09-12 | 20 | 10226.5497
2029-09-12 | 21 | 10360.1342
2029-09-12 | 22 | 10192.91
2029-09-12 | 23 | 9871.9048
2029-09-12 | 24 | 9530.8967
2029-09-13 | 1 | 9309.9391
2029-09-13 | 2 | 9186.857
2029-09-13 | 3 | 9103.7639
2029-09-13 | 4 | 9086.2864
2029-09-13 | 5 | 9111.1675
2029-09-13 | 6 | 9265.8298
2029-09-13 | 7 | 9591.455
2029-09-13 | 8 | 10008.8367
2029-09-13 | 9 | 10165.5294
2029-09-13 | 10 | 10323.254
2029-09-13 | 11 | 10269.0756
2029-09-13 | 12 | 10238.4933
2029-09-13 | 13 | 10350.55
2029-09-13 | 14 | 10250.9442
2029-09-13 | 15 | 10345.6768
2029-09-13 | 16 | 10450.0992
2029-09-13 | 17 | 10532.267
2029-09-13 | 18 | 10476.2296
2029-09-13 | 19 | 10273.6148
2029-09-13 | 20 | 10212.1518
2029-09-13 | 21 | 10358.3581
2029-09-13 | 22 | 10215.0385
2029-09-13 | 23 | 9945.9147
2029-09-13 | 24 | 9641.7175
2029-09-14 | 1 | 9385.517
2029-09-14 | 2 | 9216.4279
2029-09-14 | 3 | 9121.3597
2029-09-14 | 4 | 9074.7758
2029-09-14 | 5 | 9100.799
2029-09-14 | 6 | 9254.5233
2029-09-14 | 7 | 9568.4338
2029-09-14 | 8 | 9948.7914
2029-09-14 | 9 | 10098.3339
2029-09-14 | 10 | 10238.0114
2029-09-14 | 11 | 10300.336
2029-09-14 | 12 | 10337.2203
2029-09-14 | 13 | 10336.9713
2029-09-14 | 14 | 10301.5272
2029-09-14 | 15 | 10270.56
2029-09-14 | 16 | 10291.2031
2029-09-14 | 17 | 10281.155
2029-09-14 | 18 | 10299.8555
2029-09-14 | 19 | 10216.1527
2029-09-14 | 20 | 10134.2989
2029-09-14 | 21 | 10276.0772
2029-09-14 | 22 | 10148.4972
2029-09-14 | 23 | 9892.9669
2029-09-14 | 24 | 9591.5146
2029-09-15 | 1 | 9332.8247
2029-09-15 | 2 | 9190.6867
2029-09-15 | 3 | 9101.7606
2029-09-15 | 4 | 9053.2
2029-09-15 | 5 | 9038.7316
2029-09-15 | 6 | 9123.0612
2029-09-15 | 7 | 9221.0393
2029-09-15 | 8 | 9419.7454
2029-09-15 | 9 | 9508.7584
2029-09-15 | 10 | 9742.1981
2029-09-15 | 11 | 9851.069
2029-09-15 | 12 | 9925.9448
2029-09-15 | 13 | 9949.7536
2029-09-15 | 14 | 9934.6791
2029-09-15 | 15 | 9853.1989
2029-09-15 | 16 | 9932.9029
2029-09-15 | 17 | 9989.8243
2029-09-15 | 18 | 10029.5458
2029-09-15 | 19 | 9943.4135
2029-09-15 | 20 | 9885.8071
2029-09-15 | 21 | 9991.3326
2029-09-15 | 22 | 9889.2064
2029-09-15 | 23 | 9701.0111
2029-09-15 | 24 | 9460.2225
2029-09-16 | 1 | 9239.1628
2029-09-16 | 2 | 9088.3639
2029-09-16 | 3 | 8981.6246
2029-09-16 | 4 | 8964.9411
2029-09-16 | 5 | 8964.2023
2029-09-16 | 6 | 9018.7888
2029-09-16 | 7 | 9106.15
2029-09-16 | 8 | 9222.1669
2029-09-16 | 9 | 9292.9413
2029-09-16 | 10 | 9458.803
2029-09-16 | 11 | 9605.4819
2029-09-16 | 12 | 9802.6968
2029-09-16 | 13 | 9861.8137
2029-09-16 | 14 | 9865.6131
2029-09-16 | 15 | 9870.8422
2029-09-16 | 16 | 9893.2047
2029-09-16 | 17 | 9932.4846
2029-09-16 | 18 | 9957.3106
2029-09-16 | 19 | 9932.3356
2029-09-16 | 20 | 9967.7482
2029-09-16 | 21 | 10107.0601
2029-09-16 | 22 | 9982.4058
2029-09-16 | 23 | 9777.8652
2029-09-16 | 24 | 9501.9788
2029-09-17 | 1 | 9261.4823
2029-09-17 | 2 | 9186.622
2029-09-17 | 3 | 9091.261
2029-09-17 | 4 | 9059.305
2029-09-17 | 5 | 9084.0062
2029-09-17 | 6 | 9215.9251
2029-09-17 | 7 | 9591.8531
2029-09-17 | 8 | 10040.8391
2029-09-17 | 9 | 10169.1756
2029-09-17 | 10 | 10308.3194
2029-09-17 | 11 | 10287.605
2029-09-17 | 12 | 10253.3315
2029-09-17 | 13 | 10118.4603
2029-09-17 | 14 | 10175.0904
2029-09-17 | 15 | 10179.7787
2029-09-17 | 16 | 10152.8181
2029-09-17 | 17 | 10270.2261
2029-09-17 | 18 | 10300.5962
2029-09-17 | 19 | 10280.8211
2029-09-17 | 20 | 10303.4942
2029-09-17 | 21 | 10436.7492
2029-09-17 | 22 | 10279.9315
2029-09-17 | 23 | 9992.7786
2029-09-17 | 24 | 9666.281
2029-09-18 | 1 | 9453.0566
2029-09-18 | 2 | 9249.0236
2029-09-18 | 3 | 9189.9118
2029-09-18 | 4 | 9163.7779
2029-09-18 | 5 | 9283.2323
2029-09-18 | 6 | 9356.8753
2029-09-18 | 7 | 9707.4799
2029-09-18 | 8 | 10138.8174
2029-09-18 | 9 | 10292.3242
2029-09-18 | 10 | 10404.9262
2029-09-18 | 11 | 10400.8942
2029-09-18 | 12 | 10297.3196
2029-09-18 | 13 | 10326.8727
2029-09-18 | 14 | 10318.871
2029-09-18 | 15 | 10260.5615
2029-09-18 | 16 | 10283.8399
2029-09-18 | 17 | 10350.7832
2029-09-18 | 18 | 10450.8103
2029-09-18 | 19 | 10587.768
2029-09-18 | 20 | 10618.2825
2029-09-18 | 21 | 10711.2769
2029-09-18 | 22 | 10556.7327
2029-09-18 | 23 | 10259.4636
2029-09-18 | 24 | 9917.1614
2029-09-19 | 1 | 9645.507
2029-09-19 | 2 | 9443.7451
2029-09-19 | 3 | 9330.2694
2029-09-19 | 4 | 9240.315
2029-09-19 | 5 | 9262.3366
2029-09-19 | 6 | 9399.5703
2029-09-19 | 7 | 9733.2727
2029-09-19 | 8 | 10142.0399
2029-09-19 | 9 | 10320.9588
2029-09-19 | 10 | 10455.9736
2029-09-19 | 11 | 10410.8088
2029-09-19 | 12 | 10375.0361
2029-09-19 | 13 | 10370.0408
2029-09-19 | 14 | 10210.5999
2029-09-19 | 15 | 10215.1676
2029-09-19 | 16 | 10292.7158
2029-09-19 | 17 | 10301.3805
2029-09-19 | 18 | 10363.4504
2029-09-19 | 19 | 10375.5548
2029-09-19 | 20 | 10531.6587
2029-09-19 | 21 | 10610.9421
2029-09-19 | 22 | 10480.4782
2029-09-19 | 23 | 10169.8868
2029-09-19 | 24 | 9853.8068
2029-09-20 | 1 | 9569.5739
2029-09-20 | 2 | 9454.1671
2029-09-20 | 3 | 9373.6771
2029-09-20 | 4 | 9335.9295
2029-09-20 | 5 | 9377.4356
2029-09-20 | 6 | 9512.709
2029-09-20 | 7 | 9801.0873
2029-09-20 | 8 | 10159.4201
2029-09-20 | 9 | 10315.9892
2029-09-20 | 10 | 10457.0421
2029-09-20 | 11 | 10309.8626
2029-09-20 | 12 | 10183.3671
2029-09-20 | 13 | 10074.485
2029-09-20 | 14 | 10112.256
2029-09-20 | 15 | 10034.3328
2029-09-20 | 16 | 10072.9035
2029-09-20 | 17 | 10033.0582
2029-09-20 | 18 | 10143.7934
2029-09-20 | 19 | 10039.1325
2029-09-20 | 20 | 10162.2521
2029-09-20 | 21 | 10340.789
2029-09-20 | 22 | 10217.3363
2029-09-20 | 23 | 9967.7368
2029-09-20 | 24 | 9654.6749
2029-09-21 | 1 | 9347.0844
2029-09-21 | 2 | 9156.5377
2029-09-21 | 3 | 9072.353
2029-09-21 | 4 | 9038.965
2029-09-21 | 5 | 9066.0431
2029-09-21 | 6 | 9224.9712
2029-09-21 | 7 | 9604.1593
2029-09-21 | 8 | 10004.0285
2029-09-21 | 9 | 10148.9887
2029-09-21 | 10 | 10268.7896
2029-09-21 | 11 | 10262.9765
2029-09-21 | 12 | 10217.9419
2029-09-21 | 13 | 10109.2461
2029-09-21 | 14 | 10104.7417
2029-09-21 | 15 | 10104.3267
2029-09-21 | 16 | 10095.5655
2029-09-21 | 17 | 10206.1644
2029-09-21 | 18 | 10161.6911
2029-09-21 | 19 | 10130.283
2029-09-21 | 20 | 10251.8442
2029-09-21 | 21 | 10311.3964
2029-09-21 | 22 | 10174.0709
2029-09-21 | 23 | 9905.8326
2029-09-21 | 24 | 9595.9687
2029-09-22 | 1 | 9332.8556
2029-09-22 | 2 | 9149.8234
2029-09-22 | 3 | 9048.5483
2029-09-22 | 4 | 9039.3121
2029-09-22 | 5 | 9035.7784
2029-09-22 | 6 | 9123.1504
2029-09-22 | 7 | 9281.5898
2029-09-22 | 8 | 9423.3315
2029-09-22 | 9 | 9532.2889
2029-09-22 | 10 | 9727.1701
2029-09-22 | 11 | 9834.4991
2029-09-22 | 12 | 9933.16
2029-09-22 | 13 | 9961.0589
2029-09-22 | 14 | 9964.2623
2029-09-22 | 15 | 9943.6728
2029-09-22 | 16 | 9967.8094
2029-09-22 | 17 | 9957.5195
2029-09-22 | 18 | 9781.1974
2029-09-22 | 19 | 9885.2202
2029-09-22 | 20 | 9958.0254
2029-09-22 | 21 | 10028.8888
2029-09-22 | 22 | 9915.5528
2029-09-22 | 23 | 9730.5465
2029-09-22 | 24 | 9536.5031
2029-09-23 | 1 | 9325.6361
2029-09-23 | 2 | 9163.2915
2029-09-23 | 3 | 9022.5788
2029-09-23 | 4 | 8978.5652
2029-09-23 | 5 | 8979.8493
2029-09-23 | 6 | 9043.6539
2029-09-23 | 7 | 9173.8524
2029-09-23 | 8 | 9272.3982
2029-09-23 | 9 | 9346.4711
2029-09-23 | 10 | 9513.9039
2029-09-23 | 11 | 9517.8405
2029-09-23 | 12 | 9528.3084
2029-09-23 | 13 | 9541.7208
2029-09-23 | 14 | 9555.8875
2029-09-23 | 15 | 9669.4672
2029-09-23 | 16 | 9631.6062
2029-09-23 | 17 | 9718.3385
2029-09-23 | 18 | 9875.169
2029-09-23 | 19 | 9911.6958
2029-09-23 | 20 | 10013.1254
2029-09-23 | 21 | 10131.2906
2029-09-23 | 22 | 10002.8835
2029-09-23 | 23 | 9781.5892
2029-09-23 | 24 | 9472.6415
2029-09-24 | 1 | 9260.5094
2029-09-24 | 2 | 9142.8112
2029-09-24 | 3 | 9131.5922
2029-09-24 | 4 | 9121.1229
2029-09-24 | 5 | 9136.8228
2029-09-24 | 6 | 9248.8918
2029-09-24 | 7 | 9590.6791
2029-09-24 | 8 | 9920.0826
2029-09-24 | 9 | 10098.799
2029-09-24 | 10 | 10163.103
2029-09-24 | 11 | 10301.5701
2029-09-24 | 12 | 10136.7575
2029-09-24 | 13 | 10090.4559
2029-09-24 | 14 | 10072.7755
2029-09-24 | 15 | 10100.5628
2029-09-24 | 16 | 10177.1423
2029-09-24 | 17 | 10217.6602
2029-09-24 | 18 | 10198.107
2029-09-24 | 19 | 10158.3027
2029-09-24 | 20 | 10289.2716
2029-09-24 | 21 | 10323.1386
2029-09-24 | 22 | 10180.3555
2029-09-24 | 23 | 9921.5485
2029-09-24 | 24 | 9584.9192
2029-09-25 | 1 | 9345.3431
2029-09-25 | 2 | 9163.7177
2029-09-25 | 3 | 9067.6231
2029-09-25 | 4 | 9057.1627
2029-09-25 | 5 | 9135.4415
2029-09-25 | 6 | 9288.7337
2029-09-25 | 7 | 9683.0913
2029-09-25 | 8 | 10063.6689
2029-09-25 | 9 | 10261.7696
2029-09-25 | 10 | 10335.4761
2029-09-25 | 11 | 10254.1199
2029-09-25 | 12 | 10209.6752
2029-09-25 | 13 | 10156.3451
2029-09-25 | 14 | 10144.4009
2029-09-25 | 15 | 10173.4718
2029-09-25 | 16 | 10171.7122
2029-09-25 | 17 | 10184.9156
2029-09-25 | 18 | 10255.3472
2029-09-25 | 19 | 10259.2162
2029-09-25 | 20 | 10400.4164
2029-09-25 | 21 | 10484.5837
2029-09-25 | 22 | 10356.4694
2029-09-25 | 23 | 10095.8886
2029-09-25 | 24 | 9758.2491
2029-09-26 | 1 | 9554.4058
2029-09-26 | 2 | 9337.7349
2029-09-26 | 3 | 9292.8261
2029-09-26 | 4 | 9237.2122
2029-09-26 | 5 | 9313.4116
2029-09-26 | 6 | 9451.1092
2029-09-26 | 7 | 9910.228
2029-09-26 | 8 | 10253.1709
2029-09-26 | 9 | 10435.4583
2029-09-26 | 10 | 10417.3118
2029-09-26 | 11 | 10319.7025
2029-09-26 | 12 | 10323.0772
2029-09-26 | 13 | 10225.6324
2029-09-26 | 14 | 10163.7816
2029-09-26 | 15 | 10093.106
2029-09-26 | 16 | 10123.176
2029-09-26 | 17 | 10238.2691
2029-09-26 | 18 | 10239.3424
2029-09-26 | 19 | 10179.453
2029-09-26 | 20 | 10320.3248
2029-09-26 | 21 | 10379.8441
2029-09-26 | 22 | 10261.2495
2029-09-26 | 23 | 9949.1691
2029-09-26 | 24 | 9594.0105
2029-09-27 | 1 | 9321.1208
2029-09-27 | 2 | 9172.9904
2029-09-27 | 3 | 9078.1265
2029-09-27 | 4 | 9042.2884
2029-09-27 | 5 | 9110.251
2029-09-27 | 6 | 9248.0651
2029-09-27 | 7 | 9599.5555
2029-09-27 | 8 | 9916.4602
2029-09-27 | 9 | 10144.3003
2029-09-27 | 10 | 10273.9075
2029-09-27 | 11 | 10278.8242
2029-09-27 | 12 | 10270.8085
2029-09-27 | 13 | 10152.6169
2029-09-27 | 14 | 10163.7139
2029-09-27 | 15 | 10169.9201
2029-09-27 | 16 | 10459.6746
2029-09-27 | 17 | 10490.366
2029-09-27 | 18 | 10482.4406
2029-09-27 | 19 | 10352.838
2029-09-27 | 20 | 10407.626
2029-09-27 | 21 | 10421.7606
2029-09-27 | 22 | 10274.4053
2029-09-27 | 23 | 9998.1574
2029-09-27 | 24 | 9698.2348
2029-09-28 | 1 | 9418.5283
2029-09-28 | 2 | 9247.3233
2029-09-28 | 3 | 9106.8005
2029-09-28 | 4 | 9099.1446
2029-09-28 | 5 | 9129.214
2029-09-28 | 6 | 9297.9636
2029-09-28 | 7 | 9665.9323
2029-09-28 | 8 | 10051.0263
2029-09-28 | 9 | 10210.1438
2029-09-28 | 10 | 10301.791
2029-09-28 | 11 | 10266.8236
2029-09-28 | 12 | 10222.4221
2029-09-28 | 13 | 10166.2324
2029-09-28 | 14 | 10170.3188
2029-09-28 | 15 | 10159.6228
2029-09-28 | 16 | 10164.518
2029-09-28 | 17 | 10167.2873
2029-09-28 | 18 | 10166.7437
2029-09-28 | 19 | 10125.7766
2029-09-28 | 20 | 10300.8652
2029-09-28 | 21 | 10347.445
2029-09-28 | 22 | 10195.271
2029-09-28 | 23 | 9931.54
2029-09-28 | 24 | 9633.437
2029-09-29 | 1 | 9373.3214
2029-09-29 | 2 | 9203.3215
2029-09-29 | 3 | 9100.0716
2029-09-29 | 4 | 9044.1731
2029-09-29 | 5 | 9052.6788
2029-09-29 | 6 | 9107.8919
2029-09-29 | 7 | 9289.2355
2029-09-29 | 8 | 9391.9709
2029-09-29 | 9 | 9542.3758
2029-09-29 | 10 | 9686.7948
2029-09-29 | 11 | 9712.598
2029-09-29 | 12 | 9706.457
2029-09-29 | 13 | 9682.8596
2029-09-29 | 14 | 9672.6262
2029-09-29 | 15 | 9648.409
2029-09-29 | 16 | 9645.3017
2029-09-29 | 17 | 9686.2776
2029-09-29 | 18 | 9785.9134
2029-09-29 | 19 | 9824.7326
2029-09-29 | 20 | 10022.4853
2029-09-29 | 21 | 10056.7773
2029-09-29 | 22 | 9970.7035
2029-09-29 | 23 | 9853.4151
2029-09-29 | 24 | 9617.5171
2029-09-30 | 1 | 9346.4748
2029-09-30 | 2 | 9195.647
2029-09-30 | 3 | 9097.37
2029-09-30 | 4 | 9069.7767
2029-09-30 | 5 | 9075.1062
2029-09-30 | 6 | 9157.9055
2029-09-30 | 7 | 9316.427
2029-09-30 | 8 | 9373.1452
2029-09-30 | 9 | 9492.1009
2029-09-30 | 10 | 9566.5802
2029-09-30 | 11 | 9570.9746
2029-09-30 | 12 | 9561.8619
2029-09-30 | 13 | 9551.3279
2029-09-30 | 14 | 9542.6622
2029-09-30 | 15 | 9524.6956
2029-09-30 | 16 | 9531.7709
2029-09-30 | 17 | 9631.5227
2029-09-30 | 18 | 9772.0125
2029-09-30 | 19 | 9860.5736
2029-09-30 | 20 | 10119.5156
2029-09-30 | 21 | 10168.8493
2029-09-30 | 22 | 10055.4855
2029-09-30 | 23 | 9824.079
2029-09-30 | 24 | 9525.0789
2029-10-01 | 1 | 9292.6556
2029-10-01 | 2 | 9410.3071
2029-10-01 | 3 | 9340.0539
2029-10-01 | 4 | 9325.8955
2029-10-01 | 5 | 9361.3301
2029-10-01 | 6 | 9567.3872
2029-10-01 | 7 | 9939.4018
2029-10-01 | 8 | 10294.0579
2029-10-01 | 9 | 10499.0742
2029-10-01 | 10 | 10552.502
2029-10-01 | 11 | 10465.8297
2029-10-01 | 12 | 10375.2294
2029-10-01 | 13 | 10301.5902
2029-10-01 | 14 | 10287.7664
2029-10-01 | 15 | 10278.0932
2029-10-01 | 16 | 10270.186
2029-10-01 | 17 | 10308.039
2029-10-01 | 18 | 10393.038
2029-10-01 | 19 | 10405.8196
2029-10-01 | 20 | 10654.3733
2029-10-01 | 21 | 10711.715
2029-10-01 | 22 | 10573.7336
2029-10-01 | 23 | 10333.391
2029-10-01 | 24 | 9988.0242
2029-10-02 | 1 | 9744.5889
2029-10-02 | 2 | 9574.7639
2029-10-02 | 3 | 9502.9163
2029-10-02 | 4 | 9485.108
2029-10-02 | 5 | 9528.9711
2029-10-02 | 6 | 9614.8585
2029-10-02 | 7 | 9965.113
2029-10-02 | 8 | 10309.5497
2029-10-02 | 9 | 10551.1452
2029-10-02 | 10 | 10548.3203
2029-10-02 | 11 | 10447.311
2029-10-02 | 12 | 10385.6495
2029-10-02 | 13 | 10327.7368
2029-10-02 | 14 | 10298.7931
2029-10-02 | 15 | 10254.1039
2029-10-02 | 16 | 10248.416
2029-10-02 | 17 | 10300.0723
2029-10-02 | 18 | 10366.6025
2029-10-02 | 19 | 10345.8961
2029-10-02 | 20 | 10562.8583
2029-10-02 | 21 | 10617.6476
2029-10-02 | 22 | 10535.253
2029-10-02 | 23 | 10257.4189
2029-10-02 | 24 | 9934.1787
2029-10-03 | 1 | 9657.6532
2029-10-03 | 2 | 9480.3008
2029-10-03 | 3 | 9425.472
2029-10-03 | 4 | 9404.8948
2029-10-03 | 5 | 9433.3294
2029-10-03 | 6 | 9589.9492
2029-10-03 | 7 | 9967.1297
2029-10-03 | 8 | 10328.774
2029-10-03 | 9 | 10556.1767
2029-10-03 | 10 | 10559.9904
2029-10-03 | 11 | 10416.9304
2029-10-03 | 12 | 10379.7707
2029-10-03 | 13 | 10274.9933
2029-10-03 | 14 | 10286.9122
2029-10-03 | 15 | 10286.4673
2029-10-03 | 16 | 10335.9747
2029-10-03 | 17 | 10382.0226
2029-10-03 | 18 | 10404.6937
2029-10-03 | 19 | 10358.4068
2029-10-03 | 20 | 10597.7755
2029-10-03 | 21 | 10602.9414
2029-10-03 | 22 | 10500.6716
2029-10-03 | 23 | 10207.9501
2029-10-03 | 24 | 9857.2168
2029-10-04 | 1 | 9593.5425
2029-10-04 | 2 | 9461.2695
2029-10-04 | 3 | 9404.6033
2029-10-04 | 4 | 9363.9288
2029-10-04 | 5 | 9341.6812
2029-10-04 | 6 | 9495.7975
2029-10-04 | 7 | 9852.6962
2029-10-04 | 8 | 10163.5569
2029-10-04 | 9 | 10365.112
2029-10-04 | 10 | 10434.3813
2029-10-04 | 11 | 10436.8248
2029-10-04 | 12 | 10394.401
2029-10-04 | 13 | 10348.0689
2029-10-04 | 14 | 10332.0008
2029-10-04 | 15 | 10310.8536
2029-10-04 | 16 | 10321.9967
2029-10-04 | 17 | 10360.0179
2029-10-04 | 18 | 10385.4372
2029-10-04 | 19 | 10341.1713
2029-10-04 | 20 | 10578.5058
2029-10-04 | 21 | 10572.9535
2029-10-04 | 22 | 10457.0961
2029-10-04 | 23 | 10142.4281
2029-10-04 | 24 | 9846.1578
2029-10-05 | 1 | 9635.472
2029-10-05 | 2 | 9442.6656
2029-10-05 | 3 | 9351.7637
2029-10-05 | 4 | 9344.9693
2029-10-05 | 5 | 9430.5331
2029-10-05 | 6 | 9559.333
2029-10-05 | 7 | 9926.7931
2029-10-05 | 8 | 10246.3136
2029-10-05 | 9 | 10463.0146
2029-10-05 | 10 | 10490.7129
2029-10-05 | 11 | 10437.8439
2029-10-05 | 12 | 10438.451
2029-10-05 | 13 | 10326.5804
2029-10-05 | 14 | 10333.3978
2029-10-05 | 15 | 10338.4118
2029-10-05 | 16 | 10336.7603
2029-10-05 | 17 | 10399.2661
2029-10-05 | 18 | 10416.0925
2029-10-05 | 19 | 10343.4998
2029-10-05 | 20 | 10548.7862
2029-10-05 | 21 | 10555.8645
2029-10-05 | 22 | 10418.1225
2029-10-05 | 23 | 10157.7435
2029-10-05 | 24 | 9903.078
2029-10-06 | 1 | 9587.8538
2029-10-06 | 2 | 9404.52
2029-10-06 | 3 | 9302.2601
2029-10-06 | 4 | 9258.469
2029-10-06 | 5 | 9256.4246
2029-10-06 | 6 | 9295.3195
2029-10-06 | 7 | 9453.1252
2029-10-06 | 8 | 9547.6466
2029-10-06 | 9 | 9707.2047
2029-10-06 | 10 | 9876.9426
2029-10-06 | 11 | 10005.0257
2029-10-06 | 12 | 10135.4166
2029-10-06 | 13 | 9881.0818
2029-10-06 | 14 | 9935.2832
2029-10-06 | 15 | 9901.7185
2029-10-06 | 16 | 9902.1304
2029-10-06 | 17 | 9943.2758
2029-10-06 | 18 | 10120.393
2029-10-06 | 19 | 10072.5721
2029-10-06 | 20 | 10261.0359
2029-10-06 | 21 | 10191.1896
2029-10-06 | 22 | 10089.9611
2029-10-06 | 23 | 9889.8577
2029-10-06 | 24 | 9649.774
2029-10-07 | 1 | 9440.5635
2029-10-07 | 2 | 9288.0461
2029-10-07 | 3 | 9181.3489
2029-10-07 | 4 | 9131.5969
2029-10-07 | 5 | 9119.5844
2029-10-07 | 6 | 9183.2132
2029-10-07 | 7 | 9339.8367
2029-10-07 | 8 | 9374.7082
2029-10-07 | 9 | 9490.1563
2029-10-07 | 10 | 9626.2592
2029-10-07 | 11 | 9690.2957
2029-10-07 | 12 | 9732.9303
2029-10-07 | 13 | 9776.9445
2029-10-07 | 14 | 9793.3619
2029-10-07 | 15 | 9811.6597
2029-10-07 | 16 | 9986.8492
2029-10-07 | 17 | 9917.5359
2029-10-07 | 18 | 10036.1439
2029-10-07 | 19 | 10060.3201
2029-10-07 | 20 | 10287.7771
2029-10-07 | 21 | 10251.3668
2029-10-07 | 22 | 10133.143
2029-10-07 | 23 | 9895.6983
2029-10-07 | 24 | 9606.7452
2029-10-08 | 1 | 9377.9485
2029-10-08 | 2 | 9354.1917
2029-10-08 | 3 | 9237.9153
2029-10-08 | 4 | 9168.6919
2029-10-08 | 5 | 9191.4578
2029-10-08 | 6 | 9279.5637
2029-10-08 | 7 | 9426.2982
2029-10-08 | 8 | 9479.9567
2029-10-08 | 9 | 9663.3987
2029-10-08 | 10 | 9826.1664
2029-10-08 | 11 | 9892.6865
2029-10-08 | 12 | 9908.6814
2029-10-08 | 13 | 9908.1313
2029-10-08 | 14 | 9920.1116
2029-10-08 | 15 | 9922.9166
2029-10-08 | 16 | 9925.2482
2029-10-08 | 17 | 9940.9594
2029-10-08 | 18 | 10004.7677
2029-10-08 | 19 | 10040.8028
2029-10-08 | 20 | 10250.2286
2029-10-08 | 21 | 10188.2507
2029-10-08 | 22 | 10087.5776
2029-10-08 | 23 | 9887.6368
2029-10-08 | 24 | 9632.809
2029-10-09 | 1 | 9401.5425
2029-10-09 | 2 | 9250.9134
2029-10-09 | 3 | 9163.679
2029-10-09 | 4 | 9131.8718
2029-10-09 | 5 | 9208.2092
2029-10-09 | 6 | 9376.7757
2029-10-09 | 7 | 9711.7696
2029-10-09 | 8 | 9987.9804
2029-10-09 | 9 | 10237.1511
2029-10-09 | 10 | 10328.0331
2029-10-09 | 11 | 10351.3196
2029-10-09 | 12 | 10395.7835
2029-10-09 | 13 | 10533.8199
2029-10-09 | 14 | 10393.245
2029-10-09 | 15 | 10360.1377
2029-10-09 | 16 | 10283.9028
2029-10-09 | 17 | 10428.9117
2029-10-09 | 18 | 10387.3089
2029-10-09 | 19 | 10391.74
2029-10-09 | 20 | 10568.9227
2029-10-09 | 21 | 10516.4166
2029-10-09 | 22 | 10375.836
2029-10-09 | 23 | 10084.4758
2029-10-09 | 24 | 9739.9514
2029-10-10 | 1 | 9473.8728
2029-10-10 | 2 | 9283.444
2029-10-10 | 3 | 9187.109
2029-10-10 | 4 | 9142.5421
2029-10-10 | 5 | 9182.1717
2029-10-10 | 6 | 9351.3277
2029-10-10 | 7 | 9737.1516
2029-10-10 | 8 | 10053.3392
2029-10-10 | 9 | 10346.484
2029-10-10 | 10 | 10390.661
2029-10-10 | 11 | 10417.1169
2029-10-10 | 12 | 10392.2024
2029-10-10 | 13 | 10413.2037
2029-10-10 | 14 | 10455.649
2029-10-10 | 15 | 10254.6561
2029-10-10 | 16 | 10415.3374
2029-10-10 | 17 | 10497.865
2029-10-10 | 18 | 10497.7158
2029-10-10 | 19 | 10508.8021
2029-10-10 | 20 | 10635.0774
2029-10-10 | 21 | 10620.008
2029-10-10 | 22 | 10478.2983
2029-10-10 | 23 | 10182.4407
2029-10-10 | 24 | 9841.4488
2029-10-11 | 1 | 9577.5619
2029-10-11 | 2 | 9433.6677
2029-10-11 | 3 | 9332.3837
2029-10-11 | 4 | 9283.4876
2029-10-11 | 5 | 9322.2179
2029-10-11 | 6 | 9479.2725
2029-10-11 | 7 | 9828.8904
2029-10-11 | 8 | 10070.0508
2029-10-11 | 9 | 10328.0379
2029-10-11 | 10 | 10476.5213
2029-10-11 | 11 | 10526.5426
2029-10-11 | 12 | 10342.5669
2029-10-11 | 13 | 10286.2973
2029-10-11 | 14 | 10264.0367
2029-10-11 | 15 | 10304.7745
2029-10-11 | 16 | 10357.9895
2029-10-11 | 17 | 10380.3046
2029-10-11 | 18 | 10583.9564
2029-10-11 | 19 | 10501.3748
2029-10-11 | 20 | 10650.4011
2029-10-11 | 21 | 10587.8932
2029-10-11 | 22 | 10453.2735
2029-10-11 | 23 | 10196.0636
2029-10-11 | 24 | 9900.2496
2029-10-12 | 1 | 9590.2556
2029-10-12 | 2 | 9425.2859
2029-10-12 | 3 | 9329.1163
2029-10-12 | 4 | 9296.3729
2029-10-12 | 5 | 9328.0547
2029-10-12 | 6 | 9532.3011
2029-10-12 | 7 | 9886.4415
2029-10-12 | 8 | 10085.162
2029-10-12 | 9 | 10403.6296
2029-10-12 | 10 | 10579.8406
2029-10-12 | 11 | 10634.0116
2029-10-12 | 12 | 10680.797
2029-10-12 | 13 | 10664.4198
2029-10-12 | 14 | 10666.4664
2029-10-12 | 15 | 10536.8158
2029-10-12 | 16 | 10373.8166
2029-10-12 | 17 | 10441.0037
2029-10-12 | 18 | 10465.2139
2029-10-12 | 19 | 10553.0248
2029-10-12 | 20 | 10689.8882
2029-10-12 | 21 | 10632.5513
2029-10-12 | 22 | 10491.1489
2029-10-12 | 23 | 10212.4091
2029-10-12 | 24 | 9906.0621
2029-10-13 | 1 | 9645.7826
2029-10-13 | 2 | 9465.1718
2029-10-13 | 3 | 9363.5973
2029-10-13 | 4 | 9321.1422
2029-10-13 | 5 | 9338.4853
2029-10-13 | 6 | 9411.6929
2029-10-13 | 7 | 9567.8967
2029-10-13 | 8 | 9630.1823
2029-10-13 | 9 | 9899.3992
2029-10-13 | 10 | 10056.4265
2029-10-13 | 11 | 10107.5146
2029-10-13 | 12 | 10024.4119
2029-10-13 | 13 | 9991.2991
2029-10-13 | 14 | 10103.1444
2029-10-13 | 15 | 10085.6258
2029-10-13 | 16 | 10059.1424
2029-10-13 | 17 | 10123.4614
2029-10-13 | 18 | 10243.398
2029-10-13 | 19 | 10362.4532
2029-10-13 | 20 | 10525.2163
2029-10-13 | 21 | 10425.3271
2029-10-13 | 22 | 10319.8308
2029-10-13 | 23 | 10138.5191
2029-10-13 | 24 | 9909.685
2029-10-14 | 1 | 9700.2635
2029-10-14 | 2 | 9558.1422
2029-10-14 | 3 | 9428.4064
2029-10-14 | 4 | 9393.4416
2029-10-14 | 5 | 9441.2279
2029-10-14 | 6 | 9428.4053
2029-10-14 | 7 | 9506.3789
2029-10-14 | 8 | 9519.9079
2029-10-14 | 9 | 9701.2809
2029-10-14 | 10 | 9795.3776
2029-10-14 | 11 | 9818.3058
2029-10-14 | 12 | 9808.5923
2029-10-14 | 13 | 9888.1626
2029-10-14 | 14 | 9999.1645
2029-10-14 | 15 | 10057.6161
2029-10-14 | 16 | 9872.5392
2029-10-14 | 17 | 10091.6553
2029-10-14 | 18 | 10128.994
2029-10-14 | 19 | 10324.1509
2029-10-14 | 20 | 10513.6732
2029-10-14 | 21 | 10456.3144
2029-10-14 | 22 | 10346.111
2029-10-14 | 23 | 10166.9935
2029-10-14 | 24 | 9870.6314
2029-10-15 | 1 | 9600.401
2029-10-15 | 2 | 9519.8457
2029-10-15 | 3 | 9415.9194
2029-10-15 | 4 | 9418.5761
2029-10-15 | 5 | 9446.8358
2029-10-15 | 6 | 9572.4373
2029-10-15 | 7 | 9909.9705
2029-10-15 | 8 | 10340.7568
2029-10-15 | 9 | 10668.8738
2029-10-15 | 10 | 10606.7982
2029-10-15 | 11 | 10650.0874
2029-10-15 | 12 | 10674.7461
2029-10-15 | 13 | 10573.1844
2029-10-15 | 14 | 10443.4702
2029-10-15 | 15 | 10393.5633
2029-10-15 | 16 | 10391.5319
2029-10-15 | 17 | 10365.9962
2029-10-15 | 18 | 10544.5881
2029-10-15 | 19 | 10671.6145
2029-10-15 | 20 | 10818.7062
2029-10-15 | 21 | 10786.6751
2029-10-15 | 22 | 10621.1351
2029-10-15 | 23 | 10350.773
2029-10-15 | 24 | 10064.4744
2029-10-16 | 1 | 9823.7844
2029-10-16 | 2 | 9589.9757
2029-10-16 | 3 | 9542.852
2029-10-16 | 4 | 9499.3123
2029-10-16 | 5 | 9532.0331
2029-10-16 | 6 | 9676.7709
2029-10-16 | 7 | 10038.112
2029-10-16 | 8 | 10480.0473
2029-10-16 | 9 | 10791.4228
2029-10-16 | 10 | 10719.4216
2029-10-16 | 11 | 10676.596
2029-10-16 | 12 | 10536.1688
2029-10-16 | 13 | 10478.5379
2029-10-16 | 14 | 10496.5574
2029-10-16 | 15 | 10465.8339
2029-10-16 | 16 | 10384.4921
2029-10-16 | 17 | 10448.6865
2029-10-16 | 18 | 10677.6183
2029-10-16 | 19 | 10710.7119
2029-10-16 | 20 | 10866.4726
2029-10-16 | 21 | 10830.0976
2029-10-16 | 22 | 10699.0684
2029-10-16 | 23 | 10397.4684
2029-10-16 | 24 | 10106.1479
2029-10-17 | 1 | 9820.952
2029-10-17 | 2 | 9607.3772
2029-10-17 | 3 | 9508.4147
2029-10-17 | 4 | 9441.312
2029-10-17 | 5 | 9430.5658
2029-10-17 | 6 | 9561.4696
2029-10-17 | 7 | 9893.4675
2029-10-17 | 8 | 10356.1044
2029-10-17 | 9 | 10709.964
2029-10-17 | 10 | 10651.6681
2029-10-17 | 11 | 10591.9488
2029-10-17 | 12 | 10635.7264
2029-10-17 | 13 | 10426.044
2029-10-17 | 14 | 10410.4305
2029-10-17 | 15 | 10385.5707
2029-10-17 | 16 | 10459.0434
2029-10-17 | 17 | 10653.8595
2029-10-17 | 18 | 10676.625
2029-10-17 | 19 | 10801.6935
2029-10-17 | 20 | 10977.2667
2029-10-17 | 21 | 10936.4718
2029-10-17 | 22 | 10767.1689
2029-10-17 | 23 | 10461.0141
2029-10-17 | 24 | 10114.5394
2029-10-18 | 1 | 9837.5405
2029-10-18 | 2 | 9715.2979
2029-10-18 | 3 | 9596.6453
2029-10-18 | 4 | 9575.6735
2029-10-18 | 5 | 9572.3733
2029-10-18 | 6 | 9664.9379
2029-10-18 | 7 | 10004.6522
2029-10-18 | 8 | 10443.0684
2029-10-18 | 9 | 10727.0511
2029-10-18 | 10 | 10693.6553
2029-10-18 | 11 | 10590.4581
2029-10-18 | 12 | 10469.5383
2029-10-18 | 13 | 10569.3062
2029-10-18 | 14 | 10395.2904
2029-10-18 | 15 | 10429.7077
2029-10-18 | 16 | 10309.1406
2029-10-18 | 17 | 10381.5828
2029-10-18 | 18 | 10491.4632
2029-10-18 | 19 | 10606.8241
2029-10-18 | 20 | 10792.4104
2029-10-18 | 21 | 10731.5235
2029-10-18 | 22 | 10616.2864
2029-10-18 | 23 | 10331.0156
2029-10-18 | 24 | 10002.3059
2029-10-19 | 1 | 9743.727
2029-10-19 | 2 | 9536.8304
2029-10-19 | 3 | 9432.1527
2029-10-19 | 4 | 9373.4819
2029-10-19 | 5 | 9398.7796
2029-10-19 | 6 | 9537.4734
2029-10-19 | 7 | 9856.4458
2029-10-19 | 8 | 10248.1679
2029-10-19 | 9 | 10597.2295
2029-10-19 | 10 | 10554.5509
2029-10-19 | 11 | 10553.515
2029-10-19 | 12 | 10538.2395
2029-10-19 | 13 | 10483.8391
2029-10-19 | 14 | 10450.5614
2029-10-19 | 15 | 10495.8851
2029-10-19 | 16 | 10457.5533
2029-10-19 | 17 | 10571.9944
2029-10-19 | 18 | 10570.3186
2029-10-19 | 19 | 10641.9274
2029-10-19 | 20 | 10679.8814
2029-10-19 | 21 | 10613.3849
2029-10-19 | 22 | 10476.1251
2029-10-19 | 23 | 10204.1525
2029-10-19 | 24 | 9899.6923
2029-10-20 | 1 | 9640.5693
2029-10-20 | 2 | 9469.872
2029-10-20 | 3 | 9350.4996
2029-10-20 | 4 | 9304.4381
2029-10-20 | 5 | 9336.033
2029-10-20 | 6 | 9366.6197
2029-10-20 | 7 | 9491.1265
2029-10-20 | 8 | 9716.2968
2029-10-20 | 9 | 9940.0044
2029-10-20 | 10 | 9953.97
2029-10-20 | 11 | 9980.0647
2029-10-20 | 12 | 9951.1215
2029-10-20 | 13 | 9907.2709
2029-10-20 | 14 | 9869.9794
2029-10-20 | 15 | 9846.1535
2029-10-20 | 16 | 9826.3653
2029-10-20 | 17 | 9899.937
2029-10-20 | 18 | 10007.4885
2029-10-20 | 19 | 10200.4597
2029-10-20 | 20 | 10363.9841
2029-10-20 | 21 | 10287.111
2029-10-20 | 22 | 10196.4634
2029-10-20 | 23 | 10006.6687
2029-10-20 | 24 | 9763.949
2029-10-21 | 1 | 9533.06
2029-10-21 | 2 | 9431.2442
2029-10-21 | 3 | 9279.7407
2029-10-21 | 4 | 9271.0908
2029-10-21 | 5 | 9315.1262
2029-10-21 | 6 | 9327.9318
2029-10-21 | 7 | 9511.546
2029-10-21 | 8 | 9629.7922
2029-10-21 | 9 | 9819.9017
2029-10-21 | 10 | 9811.5125
2029-10-21 | 11 | 9836.9015
2029-10-21 | 12 | 9821.6716
2029-10-21 | 13 | 9806.2019
2029-10-21 | 14 | 9882.9732
2029-10-21 | 15 | 9861.1679
2029-10-21 | 16 | 9927.4443
2029-10-21 | 17 | 9976.4938
2029-10-21 | 18 | 10126.2952
2029-10-21 | 19 | 10366.9332
2029-10-21 | 20 | 10426.5439
2029-10-21 | 21 | 10355.515
2029-10-21 | 22 | 10238.087
2029-10-21 | 23 | 10007.3657
2029-10-21 | 24 | 9700.6341
2029-10-22 | 1 | 9457.9561
2029-10-22 | 2 | 9374.7776
2029-10-22 | 3 | 9300.9703
2029-10-22 | 4 | 9268.1454
2029-10-22 | 5 | 9298.6932
2029-10-22 | 6 | 9451.1089
2029-10-22 | 7 | 9848.8568
2029-10-22 | 8 | 10325.1278
2029-10-22 | 9 | 10573.9563
2029-10-22 | 10 | 10532.027
2029-10-22 | 11 | 10596.9495
2029-10-22 | 12 | 10527.9615
2029-10-22 | 13 | 10597.6363
2029-10-22 | 14 | 10581.4517
2029-10-22 | 15 | 10394.4275
2029-10-22 | 16 | 10367.1963
2029-10-22 | 17 | 10378.5964
2029-10-22 | 18 | 10400.4517
2029-10-22 | 19 | 10584.1939
2029-10-22 | 20 | 10709.0236
2029-10-22 | 21 | 10626.6686
2029-10-22 | 22 | 10483.6753
2029-10-22 | 23 | 10187.4018
2029-10-22 | 24 | 9870.6444
2029-10-23 | 1 | 9597.3681
2029-10-23 | 2 | 9410.4683
2029-10-23 | 3 | 9299.6397
2029-10-23 | 4 | 9274.1821
2029-10-23 | 5 | 9301.9797
2029-10-23 | 6 | 9441.7895
2029-10-23 | 7 | 9810.4614
2029-10-23 | 8 | 10234.5426
2029-10-23 | 9 | 10506.743
2029-10-23 | 10 | 10459.3244
2029-10-23 | 11 | 10402.7551
2029-10-23 | 12 | 10339.5512
2029-10-23 | 13 | 10286.0243
2029-10-23 | 14 | 10292.2555
2029-10-23 | 15 | 10297.6762
2029-10-23 | 16 | 10299.0344
2029-10-23 | 17 | 10418.7837
2029-10-23 | 18 | 10459.3414
2029-10-23 | 19 | 10581.5087
2029-10-23 | 20 | 10599.114
2029-10-23 | 21 | 10526.627
2029-10-23 | 22 | 10375.2559
2029-10-23 | 23 | 10069.777
2029-10-23 | 24 | 9773.0468
2029-10-24 | 1 | 9483.2977
2029-10-24 | 2 | 9307.0236
2029-10-24 | 3 | 9235.4034
2029-10-24 | 4 | 9207.7944
2029-10-24 | 5 | 9285.9112
2029-10-24 | 6 | 9467.9882
2029-10-24 | 7 | 9809.5103
2029-10-24 | 8 | 10362.8075
2029-10-24 | 9 | 10615.007
2029-10-24 | 10 | 10517.0297
2029-10-24 | 11 | 10442.0444
2029-10-24 | 12 | 10550.2334
2029-10-24 | 13 | 10504.7966
2029-10-24 | 14 | 10509.6011
2029-10-24 | 15 | 10476.5511
2029-10-24 | 16 | 10517.6982
2029-10-24 | 17 | 10643.6214
2029-10-24 | 18 | 10571.4077
2029-10-24 | 19 | 10711.8388
2029-10-24 | 20 | 10710.989
2029-10-24 | 21 | 10672.2184
2029-10-24 | 22 | 10530.9296
2029-10-24 | 23 | 10243.9996
2029-10-24 | 24 | 9900.7731
2029-10-25 | 1 | 9624.7442
2029-10-25 | 2 | 9445.0309
2029-10-25 | 3 | 9350.1537
2029-10-25 | 4 | 9313.1358
2029-10-25 | 5 | 9337.3544
2029-10-25 | 6 | 9510.336
2029-10-25 | 7 | 9852.0131
2029-10-25 | 8 | 10248.0628
2029-10-25 | 9 | 10507.0207
2029-10-25 | 10 | 10529.1731
2029-10-25 | 11 | 10535.9698
2029-10-25 | 12 | 10560.0422
2029-10-25 | 13 | 10425.5644
2029-10-25 | 14 | 10564.1136
2029-10-25 | 15 | 10554.2948
2029-10-25 | 16 | 10479.0012
2029-10-25 | 17 | 10548.168
2029-10-25 | 18 | 10515.8182
2029-10-25 | 19 | 10808.5437
2029-10-25 | 20 | 10781.1949
2029-10-25 | 21 | 10722.0392
2029-10-25 | 22 | 10565.934
2029-10-25 | 23 | 10295.8594
2029-10-25 | 24 | 9992.6976
2029-10-26 | 1 | 9728.8738
2029-10-26 | 2 | 9557.0324
2029-10-26 | 3 | 9487.6286
2029-10-26 | 4 | 9433.7484
2029-10-26 | 5 | 9486.6621
2029-10-26 | 6 | 9642.1927
2029-10-26 | 7 | 9989.3182
2029-10-26 | 8 | 10426.7558
2029-10-26 | 9 | 10704.114
2029-10-26 | 10 | 10676.1917
2029-10-26 | 11 | 10726.7562
2029-10-26 | 12 | 10530.4887
2029-10-26 | 13 | 10557.5944
2029-10-26 | 14 | 10631.3139
2029-10-26 | 15 | 10754.1446
2029-10-26 | 16 | 10742.7107
2029-10-26 | 17 | 10765.6128
2029-10-26 | 18 | 10761.1469
2029-10-26 | 19 | 10913.2921
2029-10-26 | 20 | 10937.2998
2029-10-26 | 21 | 10929.4314
2029-10-26 | 22 | 10804.414
2029-10-26 | 23 | 10545.2041
2029-10-26 | 24 | 10250.3746
2029-10-27 | 1 | 9968.6182
2029-10-27 | 2 | 9799.1523
2029-10-27 | 3 | 9717.7739
2029-10-27 | 4 | 9653.1713
2029-10-27 | 5 | 9655.1029
2029-10-27 | 6 | 9665.6306
2029-10-27 | 7 | 9791.6142
2029-10-27 | 8 | 9959.9016
2029-10-27 | 9 | 10144.577
2029-10-27 | 10 | 10223.547
2029-10-27 | 11 | 10276.7435
2029-10-27 | 12 | 10233.1014
2029-10-27 | 13 | 10234.956
2029-10-27 | 14 | 10231.0903
2029-10-27 | 15 | 10145.2606
2029-10-27 | 16 | 10118.4301
2029-10-27 | 17 | 10182.5808
2029-10-27 | 18 | 10258.4837
2029-10-27 | 19 | 10460.0113
2029-10-27 | 20 | 10455.1453
2029-10-27 | 21 | 10397.0044
2029-10-27 | 22 | 10310.32
2029-10-27 | 23 | 10129.0645
2029-10-27 | 24 | 9910.9617
2029-10-28 | 1 | 9667.5953
2029-10-28 | 2 | 9519.1787
2029-10-28 | 3 | 9403.7857
2029-10-28 | 4 | 9342.8644
2029-10-28 | 5 | 9288.8338
2029-10-28 | 6 | 9372.2316
2029-10-28 | 7 | 9404.0078
2029-10-28 | 8 | 9548.7053
2029-10-28 | 9 | 9739.213
2029-10-28 | 10 | 9802.5781
2029-10-28 | 11 | 9944.1529
2029-10-28 | 12 | 10019.0323
2029-10-28 | 13 | 10047.7112
2029-10-28 | 14 | 10051.7618
2029-10-28 | 15 | 10040.5712
2029-10-28 | 16 | 10072.5397
2029-10-28 | 17 | 10154.4744
2029-10-28 | 18 | 10219.3273
2029-10-28 | 19 | 10431.5947
2029-10-28 | 20 | 10414.5875
2029-10-28 | 21 | 10347.062
2029-10-28 | 22 | 10241.7724
2029-10-28 | 23 | 10005.1894
2029-10-28 | 24 | 9713.2111
2029-10-29 | 1 | 9452.4141
2029-10-29 | 2 | 9343.1551
2029-10-29 | 3 | 9263.0071
2029-10-29 | 4 | 9234.9815
2029-10-29 | 5 | 9263.2844
2029-10-29 | 6 | 9419.5611
2029-10-29 | 7 | 9787.6658
2029-10-29 | 8 | 10221.2622
2029-10-29 | 9 | 10443.3124
2029-10-29 | 10 | 10466.8288
2029-10-29 | 11 | 10467.2545
2029-10-29 | 12 | 10507.9746
2029-10-29 | 13 | 10585.3595
2029-10-29 | 14 | 10604.8854
2029-10-29 | 15 | 10398.3501
2029-10-29 | 16 | 10618.7423
2029-10-29 | 17 | 10665.1037
2029-10-29 | 18 | 10648.7876
2029-10-29 | 19 | 10824.1763
2029-10-29 | 20 | 10811.6848
2029-10-29 | 21 | 10723.1822
2029-10-29 | 22 | 10592.0255
2029-10-29 | 23 | 10300.6918
2029-10-29 | 24 | 9959.9471
2029-10-30 | 1 | 9696.6348
2029-10-30 | 2 | 9557.6227
2029-10-30 | 3 | 9478.0747
2029-10-30 | 4 | 9432.1076
2029-10-30 | 5 | 9482.3754
2029-10-30 | 6 | 9633.1278
2029-10-30 | 7 | 9934.0258
2029-10-30 | 8 | 10450.2918
2029-10-30 | 9 | 10637.6956
2029-10-30 | 10 | 10665.9599
2029-10-30 | 11 | 10595.4668
2029-10-30 | 12 | 10525.0873
2029-10-30 | 13 | 10486.2024
2029-10-30 | 14 | 10466.766
2029-10-30 | 15 | 10503.9443
2029-10-30 | 16 | 10501.5678
2029-10-30 | 17 | 10669.7389
2029-10-30 | 18 | 10659.8108
2029-10-30 | 19 | 10988.5982
2029-10-30 | 20 | 10960.7095
2029-10-30 | 21 | 10874.0638
2029-10-30 | 22 | 10727.4013
2029-10-30 | 23 | 10455.4458
2029-10-30 | 24 | 10118.6165
2029-10-31 | 1 | 9871.5733
2029-10-31 | 2 | 9698.4666
2029-10-31 | 3 | 9672.5496
2029-10-31 | 4 | 9654.5935
2029-10-31 | 5 | 9686.2402
2029-10-31 | 6 | 9845.5974
2029-10-31 | 7 | 10201.059
2029-10-31 | 8 | 10688.0187
2029-10-31 | 9 | 10852.0556
2029-10-31 | 10 | 10898.6236
2029-10-31 | 11 | 10866.806
2029-10-31 | 12 | 10834.9048
2029-10-31 | 13 | 10794.0391
2029-10-31 | 14 | 10806.558
2029-10-31 | 15 | 10808.4874
2029-10-31 | 16 | 10762.6319
2029-10-31 | 17 | 10810.8087
2029-10-31 | 18 | 10982.1034
2029-10-31 | 19 | 11302.7965
2029-10-31 | 20 | 11354.329
2029-10-31 | 21 | 11248.4947
2029-10-31 | 22 | 11077.094
2029-10-31 | 23 | 10775.7113
2029-10-31 | 24 | 10410.261
2029-11-01 | 1 | 10131.24
2029-11-01 | 2 | 10086.4323
2029-11-01 | 3 | 9974.8007
2029-11-01 | 4 | 9915.6665
2029-11-01 | 5 | 9933.7334
2029-11-01 | 6 | 10106.9897
2029-11-01 | 7 | 10367.637
2029-11-01 | 8 | 10833.8928
2029-11-01 | 9 | 11096.812
2029-11-01 | 10 | 11185.4667
2029-11-01 | 11 | 11232.5131
2029-11-01 | 12 | 11268.1445
2029-11-01 | 13 | 11367.5645
2029-11-01 | 14 | 11364.2263
2029-11-01 | 15 | 11353.4094
2029-11-01 | 16 | 11342.4516
2029-11-01 | 17 | 11232.8763
2029-11-01 | 18 | 11388.1179
2029-11-01 | 19 | 11653.9566
2029-11-01 | 20 | 11634.3347
2029-11-01 | 21 | 11522.5854
2029-11-01 | 22 | 11371.3206
2029-11-01 | 23 | 11076.9876
2029-11-01 | 24 | 10762.1522
2029-11-02 | 1 | 10467.1462
2029-11-02 | 2 | 10277.1249
2029-11-02 | 3 | 10159.0051
2029-11-02 | 4 | 10113.9544
2029-11-02 | 5 | 10122.3165
2029-11-02 | 6 | 10239.7006
2029-11-02 | 7 | 10542.7
2029-11-02 | 8 | 11000.2327
2029-11-02 | 9 | 11240.852
2029-11-02 | 10 | 11335.0947
2029-11-02 | 11 | 11341.2583
2029-11-02 | 12 | 11325.3493
2029-11-02 | 13 | 11210.3117
2029-11-02 | 14 | 11044.2496
2029-11-02 | 15 | 11015.2144
2029-11-02 | 16 | 11080.2537
2029-11-02 | 17 | 11187.5724
2029-11-02 | 18 | 11336.0017
2029-11-02 | 19 | 11590.662
2029-11-02 | 20 | 11566.366
2029-11-02 | 21 | 11504.7833
2029-11-02 | 22 | 11347.6661
2029-11-02 | 23 | 11093.5144
2029-11-02 | 24 | 10794.4103
2029-11-03 | 1 | 10497.2786
2029-11-03 | 2 | 10171.5246
2029-11-03 | 3 | 10032.5122
2029-11-03 | 4 | 9935.5312
2029-11-03 | 5 | 9899.3174
2029-11-03 | 6 | 9882.6765
2029-11-03 | 7 | 9885.9347
2029-11-03 | 8 | 10065.6243
2029-11-03 | 9 | 10313.8121
2029-11-03 | 10 | 10523.8465
2029-11-03 | 11 | 10658.4211
2029-11-03 | 12 | 10578.8953
2029-11-03 | 13 | 10616.2605
2029-11-03 | 14 | 10412.9443
2029-11-03 | 15 | 10414.9765
2029-11-03 | 16 | 10339.3765
2029-11-03 | 17 | 10417.07
2029-11-03 | 18 | 10583.1462
2029-11-03 | 19 | 10927.1931
2029-11-03 | 20 | 10929.8029
2029-11-03 | 21 | 10858.2684
2029-11-03 | 22 | 10740.155
2029-11-03 | 23 | 10536.8445
2029-11-03 | 24 | 10273.0922
2029-11-04 | 1 | 10017.3295
2029-11-04 | 2 | 9815.2968
2029-11-04 | 02X | 9806.2504
2029-11-04 | 3 | 9733.2532
2029-11-04 | 4 | 9708.1628
2029-11-04 | 5 | 9750.1156
2029-11-04 | 6 | 9838.1863
2029-11-04 | 7 | 9997.6129
2029-11-04 | 8 | 10125.0021
2029-11-04 | 9 | 10171.4444
2029-11-04 | 10 | 10220.5238
2029-11-04 | 11 | 10234.9961
2029-11-04 | 12 | 10274.4462
2029-11-04 | 13 | 10285.8745
2029-11-04 | 14 | 10261.5977
2029-11-04 | 15 | 10271.7108
2029-11-04 | 16 | 10430.8736
2029-11-04 | 17 | 10699.0593
2029-11-04 | 18 | 11022.089
2029-11-04 | 19 | 10993.4792
2029-11-04 | 20 | 10930.5421
2029-11-04 | 21 | 10798.7306
2029-11-04 | 22 | 10555.0387
2029-11-04 | 23 | 10239.0092
2029-11-04 | 24 | 9978.6589
2029-11-05 | 1 | 9866.5799
2029-11-05 | 2 | 9787.961
2029-11-05 | 3 | 9747.8417
2029-11-05 | 4 | 9764.9909
2029-11-05 | 5 | 9924.0024
2029-11-05 | 6 | 10265.7757
2029-11-05 | 7 | 10784.0424
2029-11-05 | 8 | 10929.1263
2029-11-05 | 9 | 10997.1861
2029-11-05 | 10 | 11014.4019
2029-11-05 | 11 | 10868.2974
2029-11-05 | 12 | 10815.3923
2029-11-05 | 13 | 10743.5877
2029-11-05 | 14 | 10733.0713
2029-11-05 | 15 | 10764.9179
2029-11-05 | 16 | 10891.3879
2029-11-05 | 17 | 11111.6939
2029-11-05 | 18 | 11358.2181
2029-11-05 | 19 | 11311.2734
2029-11-05 | 20 | 11226.473
2029-11-05 | 21 | 11117.187
2029-11-05 | 22 | 10768.048
2029-11-05 | 23 | 10413.0157
2029-11-05 | 24 | 10141.7299
2029-11-06 | 1 | 9943.5656
2029-11-06 | 2 | 9863.6895
2029-11-06 | 3 | 9828.8081
2029-11-06 | 4 | 9854.3438
2029-11-06 | 5 | 10005.9358
2029-11-06 | 6 | 10364.5862
2029-11-06 | 7 | 10865.5362
2029-11-06 | 8 | 11047.5431
2029-11-06 | 9 | 11044.8605
2029-11-06 | 10 | 11035.8359
2029-11-06 | 11 | 11022.5555
2029-11-06 | 12 | 11031.9
2029-11-06 | 13 | 11032.8609
2029-11-06 | 14 | 11027.3112
2029-11-06 | 15 | 11091.2176
2029-11-06 | 16 | 11237.9632
2029-11-06 | 17 | 11450.5656
2029-11-06 | 18 | 11697.2959
2029-11-06 | 19 | 11617.628
2029-11-06 | 20 | 11531.2589
2029-11-06 | 21 | 11382.4679
2029-11-06 | 22 | 11095.7371
2029-11-06 | 23 | 10731.8547
2029-11-06 | 24 | 10449.7244
2029-11-07 | 1 | 10248.6147
2029-11-07 | 2 | 10157.0655
2029-11-07 | 3 | 10113.0895
2029-11-07 | 4 | 10121.7953
2029-11-07 | 5 | 10255.1458
2029-11-07 | 6 | 10538.899
2029-11-07 | 7 | 10985.6888
2029-11-07 | 8 | 11197.7063
2029-11-07 | 9 | 11228.499
2029-11-07 | 10 | 11186.3348
2029-11-07 | 11 | 11101.4323
2029-11-07 | 12 | 11062.5238
2029-11-07 | 13 | 11040.9722
2029-11-07 | 14 | 10996.9248
2029-11-07 | 15 | 10989.1361
2029-11-07 | 16 | 11096.5403
2029-11-07 | 17 | 11348.2834
2029-11-07 | 18 | 11644.7394
2029-11-07 | 19 | 11590.5275
2029-11-07 | 20 | 11536.358
2029-11-07 | 21 | 11408.1135
2029-11-07 | 22 | 11123.955
2029-11-07 | 23 | 10780.3402
2029-11-07 | 24 | 10476.5952
2029-11-08 | 1 | 10310.1817
2029-11-08 | 2 | 10212.1765
2029-11-08 | 3 | 10162.7059
2029-11-08 | 4 | 10150.6747
2029-11-08 | 5 | 10260.4373
2029-11-08 | 6 | 10535.2633
2029-11-08 | 7 | 11007.2908
2029-11-08 | 8 | 11192.1326
2029-11-08 | 9 | 11244.6328
2029-11-08 | 10 | 11176.3311
2029-11-08 | 11 | 11143.2714
2029-11-08 | 12 | 11036.0716
2029-11-08 | 13 | 11025.1611
2029-11-08 | 14 | 11107.6895
2029-11-08 | 15 | 11011.9869
2029-11-08 | 16 | 11148.6817
2029-11-08 | 17 | 11403.9547
2029-11-08 | 18 | 11580.2517
2029-11-08 | 19 | 11522.327
2029-11-08 | 20 | 11459.5001
2029-11-08 | 21 | 11306.7852
2029-11-08 | 22 | 11058.136
2029-11-08 | 23 | 10746.8755
2029-11-08 | 24 | 10464.6433
2029-11-09 | 1 | 10240.4682
2029-11-09 | 2 | 10129.7645
2029-11-09 | 3 | 10077.3094
2029-11-09 | 4 | 10076.7357
2029-11-09 | 5 | 10202.5362
2029-11-09 | 6 | 10470.7659
2029-11-09 | 7 | 10937.5405
2029-11-09 | 8 | 11135.4708
2029-11-09 | 9 | 11200.3746
2029-11-09 | 10 | 11169.5147
2029-11-09 | 11 | 11281.6428
2029-11-09 | 12 | 11210.7325
2029-11-09 | 13 | 11112.421
2029-11-09 | 14 | 10911.6216
2029-11-09 | 15 | 10872.1677
2029-11-09 | 16 | 11068.4945
2029-11-09 | 17 | 11266.1569
2029-11-09 | 18 | 11451.7494
2029-11-09 | 19 | 11366.3341
2029-11-09 | 20 | 11290.1067
2029-11-09 | 21 | 11145.9204
2029-11-09 | 22 | 10878.9443
2029-11-09 | 23 | 10553.197
2029-11-09 | 24 | 10275.1765
2029-11-10 | 1 | 10062.8696
2029-11-10 | 2 | 9933.173
2029-11-10 | 3 | 9863.8176
2029-11-10 | 4 | 9829.1954
2029-11-10 | 5 | 9867.6378
2029-11-10 | 6 | 9966.7213
2029-11-10 | 7 | 10178.4543
2029-11-10 | 8 | 10307.0833
2029-11-10 | 9 | 10521.2239
2029-11-10 | 10 | 10662.0853
2029-11-10 | 11 | 10693.5876
2029-11-10 | 12 | 10626.4388
2029-11-10 | 13 | 10616.5448
2029-11-10 | 14 | 10680.9119
2029-11-10 | 15 | 10668.861
2029-11-10 | 16 | 10701.3448
2029-11-10 | 17 | 10880.4607
2029-11-10 | 18 | 11119.2338
2029-11-10 | 19 | 11052.6069
2029-11-10 | 20 | 10972.4326
2029-11-10 | 21 | 10852.258
2029-11-10 | 22 | 10662.4799
2029-11-10 | 23 | 10414.9458
2029-11-10 | 24 | 10177.8999
2029-11-11 | 1 | 10007.8397
2029-11-11 | 2 | 9901.7757
2029-11-11 | 3 | 9839.4946
2029-11-11 | 4 | 9845.4174
2029-11-11 | 5 | 9886.2161
2029-11-11 | 6 | 9990.8926
2029-11-11 | 7 | 10187.0667
2029-11-11 | 8 | 10229.0541
2029-11-11 | 9 | 10418.6947
2029-11-11 | 10 | 10443.5898
2029-11-11 | 11 | 10501.3781
2029-11-11 | 12 | 10548.7442
2029-11-11 | 13 | 10608.4786
2029-11-11 | 14 | 10623.9548
2029-11-11 | 15 | 10567.4277
2029-11-11 | 16 | 10724.679
2029-11-11 | 17 | 10957.8651
2029-11-11 | 18 | 11204.7432
2029-11-11 | 19 | 11156.7889
2029-11-11 | 20 | 11088.3221
2029-11-11 | 21 | 10960.5997
2029-11-11 | 22 | 10722.7834
2029-11-11 | 23 | 10401.3877
2029-11-11 | 24 | 10127.8947
2029-11-12 | 1 | 10003.6405
2029-11-12 | 2 | 9905.6303
2029-11-12 | 3 | 9856.84
2029-11-12 | 4 | 9903.6736
2029-11-12 | 5 | 9985.0096
2029-11-12 | 6 | 10296.2374
2029-11-12 | 7 | 10727.539
2029-11-12 | 8 | 10958.6121
2029-11-12 | 9 | 11056.6196
2029-11-12 | 10 | 11047.0483
2029-11-12 | 11 | 11094.2449
2029-11-12 | 12 | 10910.5151
2029-11-12 | 13 | 10793.3113
2029-11-12 | 14 | 10796.001
2029-11-12 | 15 | 10790.8477
2029-11-12 | 16 | 10966.4966
2029-11-12 | 17 | 11154.7762
2029-11-12 | 18 | 11274.2894
2029-11-12 | 19 | 11183.324
2029-11-12 | 20 | 11105.7852
2029-11-12 | 21 | 10944.5406
2029-11-12 | 22 | 10653.7406
2029-11-12 | 23 | 10303.6751
2029-11-12 | 24 | 10010.0447
2029-11-13 | 1 | 9815.5341
2029-11-13 | 2 | 9726.6816
2029-11-13 | 3 | 9688.4375
2029-11-13 | 4 | 9707.4948
2029-11-13 | 5 | 9856.3108
2029-11-13 | 6 | 10207.749
2029-11-13 | 7 | 10692.5505
2029-11-13 | 8 | 10862.3175
2029-11-13 | 9 | 11003.7253
2029-11-13 | 10 | 11038.5824
2029-11-13 | 11 | 10829.0736
2029-11-13 | 12 | 10990.8475
2029-11-13 | 13 | 11058.7265
2029-11-13 | 14 | 11027.8192
2029-11-13 | 15 | 11059.4639
2029-11-13 | 16 | 11155.7711
2029-11-13 | 17 | 11295.2906
2029-11-13 | 18 | 11393.1519
2029-11-13 | 19 | 11287.8334
2029-11-13 | 20 | 11209.2127
2029-11-13 | 21 | 11046.6911
2029-11-13 | 22 | 10744.7597
2029-11-13 | 23 | 10394.3437
2029-11-13 | 24 | 10153.2599
2029-11-14 | 1 | 9951.9814
2029-11-14 | 2 | 9823.5141
2029-11-14 | 3 | 9784.7699
2029-11-14 | 4 | 9811.9903
2029-11-14 | 5 | 9970.8166
2029-11-14 | 6 | 10318.7635
2029-11-14 | 7 | 10792.9367
2029-11-14 | 8 | 10976.706
2029-11-14 | 9 | 11108.6744
2029-11-14 | 10 | 11082.118
2029-11-14 | 11 | 11051.2691
2029-11-14 | 12 | 10956.0473
2029-11-14 | 13 | 11167.9159
2029-11-14 | 14 | 10930.3178
2029-11-14 | 15 | 11168.1991
2029-11-14 | 16 | 11245.0882
2029-11-14 | 17 | 11412.9155
2029-11-14 | 18 | 11539.005
2029-11-14 | 19 | 11436.0116
2029-11-14 | 20 | 11355.2369
2029-11-14 | 21 | 11162.7143
2029-11-14 | 22 | 10860.0067
2029-11-14 | 23 | 10494.3706
2029-11-14 | 24 | 10201.2789
2029-11-15 | 1 | 10037.5696
2029-11-15 | 2 | 9937.8001
2029-11-15 | 3 | 9891.7171
2029-11-15 | 4 | 9897.2062
2029-11-15 | 5 | 10021.3946
2029-11-15 | 6 | 10322.7505
2029-11-15 | 7 | 10780.0069
2029-11-15 | 8 | 11068.0408
2029-11-15 | 9 | 11167.0349
2029-11-15 | 10 | 10977.0477
2029-11-15 | 11 | 10915.2653
2029-11-15 | 12 | 10952.0962
2029-11-15 | 13 | 10957.3342
2029-11-15 | 14 | 10987.38
2029-11-15 | 15 | 11071.4935
2029-11-15 | 16 | 11188.8692
2029-11-15 | 17 | 11343.308
2029-11-15 | 18 | 11471.0765
2029-11-15 | 19 | 11394.4959
2029-11-15 | 20 | 11305.949
2029-11-15 | 21 | 11165.4036
2029-11-15 | 22 | 10827.7325
2029-11-15 | 23 | 10540.0605
2029-11-15 | 24 | 10263.2259
2029-11-16 | 1 | 10076.7436
2029-11-16 | 2 | 9964.7086
2029-11-16 | 3 | 9922.2492
2029-11-16 | 4 | 9902.0957
2029-11-16 | 5 | 10049.7437
2029-11-16 | 6 | 10361.1212
2029-11-16 | 7 | 10831.1521
2029-11-16 | 8 | 11102.9328
2029-11-16 | 9 | 11267.5486
2029-11-16 | 10 | 11274.9551
2029-11-16 | 11 | 11130.4015
2029-11-16 | 12 | 11065.569
2029-11-16 | 13 | 10957.7446
2029-11-16 | 14 | 10997.0146
2029-11-16 | 15 | 11199.9602
2029-11-16 | 16 | 11296.1064
2029-11-16 | 17 | 11508.3857
2029-11-16 | 18 | 11665.7906
2029-11-16 | 19 | 11572.6745
2029-11-16 | 20 | 11481.7807
2029-11-16 | 21 | 11328.3429
2029-11-16 | 22 | 11061.4495
2029-11-16 | 23 | 10745.0087
2029-11-16 | 24 | 10466.6915
2029-11-17 | 1 | 10278.0113
2029-11-17 | 2 | 10169.4842
2029-11-17 | 3 | 10091.5155
2029-11-17 | 4 | 10102.9438
2029-11-17 | 5 | 10126.776
2029-11-17 | 6 | 10206.0148
2029-11-17 | 7 | 10400.4758
2029-11-17 | 8 | 10584.7835
2029-11-17 | 9 | 10841.8716
2029-11-17 | 10 | 10853.9292
2029-11-17 | 11 | 10921.5209
2029-11-17 | 12 | 10804.7661
2029-11-17 | 13 | 10845.4027
2029-11-17 | 14 | 10759.5628
2029-11-17 | 15 | 10732.9917
2029-11-17 | 16 | 10849.3479
2029-11-17 | 17 | 11227.6102
2029-11-17 | 18 | 11475.4239
2029-11-17 | 19 | 11423.6649
2029-11-17 | 20 | 11357.2799
2029-11-17 | 21 | 11240.8079
2029-11-17 | 22 | 11071.2222
2029-11-17 | 23 | 10785.0901
2029-11-17 | 24 | 10522.7231
2029-11-18 | 1 | 10305.9694
2029-11-18 | 2 | 10169.2205
2029-11-18 | 3 | 10082.6846
2029-11-18 | 4 | 10057.3552
2029-11-18 | 5 | 10060.9154
2029-11-18 | 6 | 10096.3263
2029-11-18 | 7 | 10255.1344
2029-11-18 | 8 | 10464.2947
2029-11-18 | 9 | 10696.2104
2029-11-18 | 10 | 10667.9465
2029-11-18 | 11 | 10789.4606
2029-11-18 | 12 | 10776.3984
2029-11-18 | 13 | 10818.1939
2029-11-18 | 14 | 10811.0815
2029-11-18 | 15 | 10858.3439
2029-11-18 | 16 | 10958.741
2029-11-18 | 17 | 11247.5475
2029-11-18 | 18 | 11510.2548
2029-11-18 | 19 | 11450.6481
2029-11-18 | 20 | 11369.186
2029-11-18 | 21 | 11238.087
2029-11-18 | 22 | 11002.4354
2029-11-18 | 23 | 10682.3316
2029-11-18 | 24 | 10411.8646
2029-11-19 | 1 | 10282.7622
2029-11-19 | 2 | 10168.5845
2029-11-19 | 3 | 10111.8155
2029-11-19 | 4 | 10121.3874
2029-11-19 | 5 | 10221.1509
2029-11-19 | 6 | 10506.9664
2029-11-19 | 7 | 10963.8007
2029-11-19 | 8 | 11335.1127
2029-11-19 | 9 | 11484.1476
2029-11-19 | 10 | 11166.4151
2029-11-19 | 11 | 11115.551
2029-11-19 | 12 | 11107.774
2029-11-19 | 13 | 11109.3747
2029-11-19 | 14 | 11102.5239
2029-11-19 | 15 | 11123.1067
2029-11-19 | 16 | 11294.6466
2029-11-19 | 17 | 11664.2713
2029-11-19 | 18 | 11850.1967
2029-11-19 | 19 | 11768.7072
2029-11-19 | 20 | 11689.0277
2029-11-19 | 21 | 11534.597
2029-11-19 | 22 | 11229.4311
2029-11-19 | 23 | 10851.7738
2029-11-19 | 24 | 10555.2947
2029-11-20 | 1 | 10338.3848
2029-11-20 | 2 | 10239.9963
2029-11-20 | 3 | 10188.9316
2029-11-20 | 4 | 10199.5238
2029-11-20 | 5 | 10332.3393
2029-11-20 | 6 | 10637.3672
2029-11-20 | 7 | 11100.0588
2029-11-20 | 8 | 11463.3377
2029-11-20 | 9 | 11598.3542
2029-11-20 | 10 | 11362.8984
2029-11-20 | 11 | 11392.6091
2029-11-20 | 12 | 11312.9712
2029-11-20 | 13 | 11391.2486
2029-11-20 | 14 | 11312.0028
2029-11-20 | 15 | 11398.8451
2029-11-20 | 16 | 11508.8537
2029-11-20 | 17 | 11897.2369
2029-11-20 | 18 | 12108.2416
2029-11-20 | 19 | 11998.7533
2029-11-20 | 20 | 11895.8383
2029-11-20 | 21 | 11759.5102
2029-11-20 | 22 | 11513.9129
2029-11-20 | 23 | 11169.6998
2029-11-20 | 24 | 10854.388
2029-11-21 | 1 | 10618.4482
2029-11-21 | 2 | 10522.0086
2029-11-21 | 3 | 10466.4795
2029-11-21 | 4 | 10451.303
2029-11-21 | 5 | 10537.8802
2029-11-21 | 6 | 10737.101
2029-11-21 | 7 | 11151.8765
2029-11-21 | 8 | 11567.6525
2029-11-21 | 9 | 11734.9998
2029-11-21 | 10 | 11594.0283
2029-11-21 | 11 | 11533.9649
2029-11-21 | 12 | 11649.6783
2029-11-21 | 13 | 11582.5685
2029-11-21 | 14 | 11533.6465
2029-11-21 | 15 | 11603.4637
2029-11-21 | 16 | 11622.6433
2029-11-21 | 17 | 11865.746
2029-11-21 | 18 | 12094.4667
2029-11-21 | 19 | 12036.5694
2029-11-21 | 20 | 11943.8292
2029-11-21 | 21 | 11788.7725
2029-11-21 | 22 | 11576.2731
2029-11-21 | 23 | 11231.9644
2029-11-21 | 24 | 10905.4551
2029-11-22 | 1 | 10711.2973
2029-11-22 | 2 | 10595.8585
2029-11-22 | 3 | 10518.7791
2029-11-22 | 4 | 10501.0568
2029-11-22 | 5 | 10554.6903
2029-11-22 | 6 | 10705.0463
2029-11-22 | 7 | 11115.0274
2029-11-22 | 8 | 11536.7183
2029-11-22 | 9 | 11719.681
2029-11-22 | 10 | 11543.8833
2029-11-22 | 11 | 11550.27
2029-11-22 | 12 | 11475.1281
2029-11-22 | 13 | 11527.4562
2029-11-22 | 14 | 11409.9856
2029-11-22 | 15 | 11517.8533
2029-11-22 | 16 | 11502.0232
2029-11-22 | 17 | 11808.2508
2029-11-22 | 18 | 12004.6813
2029-11-22 | 19 | 11934.7279
2029-11-22 | 20 | 11799.5358
2029-11-22 | 21 | 11667.2323
2029-11-22 | 22 | 11427.5329
2029-11-22 | 23 | 11097.6161
2029-11-22 | 24 | 10777.169
2029-11-23 | 1 | 10542.7589
2029-11-23 | 2 | 10409.3896
2029-11-23 | 3 | 10337.2169
2029-11-23 | 4 | 10324.4757
2029-11-23 | 5 | 10411.481
2029-11-23 | 6 | 10611.4793
2029-11-23 | 7 | 11061.1914
2029-11-23 | 8 | 11465.3254
2029-11-23 | 9 | 11600.4306
2029-11-23 | 10 | 11535.5244
2029-11-23 | 11 | 11541.5215
2029-11-23 | 12 | 11491.2097
2029-11-23 | 13 | 11426.7518
2029-11-23 | 14 | 11326.9813
2029-11-23 | 15 | 11339.3665
2029-11-23 | 16 | 11347.0844
2029-11-23 | 17 | 11603.9629
2029-11-23 | 18 | 11741.9637
2029-11-23 | 19 | 11663.7808
2029-11-23 | 20 | 11550.8367
2029-11-23 | 21 | 11468.361
2029-11-23 | 22 | 11185.1351
2029-11-23 | 23 | 10852.6124
2029-11-23 | 24 | 10573.2033
2029-11-24 | 1 | 10349.9183
2029-11-24 | 2 | 10210.9083
2029-11-24 | 3 | 10143.4513
2029-11-24 | 4 | 10090.5293
2029-11-24 | 5 | 10067.5896
2029-11-24 | 6 | 10106.1349
2029-11-24 | 7 | 10282.1311
2029-11-24 | 8 | 10615.7484
2029-11-24 | 9 | 10852.4829
2029-11-24 | 10 | 10797.2482
2029-11-24 | 11 | 10780.4324
2029-11-24 | 12 | 10706.6314
2029-11-24 | 13 | 10667.9135
2029-11-24 | 14 | 10752.7737
2029-11-24 | 15 | 10551.5481
2029-11-24 | 16 | 10780.0952
2029-11-24 | 17 | 11077.5418
2029-11-24 | 18 | 11237.2116
2029-11-24 | 19 | 11201.3212
2029-11-24 | 20 | 11098.2633
2029-11-24 | 21 | 10962.0513
2029-11-24 | 22 | 10766.3339
2029-11-24 | 23 | 10489.2749
2029-11-24 | 24 | 10239.8289
2029-11-25 | 1 | 10081.1874
2029-11-25 | 2 | 9959.9881
2029-11-25 | 3 | 9892.3301
2029-11-25 | 4 | 9865.0949
2029-11-25 | 5 | 9868.0143
2029-11-25 | 6 | 9941.1596
2029-11-25 | 7 | 10078.9218
2029-11-25 | 8 | 10332.836
2029-11-25 | 9 | 10563.5087
2029-11-25 | 10 | 10441.0467
2029-11-25 | 11 | 10369.2661
2029-11-25 | 12 | 10403.8838
2029-11-25 | 13 | 10428.889
2029-11-25 | 14 | 10438.1931
2029-11-25 | 15 | 10504.0204
2029-11-25 | 16 | 10670.5921
2029-11-25 | 17 | 11015.179
2029-11-25 | 18 | 11174.625
2029-11-25 | 19 | 11117.5325
2029-11-25 | 20 | 11050.3214
2029-11-25 | 21 | 10915.6522
2029-11-25 | 22 | 10691.4904
2029-11-25 | 23 | 10381.2144
2029-11-25 | 24 | 10115.6559
2029-11-26 | 1 | 10007.5743
2029-11-26 | 2 | 9912.2411
2029-11-26 | 3 | 9867.355
2029-11-26 | 4 | 9879.6141
2029-11-26 | 5 | 10039.9253
2029-11-26 | 6 | 10389.0367
2029-11-26 | 7 | 10864.3298
2029-11-26 | 8 | 11232.535
2029-11-26 | 9 | 11356.9093
2029-11-26 | 10 | 11260.4425
2029-11-26 | 11 | 11146.8482
2029-11-26 | 12 | 11109.2057
2029-11-26 | 13 | 11007.6919
2029-11-26 | 14 | 11043.9834
2029-11-26 | 15 | 11134.5545
2029-11-26 | 16 | 11134.881
2029-11-26 | 17 | 11510.0462
2029-11-26 | 18 | 11616.8085
2029-11-26 | 19 | 11545.8109
2029-11-26 | 20 | 11500.2569
2029-11-26 | 21 | 11297.39
2029-11-26 | 22 | 10998.803
2029-11-26 | 23 | 10615.5625
2029-11-26 | 24 | 10313.0789
2029-11-27 | 1 | 10110.8456
2029-11-27 | 2 | 10016.6311
2029-11-27 | 3 | 9966.9085
2029-11-27 | 4 | 9970.3858
2029-11-27 | 5 | 10093.1606
2029-11-27 | 6 | 10413.2487
2029-11-27 | 7 | 10866.4933
2029-11-27 | 8 | 11262.024
2029-11-27 | 9 | 11316.8551
2029-11-27 | 10 | 11206.9414
2029-11-27 | 11 | 11249.0816
2029-11-27 | 12 | 11051.5959
2029-11-27 | 13 | 11033.9819
2029-11-27 | 14 | 11038.599
2029-11-27 | 15 | 11261.6573
2029-11-27 | 16 | 11193.3217
2029-11-27 | 17 | 11470.6387
2029-11-27 | 18 | 11558.2879
2029-11-27 | 19 | 11488.6635
2029-11-27 | 20 | 11427.6991
2029-11-27 | 21 | 11300.8486
2029-11-27 | 22 | 10987.0312
2029-11-27 | 23 | 10625.8456
2029-11-27 | 24 | 10344.6939
2029-11-28 | 1 | 10105.1098
2029-11-28 | 2 | 10074.576
2029-11-28 | 3 | 10027.3716
2029-11-28 | 4 | 10042.3113
2029-11-28 | 5 | 10181.975
2029-11-28 | 6 | 10443.5403
2029-11-28 | 7 | 10916.4153
2029-11-28 | 8 | 11281.0448
2029-11-28 | 9 | 11379.1355
2029-11-28 | 10 | 11278.1833
2029-11-28 | 11 | 11294.1568
2029-11-28 | 12 | 11081.8003
2029-11-28 | 13 | 11169.259
2029-11-28 | 14 | 11194.3279
2029-11-28 | 15 | 11213.1062
2029-11-28 | 16 | 11239.1105
2029-11-28 | 17 | 11439.3596
2029-11-28 | 18 | 11521.1391
2029-11-28 | 19 | 11440.8615
2029-11-28 | 20 | 11372.0554
2029-11-28 | 21 | 11215.6557
2029-11-28 | 22 | 10912.3298
2029-11-28 | 23 | 10550.7781
2029-11-28 | 24 | 10253.4326
2029-11-29 | 1 | 10092.8222
2029-11-29 | 2 | 10017.7172
2029-11-29 | 3 | 9958.0722
2029-11-29 | 4 | 9958.5046
2029-11-29 | 5 | 10083.4909
2029-11-29 | 6 | 10398.0366
2029-11-29 | 7 | 10804.9901
2029-11-29 | 8 | 11167.4703
2029-11-29 | 9 | 11192.216
2029-11-29 | 10 | 10986.0951
2029-11-29 | 11 | 11089.0832
2029-11-29 | 12 | 11051.0298
2029-11-29 | 13 | 11011.2059
2029-11-29 | 14 | 10768.19
2029-11-29 | 15 | 10792.4062
2029-11-29 | 16 | 10910.8523
2029-11-29 | 17 | 11229.7785
2029-11-29 | 18 | 11300.4144
2029-11-29 | 19 | 11219.9731
2029-11-29 | 20 | 11133.0829
2029-11-29 | 21 | 10977.8003
2029-11-29 | 22 | 10707.1768
2029-11-29 | 23 | 10390.2025
2029-11-29 | 24 | 10122.4191
2029-11-30 | 1 | 9941.7145
2029-11-30 | 2 | 9848.3939
2029-11-30 | 3 | 9815.6562
2029-11-30 | 4 | 9928.0877
2029-11-30 | 5 | 10066.0913
2029-11-30 | 6 | 10417.5364
2029-11-30 | 7 | 10950.6743
2029-11-30 | 8 | 11208.6941
2029-11-30 | 9 | 11346.7738
2029-11-30 | 10 | 11254.3357
2029-11-30 | 11 | 11036.9609
2029-11-30 | 12 | 11222.2807
2029-11-30 | 13 | 11205.5145
2029-11-30 | 14 | 11228.2495
2029-11-30 | 15 | 11255.7754
2029-11-30 | 16 | 11285.1037
2029-11-30 | 17 | 11492.7314
2029-11-30 | 18 | 11595.9503
2029-11-30 | 19 | 11545.9882
2029-11-30 | 20 | 11452.5013
2029-11-30 | 21 | 11262.4175
2029-11-30 | 22 | 10991.4501
2029-11-30 | 23 | 10666.4084
2029-11-30 | 24 | 10375.4228
2029-12-01 | 1 | 10321.6366
2029-12-01 | 2 | 10183.6485
2029-12-01 | 3 | 10092.9627
2029-12-01 | 4 | 10061.1638
2029-12-01 | 5 | 10079.8849
2029-12-01 | 6 | 10160.3853
2029-12-01 | 7 | 10352.5527
2029-12-01 | 8 | 10667.344
2029-12-01 | 9 | 10845.9749
2029-12-01 | 10 | 10693.7951
2029-12-01 | 11 | 10649.6718
2029-12-01 | 12 | 10628.15
2029-12-01 | 13 | 10805.2027
2029-12-01 | 14 | 10586.8365
2029-12-01 | 15 | 10621.6654
2029-12-01 | 16 | 10801.1268
2029-12-01 | 17 | 11203.8246
2029-12-01 | 18 | 11335.009
2029-12-01 | 19 | 11256.9038
2029-12-01 | 20 | 11175.1147
2029-12-01 | 21 | 11038.0238
2029-12-01 | 22 | 10866.1319
2029-12-01 | 23 | 10609.0937
2029-12-01 | 24 | 10367.2512
2029-12-02 | 1 | 10206.4476
2029-12-02 | 2 | 10087.2011
2029-12-02 | 3 | 9980.6144
2029-12-02 | 4 | 10006.3142
2029-12-02 | 5 | 10046.8653
2029-12-02 | 6 | 10157.4804
2029-12-02 | 7 | 10404.0776
2029-12-02 | 8 | 10656.2234
2029-12-02 | 9 | 10729.8746
2029-12-02 | 10 | 10760.5018
2029-12-02 | 11 | 10901.2999
2029-12-02 | 12 | 10934.3224
2029-12-02 | 13 | 10899.9101
2029-12-02 | 14 | 10949.1261
2029-12-02 | 15 | 11026.7125
2029-12-02 | 16 | 11142.9705
2029-12-02 | 17 | 11441.7437
2029-12-02 | 18 | 11617.7174
2029-12-02 | 19 | 11548.8532
2029-12-02 | 20 | 11479.6297
2029-12-02 | 21 | 11358.5365
2029-12-02 | 22 | 11136.3276
2029-12-02 | 23 | 10819.2866
2029-12-02 | 24 | 10555.5735
2029-12-03 | 1 | 10435.2985
2029-12-03 | 2 | 10339.864
2029-12-03 | 3 | 10304.1769
2029-12-03 | 4 | 10297.1934
2029-12-03 | 5 | 10399.6111
2029-12-03 | 6 | 10682.7567
2029-12-03 | 7 | 11129.098
2029-12-03 | 8 | 11506.7546
2029-12-03 | 9 | 11576.6283
2029-12-03 | 10 | 11514.5787
2029-12-03 | 11 | 11522.3452
2029-12-03 | 12 | 11418.162
2029-12-03 | 13 | 11432.4971
2029-12-03 | 14 | 11328.2456
2029-12-03 | 15 | 11173.0109
2029-12-03 | 16 | 11315.7999
2029-12-03 | 17 | 11665.2154
2029-12-03 | 18 | 11711.0731
2029-12-03 | 19 | 11603.6501
2029-12-03 | 20 | 11557.8831
2029-12-03 | 21 | 11412.0192
2029-12-03 | 22 | 11106.0207
2029-12-03 | 23 | 10776.3433
2029-12-03 | 24 | 10436.5284
2029-12-04 | 1 | 10264.4525
2029-12-04 | 2 | 10162.479
2029-12-04 | 3 | 10066.7006
2029-12-04 | 4 | 10123.9931
2029-12-04 | 5 | 10253.7396
2029-12-04 | 6 | 10578.5743
2029-12-04 | 7 | 11061.5082
2029-12-04 | 8 | 11437.3643
2029-12-04 | 9 | 11485.7394
2029-12-04 | 10 | 11249.2674
2029-12-04 | 11 | 11440.0176
2029-12-04 | 12 | 11486.2059
2029-12-04 | 13 | 11492.4054
2029-12-04 | 14 | 11491.4354
2029-12-04 | 15 | 11511.9554
2029-12-04 | 16 | 11592.5891
2029-12-04 | 17 | 11777.4712
2029-12-04 | 18 | 11866.0543
2029-12-04 | 19 | 11778.0921
2029-12-04 | 20 | 11673.7894
2029-12-04 | 21 | 11504.7249
2029-12-04 | 22 | 11184.5313
2029-12-04 | 23 | 10815.0999
2029-12-04 | 24 | 10527.6868
2029-12-05 | 1 | 10324.3416
2029-12-05 | 2 | 10284.5573
2029-12-05 | 3 | 10247.5796
2029-12-05 | 4 | 10261.9592
2029-12-05 | 5 | 10354.3283
2029-12-05 | 6 | 10673.2355
2029-12-05 | 7 | 11113.6704
2029-12-05 | 8 | 11489.4579
2029-12-05 | 9 | 11549.2615
2029-12-05 | 10 | 11389.5107
2029-12-05 | 11 | 11332.3568
2029-12-05 | 12 | 11275.9916
2029-12-05 | 13 | 11263.2494
2029-12-05 | 14 | 11280.5814
2029-12-05 | 15 | 11450.8087
2029-12-05 | 16 | 11562.4709
2029-12-05 | 17 | 11779.3712
2029-12-05 | 18 | 11874.2495
2029-12-05 | 19 | 11796.8282
2029-12-05 | 20 | 11720.0309
2029-12-05 | 21 | 11553.8418
2029-12-05 | 22 | 11269.5102
2029-12-05 | 23 | 10950.2012
2029-12-05 | 24 | 10661.5777
2029-12-06 | 1 | 10506.218
2029-12-06 | 2 | 10391.834
2029-12-06 | 3 | 10328.7366
2029-12-06 | 4 | 10299.6329
2029-12-06 | 5 | 10422.6608
2029-12-06 | 6 | 10720.2705
2029-12-06 | 7 | 11172.607
2029-12-06 | 8 | 11547.4975
2029-12-06 | 9 | 11609.8457
2029-12-06 | 10 | 11560.2506
2029-12-06 | 11 | 11622.5038
2029-12-06 | 12 | 11565.1841
2029-12-06 | 13 | 11498.2211
2029-12-06 | 14 | 11612.7019
2029-12-06 | 15 | 11602.6361
2029-12-06 | 16 | 11648.6271
2029-12-06 | 17 | 11908.9309
2029-12-06 | 18 | 12049.9079
2029-12-06 | 19 | 11951.1335
2029-12-06 | 20 | 11844.2286
2029-12-06 | 21 | 11690.1754
2029-12-06 | 22 | 11451.5273
2029-12-06 | 23 | 11119.1591
2029-12-06 | 24 | 10815.0931
2029-12-07 | 1 | 10598.8346
2029-12-07 | 2 | 10488.8807
2029-12-07 | 3 | 10435.6975
2029-12-07 | 4 | 10423.3232
2029-12-07 | 5 | 10506.7422
2029-12-07 | 6 | 10750.096
2029-12-07 | 7 | 11195.8222
2029-12-07 | 8 | 11616.43
2029-12-07 | 9 | 11691.4769
2029-12-07 | 10 | 11636.8437
2029-12-07 | 11 | 11552.3338
2029-12-07 | 12 | 11530.9652
2029-12-07 | 13 | 11390.8435
2029-12-07 | 14 | 11449.7172
2029-12-07 | 15 | 11334.3453
2029-12-07 | 16 | 11446.9636
2029-12-07 | 17 | 11698.1696
2029-12-07 | 18 | 11728.4662
2029-12-07 | 19 | 11658.0811
2029-12-07 | 20 | 11589.2627
2029-12-07 | 21 | 11438.9426
2029-12-07 | 22 | 11160.9058
2029-12-07 | 23 | 10820.5066
2029-12-07 | 24 | 10525.9548
2029-12-08 | 1 | 10301.0737
2029-12-08 | 2 | 10163.5526
2029-12-08 | 3 | 10069.5151
2029-12-08 | 4 | 10081.1465
2029-12-08 | 5 | 10093.4178
2029-12-08 | 6 | 10160.5545
2029-12-08 | 7 | 10354.6207
2029-12-08 | 8 | 10675.6363
2029-12-08 | 9 | 10813.0112
2029-12-08 | 10 | 10716.7293
2029-12-08 | 11 | 10857.8897
2029-12-08 | 12 | 10683.1487
2029-12-08 | 13 | 10664.1816
2029-12-08 | 14 | 10696.7582
2029-12-08 | 15 | 10766.2249
2029-12-08 | 16 | 10929.917
2029-12-08 | 17 | 11311.1702
2029-12-08 | 18 | 11451.0501
2029-12-08 | 19 | 11349.2476
2029-12-08 | 20 | 11241.8659
2029-12-08 | 21 | 11112.1952
2029-12-08 | 22 | 10902.9014
2029-12-08 | 23 | 10696.5673
2029-12-08 | 24 | 10414.2791
2029-12-09 | 1 | 10233.399
2029-12-09 | 2 | 10106.0657
2029-12-09 | 3 | 10043.8452
2029-12-09 | 4 | 10072.2863
2029-12-09 | 5 | 10122.408
2029-12-09 | 6 | 10223.9088
2029-12-09 | 7 | 10377.5798
2029-12-09 | 8 | 10643.3111
2029-12-09 | 9 | 10762.2342
2029-12-09 | 10 | 10708.7527
2029-12-09 | 11 | 10744.3868
2029-12-09 | 12 | 10897.9172
2029-12-09 | 13 | 10972.0755
2029-12-09 | 14 | 10945.4104
2029-12-09 | 15 | 10902.2427
2029-12-09 | 16 | 11115.6547
2029-12-09 | 17 | 11562.002
2029-12-09 | 18 | 11764.7976
2029-12-09 | 19 | 11692.6902
2029-12-09 | 20 | 11602.1302
2029-12-09 | 21 | 11468.7185
2029-12-09 | 22 | 11253.1835
2029-12-09 | 23 | 10948.3711
2029-12-09 | 24 | 10676.4063
2029-12-10 | 1 | 10555.4735
2029-12-10 | 2 | 10472.9142
2029-12-10 | 3 | 10430.7133
2029-12-10 | 4 | 10444.6708
2029-12-10 | 5 | 10584.1797
2029-12-10 | 6 | 10885.2078
2029-12-10 | 7 | 11333.2185
2029-12-10 | 8 | 11706.9323
2029-12-10 | 9 | 11750.4401
2029-12-10 | 10 | 11740.7961
2029-12-10 | 11 | 11708.6167
2029-12-10 | 12 | 11743.4247
2029-12-10 | 13 | 11670.9252
2029-12-10 | 14 | 11688.0514
2029-12-10 | 15 | 11704.5022
2029-12-10 | 16 | 11809.6435
2029-12-10 | 17 | 12061.9642
2029-12-10 | 18 | 12198.3541
2029-12-10 | 19 | 12115.7665
2029-12-10 | 20 | 12026.8774
2029-12-10 | 21 | 11873.0469
2029-12-10 | 22 | 11604.0322
2029-12-10 | 23 | 11266.2253
2029-12-10 | 24 | 10956.479
2029-12-11 | 1 | 10718.1727
2029-12-11 | 2 | 10595.6228
2029-12-11 | 3 | 10537.3721
2029-12-11 | 4 | 10526.2748
2029-12-11 | 5 | 10602.4612
2029-12-11 | 6 | 10808.9801
2029-12-11 | 7 | 11242.6131
2029-12-11 | 8 | 11664.1402
2029-12-11 | 9 | 11709.6522
2029-12-11 | 10 | 11524.4511
2029-12-11 | 11 | 11418.4006
2029-12-11 | 12 | 11343.0096
2029-12-11 | 13 | 11306.0495
2029-12-11 | 14 | 11253.3184
2029-12-11 | 15 | 11255.1561
2029-12-11 | 16 | 11384.4625
2029-12-11 | 17 | 11759.9596
2029-12-11 | 18 | 11822.0417
2029-12-11 | 19 | 11767.8844
2029-12-11 | 20 | 11707.7753
2029-12-11 | 21 | 11552.0501
2029-12-11 | 22 | 11245.6448
2029-12-11 | 23 | 10866.97
2029-12-11 | 24 | 10574.9104
2029-12-12 | 1 | 10360.8995
2029-12-12 | 2 | 10252.0905
2029-12-12 | 3 | 10198.2571
2029-12-12 | 4 | 10210.1625
2029-12-12 | 5 | 10329.3699
2029-12-12 | 6 | 10643.3075
2029-12-12 | 7 | 11101.2978
2029-12-12 | 8 | 11475.0596
2029-12-12 | 9 | 11498.7144
2029-12-12 | 10 | 11346.1065
2029-12-12 | 11 | 11278.4861
2029-12-12 | 12 | 11227.7995
2029-12-12 | 13 | 11158.3176
2029-12-12 | 14 | 11326.5616
2029-12-12 | 15 | 11383.1303
2029-12-12 | 16 | 11418.2763
2029-12-12 | 17 | 11719.595
2029-12-12 | 18 | 11778.1228
2029-12-12 | 19 | 11684.6062
2029-12-12 | 20 | 11598.5219
2029-12-12 | 21 | 11440.6096
2029-12-12 | 22 | 11147.8471
2029-12-12 | 23 | 10788.9532
2029-12-12 | 24 | 10508.7713
2029-12-13 | 1 | 10352.5405
2029-12-13 | 2 | 10247.0084
2029-12-13 | 3 | 10190.1516
2029-12-13 | 4 | 10211.8488
2029-12-13 | 5 | 10334.5616
2029-12-13 | 6 | 10693.5957
2029-12-13 | 7 | 11122.6088
2029-12-13 | 8 | 11492.3374
2029-12-13 | 9 | 11513.015
2029-12-13 | 10 | 11552.3727
2029-12-13 | 11 | 11591.1758
2029-12-13 | 12 | 11579.0083
2029-12-13 | 13 | 11577.2567
2029-12-13 | 14 | 11583.6528
2029-12-13 | 15 | 11591.9605
2029-12-13 | 16 | 11588.8013
2029-12-13 | 17 | 11802.3414
2029-12-13 | 18 | 11882.8794
2029-12-13 | 19 | 11797.7901
2029-12-13 | 20 | 11702.4745
2029-12-13 | 21 | 11552.0546
2029-12-13 | 22 | 11291.2686
2029-12-13 | 23 | 10970.5276
2029-12-13 | 24 | 10677.451
2029-12-14 | 1 | 10474.0239
2029-12-14 | 2 | 10364.975
2029-12-14 | 3 | 10349.0816
2029-12-14 | 4 | 10365.7151
2029-12-14 | 5 | 10499.751
2029-12-14 | 6 | 10786.4104
2029-12-14 | 7 | 11224.0528
2029-12-14 | 8 | 11619.3645
2029-12-14 | 9 | 11657.6785
2029-12-14 | 10 | 11665.3256
2029-12-14 | 11 | 11701.5906
2029-12-14 | 12 | 11672.8649
2029-12-14 | 13 | 11723.0117
2029-12-14 | 14 | 11603.975
2029-12-14 | 15 | 11452.6473
2029-12-14 | 16 | 11593.8265
2029-12-14 | 17 | 11970.4697
2029-12-14 | 18 | 12094.0726
2029-12-14 | 19 | 11962.9052
2029-12-14 | 20 | 11859.263
2029-12-14 | 21 | 11690.7084
2029-12-14 | 22 | 11422.5745
2029-12-14 | 23 | 11106.4089
2029-12-14 | 24 | 10816.1362
2029-12-15 | 1 | 10600.7491
2029-12-15 | 2 | 10462.9547
2029-12-15 | 3 | 10392.1133
2029-12-15 | 4 | 10362.1913
2029-12-15 | 5 | 10372.8629
2029-12-15 | 6 | 10429.1233
2029-12-15 | 7 | 10628.4312
2029-12-15 | 8 | 10982.5024
2029-12-15 | 9 | 11111.9829
2029-12-15 | 10 | 11178.1686
2029-12-15 | 11 | 11179.9125
2029-12-15 | 12 | 11150.5946
2029-12-15 | 13 | 10896.1761
2029-12-15 | 14 | 10847.4391
2029-12-15 | 15 | 10881.8465
2029-12-15 | 16 | 11154.5428
2029-12-15 | 17 | 11441.3327
2029-12-15 | 18 | 11611.7921
2029-12-15 | 19 | 11531.3994
2029-12-15 | 20 | 11459.5463
2029-12-15 | 21 | 11332.0284
2029-12-15 | 22 | 11138.9702
2029-12-15 | 23 | 10854.4823
2029-12-15 | 24 | 10620.5907
2029-12-16 | 1 | 10412.4099
2029-12-16 | 2 | 10276.6334
2029-12-16 | 3 | 10206.0484
2029-12-16 | 4 | 10176.0096
2029-12-16 | 5 | 10184.4249
2029-12-16 | 6 | 10200.6727
2029-12-16 | 7 | 10379.8407
2029-12-16 | 8 | 10664.2936
2029-12-16 | 9 | 10754.4757
2029-12-16 | 10 | 10857.7509
2029-12-16 | 11 | 10963.1778
2029-12-16 | 12 | 11028.1276
2029-12-16 | 13 | 11031.3758
2029-12-16 | 14 | 11042.2875
2029-12-16 | 15 | 11052.4035
2029-12-16 | 16 | 11128.3429
2029-12-16 | 17 | 11470.8747
2029-12-16 | 18 | 11646.4097
2029-12-16 | 19 | 11589.7512
2029-12-16 | 20 | 11494.1012
2029-12-16 | 21 | 11348.1723
2029-12-16 | 22 | 11128.5333
2029-12-16 | 23 | 10834.2544
2029-12-16 | 24 | 10563.886
2029-12-17 | 1 | 10448.2334
2029-12-17 | 2 | 10355.4728
2029-12-17 | 3 | 10315.0277
2029-12-17 | 4 | 10323.7881
2029-12-17 | 5 | 10451.5014
2029-12-17 | 6 | 10758.5315
2029-12-17 | 7 | 11220.9888
2029-12-17 | 8 | 11606.4264
2029-12-17 | 9 | 11616.8636
2029-12-17 | 10 | 11528.6469
2029-12-17 | 11 | 11656.5534
2029-12-17 | 12 | 11639.7406
2029-12-17 | 13 | 11588.1492
2029-12-17 | 14 | 11492.2522
2029-12-17 | 15 | 11509.8448
2029-12-17 | 16 | 11632.1931
2029-12-17 | 17 | 11946.6527
2029-12-17 | 18 | 12055.7373
2029-12-17 | 19 | 11981.996
2029-12-17 | 20 | 11907.8214
2029-12-17 | 21 | 11735.5904
2029-12-17 | 22 | 11464.7261
2029-12-17 | 23 | 11096.8071
2029-12-17 | 24 | 10783.5381
2029-12-18 | 1 | 10557.1141
2029-12-18 | 2 | 10450.2586
2029-12-18 | 3 | 10388.7374
2029-12-18 | 4 | 10386.6998
2029-12-18 | 5 | 10459.5996
2029-12-18 | 6 | 10693.5942
2029-12-18 | 7 | 11121.9744
2029-12-18 | 8 | 11557.7717
2029-12-18 | 9 | 11577.6359
2029-12-18 | 10 | 11560.5221
2029-12-18 | 11 | 11510.153
2029-12-18 | 12 | 11523.74
2029-12-18 | 13 | 11440.0811
2029-12-18 | 14 | 11386.3415
2029-12-18 | 15 | 11283.8681
2029-12-18 | 16 | 11414.214
2029-12-18 | 17 | 11775.7391
2029-12-18 | 18 | 11845.0513
2029-12-18 | 19 | 11761.6143
2029-12-18 | 20 | 11686.0477
2029-12-18 | 21 | 11526.3542
2029-12-18 | 22 | 11257.6002
2029-12-18 | 23 | 10881.3301
2029-12-18 | 24 | 10582.4393
2029-12-19 | 1 | 10317.4115
2029-12-19 | 2 | 10212.8641
2029-12-19 | 3 | 10162.8842
2029-12-19 | 4 | 10162.6773
2029-12-19 | 5 | 10287.6096
2029-12-19 | 6 | 10587.6804
2029-12-19 | 7 | 11019.5799
2029-12-19 | 8 | 11384.1039
2029-12-19 | 9 | 11431.4525
2029-12-19 | 10 | 11307.6904
2029-12-19 | 11 | 11181.4472
2029-12-19 | 12 | 11141.3876
2029-12-19 | 13 | 11269.6882
2029-12-19 | 14 | 11135.8974
2029-12-19 | 15 | 11178.9668
2029-12-19 | 16 | 11292.8298
2029-12-19 | 17 | 11620.6535
2029-12-19 | 18 | 11611.0314
2029-12-19 | 19 | 11545.3519
2029-12-19 | 20 | 11487.1255
2029-12-19 | 21 | 11319.9798
2029-12-19 | 22 | 11019.2337
2029-12-19 | 23 | 10656.0313
2029-12-19 | 24 | 10377.4709
2029-12-20 | 1 | 10213.2788
2029-12-20 | 2 | 10122.1788
2029-12-20 | 3 | 10082.0974
2029-12-20 | 4 | 10123.3132
2029-12-20 | 5 | 10261.4306
2029-12-20 | 6 | 10532.6729
2029-12-20 | 7 | 11000.2232
2029-12-20 | 8 | 11390.112
2029-12-20 | 9 | 11440.2189
2029-12-20 | 10 | 11343.841
2029-12-20 | 11 | 11291.3115
2029-12-20 | 12 | 11255.4631
2029-12-20 | 13 | 11247.6862
2029-12-20 | 14 | 11248.2383
2029-12-20 | 15 | 11259.6467
2029-12-20 | 16 | 11385.0203
2029-12-20 | 17 | 11747.0543
2029-12-20 | 18 | 11825.5655
2029-12-20 | 19 | 11739.6004
2029-12-20 | 20 | 11675.5701
2029-12-20 | 21 | 11517.8397
2029-12-20 | 22 | 11253.4573
2029-12-20 | 23 | 10898.8904
2029-12-20 | 24 | 10637.0059
2029-12-21 | 1 | 10454.4214
2029-12-21 | 2 | 10364.5738
2029-12-21 | 3 | 10332.2548
2029-12-21 | 4 | 10347.7801
2029-12-21 | 5 | 10471.3653
2029-12-21 | 6 | 10780.4341
2029-12-21 | 7 | 11181.1854
2029-12-21 | 8 | 11546.347
2029-12-21 | 9 | 11613.1384
2029-12-21 | 10 | 11476.9702
2029-12-21 | 11 | 11551.0633
2029-12-21 | 12 | 11263.5671
2029-12-21 | 13 | 11368.5863
2029-12-21 | 14 | 11407.7089
2029-12-21 | 15 | 11399.2656
2029-12-21 | 16 | 11329.2202
2029-12-21 | 17 | 11658.802
2029-12-21 | 18 | 11697.7235
2029-12-21 | 19 | 11610.9535
2029-12-21 | 20 | 11518.8549
2029-12-21 | 21 | 11367.3113
2029-12-21 | 22 | 11101.2949
2029-12-21 | 23 | 10765.4553
2029-12-21 | 24 | 10470.4577
2029-12-22 | 1 | 10250.5253
2029-12-22 | 2 | 10118.3918
2029-12-22 | 3 | 10035.2621
2029-12-22 | 4 | 10003.8309
2029-12-22 | 5 | 10026.0868
2029-12-22 | 6 | 10118.6563
2029-12-22 | 7 | 10328.1108
2029-12-22 | 8 | 10627.5651
2029-12-22 | 9 | 10778.7804
2029-12-22 | 10 | 10734.8342
2029-12-22 | 11 | 10666.864
2029-12-22 | 12 | 10645.738
2029-12-22 | 13 | 10731.4469
2029-12-22 | 14 | 10607.8665
2029-12-22 | 15 | 10641.3619
2029-12-22 | 16 | 10825.2299
2029-12-22 | 17 | 11234.9348
2029-12-22 | 18 | 11366.9349
2029-12-22 | 19 | 11290.933
2029-12-22 | 20 | 11200.0042
2029-12-22 | 21 | 11058.4262
2029-12-22 | 22 | 10848.0024
2029-12-22 | 23 | 10598.9242
2029-12-22 | 24 | 10365.1537
2029-12-23 | 1 | 10246.3304
2029-12-23 | 2 | 10135.0211
2029-12-23 | 3 | 10084.4479
2029-12-23 | 4 | 10031.5631
2029-12-23 | 5 | 10116.0288
2029-12-23 | 6 | 10209.5857
2029-12-23 | 7 | 10445.7459
2029-12-23 | 8 | 10706.1336
2029-12-23 | 9 | 10748.1659
2029-12-23 | 10 | 10876.4215
2029-12-23 | 11 | 10954.7575
2029-12-23 | 12 | 10956.8313
2029-12-23 | 13 | 10938.3089
2029-12-23 | 14 | 10982.0997
2029-12-23 | 15 | 11021.4929
2029-12-23 | 16 | 11158.9965
2029-12-23 | 17 | 11461.9293
2029-12-23 | 18 | 11676.8427
2029-12-23 | 19 | 11626.4862
2029-12-23 | 20 | 11528.3805
2029-12-23 | 21 | 11376.3532
2029-12-23 | 22 | 11158.8073
2029-12-23 | 23 | 10846.2267
2029-12-23 | 24 | 10574.6563
2029-12-24 | 1 | 10443.1948
2029-12-24 | 2 | 10310.5757
2029-12-24 | 3 | 10234.1999
2029-12-24 | 4 | 10207.8427
2029-12-24 | 5 | 10182.5663
2029-12-24 | 6 | 10186.9907
2029-12-24 | 7 | 10347.7232
2029-12-24 | 8 | 10659.7293
2029-12-24 | 9 | 10795.244
2029-12-24 | 10 | 10833.2705
2029-12-24 | 11 | 10809.5766
2029-12-24 | 12 | 10864.2291
2029-12-24 | 13 | 10675.1833
2029-12-24 | 14 | 10751.4565
2029-12-24 | 15 | 10697.1217
2029-12-24 | 16 | 10872.5613
2029-12-24 | 17 | 11322.1982
2029-12-24 | 18 | 11509.0404
2029-12-24 | 19 | 11461.1001
2029-12-24 | 20 | 11386.7837
2029-12-24 | 21 | 11241.2985
2029-12-24 | 22 | 10996.1781
2029-12-24 | 23 | 10675.852
2029-12-24 | 24 | 10405.6314
2029-12-25 | 1 | 10294.4613
2029-12-25 | 2 | 10156.0823
2029-12-25 | 3 | 10078.2992
2029-12-25 | 4 | 10054.3744
2029-12-25 | 5 | 10082.5275
2029-12-25 | 6 | 10141.4917
2029-12-25 | 7 | 10318.8704
2029-12-25 | 8 | 10584.3063
2029-12-25 | 9 | 10704.274
2029-12-25 | 10 | 10682.5474
2029-12-25 | 11 | 10593.1203
2029-12-25 | 12 | 10672.156
2029-12-25 | 13 | 10640.7477
2029-12-25 | 14 | 10610.3361
2029-12-25 | 15 | 10739.272
2029-12-25 | 16 | 10864.7081
2029-12-25 | 17 | 11185.4017
2029-12-25 | 18 | 11341.7469
2029-12-25 | 19 | 11277.9592
2029-12-25 | 20 | 11218.192
2029-12-25 | 21 | 11081.664
2029-12-25 | 22 | 10859.1994
2029-12-25 | 23 | 10551.191
2029-12-25 | 24 | 10271.8473
2029-12-26 | 1 | 10152.7471
2029-12-26 | 2 | 10031.3646
2029-12-26 | 3 | 9959.961
2029-12-26 | 4 | 9939.821
2029-12-26 | 5 | 9921.5682
2029-12-26 | 6 | 10010.6506
2029-12-26 | 7 | 10174.5315
2029-12-26 | 8 | 10433.1077
2029-12-26 | 9 | 10545.4733
2029-12-26 | 10 | 10514.3006
2029-12-26 | 11 | 10461.9432
2029-12-26 | 12 | 10458.3436
2029-12-26 | 13 | 10609.1746
2029-12-26 | 14 | 10581.2536
2029-12-26 | 15 | 10741.9245
2029-12-26 | 16 | 10692.8734
2029-12-26 | 17 | 11121.3016
2029-12-26 | 18 | 11289.289
2029-12-26 | 19 | 11248.5335
2029-12-26 | 20 | 11174.5746
2029-12-26 | 21 | 11024.5349
2029-12-26 | 22 | 10778.5612
2029-12-26 | 23 | 10447.636
2029-12-26 | 24 | 10205.2057
2029-12-27 | 1 | 10128.5045
2029-12-27 | 2 | 10022.7663
2029-12-27 | 3 | 9963.9193
2029-12-27 | 4 | 9949.7739
2029-12-27 | 5 | 9994.9293
2029-12-27 | 6 | 10122.6441
2029-12-27 | 7 | 10358.8071
2029-12-27 | 8 | 10631.6727
2029-12-27 | 9 | 10761.6932
2029-12-27 | 10 | 10737.023
2029-12-27 | 11 | 10643.4015
2029-12-27 | 12 | 10605.2379
2029-12-27 | 13 | 10565.1856
2029-12-27 | 14 | 10507.959
2029-12-27 | 15 | 10535.1329
2029-12-27 | 16 | 10711.753
2029-12-27 | 17 | 11077.0242
2029-12-27 | 18 | 11213.3266
2029-12-27 | 19 | 11163.476
2029-12-27 | 20 | 11100.6514
2029-12-27 | 21 | 10941.644
2029-12-27 | 22 | 10753.0908
2029-12-27 | 23 | 10496.8138
2029-12-27 | 24 | 10266.9214
2029-12-28 | 1 | 10149.6858
2029-12-28 | 2 | 10048.278
2029-12-28 | 3 | 10003.6054
2029-12-28 | 4 | 10007.6092
2029-12-28 | 5 | 10132.9131
2029-12-28 | 6 | 10466.7366
2029-12-28 | 7 | 10953.3837
2029-12-28 | 8 | 11301.3422
2029-12-28 | 9 | 11346.4397
2029-12-28 | 10 | 11342.8314
2029-12-28 | 11 | 11291.7788
2029-12-28 | 12 | 11210.5758
2029-12-28 | 13 | 11073.3001
2029-12-28 | 14 | 11070.6368
2029-12-28 | 15 | 11094.9016
2029-12-28 | 16 | 11230.7304
2029-12-28 | 17 | 11587.0225
2029-12-28 | 18 | 11704.6643
2029-12-28 | 19 | 11631.571
2029-12-28 | 20 | 11536.6437
2029-12-28 | 21 | 11357.2139
2029-12-28 | 22 | 11070.0668
2029-12-28 | 23 | 10747.802
2029-12-28 | 24 | 10467.8188
2029-12-29 | 1 | 10300.0952
2029-12-29 | 2 | 10176.6568
2029-12-29 | 3 | 10094.2808
2029-12-29 | 4 | 10036.3731
2029-12-29 | 5 | 10069.0195
2029-12-29 | 6 | 10152.5206
2029-12-29 | 7 | 10356.8801
2029-12-29 | 8 | 10693.9107
2029-12-29 | 9 | 10836.8797
2029-12-29 | 10 | 10804.1005
2029-12-29 | 11 | 10835.1467
2029-12-29 | 12 | 10668.0126
2029-12-29 | 13 | 10628.8477
2029-12-29 | 14 | 10584.8492
2029-12-29 | 15 | 10605.4404
2029-12-29 | 16 | 10745.7621
2029-12-29 | 17 | 11148.4284
2029-12-29 | 18 | 11328.1851
2029-12-29 | 19 | 11232.0907
2029-12-29 | 20 | 11176.0924
2029-12-29 | 21 | 11045.6622
2029-12-29 | 22 | 10846.5487
2029-12-29 | 23 | 10592.8325
2029-12-29 | 24 | 10355.2105
2029-12-30 | 1 | 10177.715
2029-12-30 | 2 | 10064.98
2029-12-30 | 3 | 10011.449
2029-12-30 | 4 | 9989.5418
2029-12-30 | 5 | 10022.5859
2029-12-30 | 6 | 10102.6722
2029-12-30 | 7 | 10334.6522
2029-12-30 | 8 | 10580.2013
2029-12-30 | 9 | 10681.7237
2029-12-30 | 10 | 10692.1454
2029-12-30 | 11 | 10612.4867
2029-12-30 | 12 | 10573.1858
2029-12-30 | 13 | 10529.3207
2029-12-30 | 14 | 10511.0548
2029-12-30 | 15 | 10541.0889
2029-12-30 | 16 | 10735.567
2029-12-30 | 17 | 11177.3129
2029-12-30 | 18 | 11355.0519
2029-12-30 | 19 | 11340.0147
2029-12-30 | 20 | 11244.4505
2029-12-30 | 21 | 11119.3137
2029-12-30 | 22 | 10871.9456
2029-12-30 | 23 | 10563.6506
2029-12-30 | 24 | 10293.7235
2029-12-31 | 1 | 10159.8227
2029-12-31 | 2 | 10034.6974
2029-12-31 | 3 | 10006.2772
2029-12-31 | 4 | 9974.9842
2029-12-31 | 5 | 9996.3287
2029-12-31 | 6 | 10078.1787
2029-12-31 | 7 | 10184.747
2029-12-31 | 8 | 10485.3404
2029-12-31 | 9 | 10600.2491
2029-12-31 | 10 | 10709.1505
2029-12-31 | 11 | 10750.5522
2029-12-31 | 12 | 10782.882
2029-12-31 | 13 | 10761.6425
2029-12-31 | 14 | 10737.8206
2029-12-31 | 15 | 10730.3271
2029-12-31 | 16 | 10833.1198
2029-12-31 | 17 | 11099.32
2029-12-31 | 18 | 11282.7861
2029-12-31 | 19 | 11230.0114
2029-12-31 | 20 | 11138.6514
2029-12-31 | 21 | 11027.261
2029-12-31 | 22 | 10780.1901
2029-12-31 | 23 | 10474.5196
2029-12-31 | 24 | 10210.2229
2030-01-01 | 1 | 10131.111
2030-01-01 | 2 | 10005.7462
2030-01-01 | 3 | 9942.251
2030-01-01 | 4 | 9914.6647
2030-01-01 | 5 | 9954.7923
2030-01-01 | 6 | 10051.4079
2030-01-01 | 7 | 10198.4999
2030-01-01 | 8 | 10468.0635
2030-01-01 | 9 | 10568.1232
2030-01-01 | 10 | 10636.9225
2030-01-01 | 11 | 10643.4172
2030-01-01 | 12 | 10467.862
2030-01-01 | 13 | 10458.899
2030-01-01 | 14 | 10749.7259
2030-01-01 | 15 | 10771.9268
2030-01-01 | 16 | 10874.5016
2030-01-01 | 17 | 11148.4341
2030-01-01 | 18 | 11326.1251
2030-01-01 | 19 | 11271.8477
2030-01-01 | 20 | 11181.3737
2030-01-01 | 21 | 11061.5991
2030-01-01 | 22 | 10804.7959
2030-01-01 | 23 | 10484.1432
2030-01-01 | 24 | 10215.4631
2030-01-02 | 1 | 10344.9904
2030-01-02 | 2 | 10239.2355
2030-01-02 | 3 | 10190.7324
2030-01-02 | 4 | 10209.055
2030-01-02 | 5 | 10296.7932
2030-01-02 | 6 | 10494.8718
2030-01-02 | 7 | 10696.8742
2030-01-02 | 8 | 10929.6311
2030-01-02 | 9 | 11061.5863
2030-01-02 | 10 | 11143.9877
2030-01-02 | 11 | 11231.1879
2030-01-02 | 12 | 10917.5435
2030-01-02 | 13 | 10891.5277
2030-01-02 | 14 | 11198.9547
2030-01-02 | 15 | 11152.7932
2030-01-02 | 16 | 11209.8228
2030-01-02 | 17 | 11469.8329
2030-01-02 | 18 | 11684.1337
2030-01-02 | 19 | 11650.0135
2030-01-02 | 20 | 11558.8706
2030-01-02 | 21 | 11441.6
2030-01-02 | 22 | 11253.0471
2030-01-02 | 23 | 11023.9939
2030-01-02 | 24 | 10728.7029
2030-01-03 | 1 | 10586.8716
2030-01-03 | 2 | 10459.5078
2030-01-03 | 3 | 10393.0217
2030-01-03 | 4 | 10381.5369
2030-01-03 | 5 | 10463.2304
2030-01-03 | 6 | 10681.5653
2030-01-03 | 7 | 11121.1615
2030-01-03 | 8 | 11546.1158
2030-01-03 | 9 | 11615.395
2030-01-03 | 10 | 11489.7392
2030-01-03 | 11 | 11351.4021
2030-01-03 | 12 | 11282.3801
2030-01-03 | 13 | 11589.4991
2030-01-03 | 14 | 11552.5369
2030-01-03 | 15 | 11277.7803
2030-01-03 | 16 | 11403.2127
2030-01-03 | 17 | 11787.5956
2030-01-03 | 18 | 11952.0523
2030-01-03 | 19 | 11865.4669
2030-01-03 | 20 | 11761.7329
2030-01-03 | 21 | 11597.6401
2030-01-03 | 22 | 11333.4466
2030-01-03 | 23 | 10996.4591
2030-01-03 | 24 | 10700.7992
2030-01-04 | 1 | 10490.6029
2030-01-04 | 2 | 10388.7805
2030-01-04 | 3 | 10339.8098
2030-01-04 | 4 | 10358.9776
2030-01-04 | 5 | 10459.4799
2030-01-04 | 6 | 10748.4027
2030-01-04 | 7 | 11223.2707
2030-01-04 | 8 | 11584.4602
2030-01-04 | 9 | 11651.4106
2030-01-04 | 10 | 11679.7583
2030-01-04 | 11 | 11656.9476
2030-01-04 | 12 | 11658.6225
2030-01-04 | 13 | 11597.2839
2030-01-04 | 14 | 11455.2055
2030-01-04 | 15 | 11570.2427
2030-01-04 | 16 | 11574.3462
2030-01-04 | 17 | 11783.4016
2030-01-04 | 18 | 11915.3153
2030-01-04 | 19 | 11821.8185
2030-01-04 | 20 | 11745.3198
2030-01-04 | 21 | 11603.1416
2030-01-04 | 22 | 11335.4059
2030-01-04 | 23 | 11017.1914
2030-01-04 | 24 | 10736.4689
2030-01-05 | 1 | 10506.2224
2030-01-05 | 2 | 10374.1061
2030-01-05 | 3 | 10276.4141
2030-01-05 | 4 | 10247.2276
2030-01-05 | 5 | 10251.1419
2030-01-05 | 6 | 10279.4697
2030-01-05 | 7 | 10483.7286
2030-01-05 | 8 | 10817.1387
2030-01-05 | 9 | 10972.9044
2030-01-05 | 10 | 10995.9054
2030-01-05 | 11 | 11005.1061
2030-01-05 | 12 | 11080.5127
2030-01-05 | 13 | 11061.7211
2030-01-05 | 14 | 11035.1687
2030-01-05 | 15 | 11014.0176
2030-01-05 | 16 | 11077.7742
2030-01-05 | 17 | 11290.1195
2030-01-05 | 18 | 11468.8771
2030-01-05 | 19 | 11392.729
2030-01-05 | 20 | 11316.6265
2030-01-05 | 21 | 11196.7264
2030-01-05 | 22 | 10997.1484
2030-01-05 | 23 | 10732.3475
2030-01-05 | 24 | 10467.881
2030-01-06 | 1 | 10263.9651
2030-01-06 | 2 | 10120.5583
2030-01-06 | 3 | 10038.1114
2030-01-06 | 4 | 10013.8169
2030-01-06 | 5 | 10032.444
2030-01-06 | 6 | 10068.2581
2030-01-06 | 7 | 10236.8473
2030-01-06 | 8 | 10525.8221
2030-01-06 | 9 | 10647.5967
2030-01-06 | 10 | 10759.5647
2030-01-06 | 11 | 10786.3534
2030-01-06 | 12 | 10845.2832
2030-01-06 | 13 | 10526.2703
2030-01-06 | 14 | 10827.7302
2030-01-06 | 15 | 10726.5833
2030-01-06 | 16 | 10955.1067
2030-01-06 | 17 | 11183.7656
2030-01-06 | 18 | 11366.1413
2030-01-06 | 19 | 11325.3367
2030-01-06 | 20 | 11270.8133
2030-01-06 | 21 | 11126.2617
2030-01-06 | 22 | 10873.274
2030-01-06 | 23 | 10565.1814
2030-01-06 | 24 | 10284.6065
2030-01-07 | 1 | 10151.5255
2030-01-07 | 2 | 10050.2407
2030-01-07 | 3 | 10001.5914
2030-01-07 | 4 | 10012.1595
2030-01-07 | 5 | 10134.0019
2030-01-07 | 6 | 10434.4368
2030-01-07 | 7 | 10837.6286
2030-01-07 | 8 | 11232.5184
2030-01-07 | 9 | 11223.6163
2030-01-07 | 10 | 11222.4429
2030-01-07 | 11 | 11236.0872
2030-01-07 | 12 | 11225.2678
2030-01-07 | 13 | 11271.5423
2030-01-07 | 14 | 11269.4869
2030-01-07 | 15 | 11301.8925
2030-01-07 | 16 | 11340.6933
2030-01-07 | 17 | 11507.5256
2030-01-07 | 18 | 11639.1376
2030-01-07 | 19 | 11557.2911
2030-01-07 | 20 | 11467.4396
2030-01-07 | 21 | 11291.8729
2030-01-07 | 22 | 10963.5311
2030-01-07 | 23 | 10601.9917
2030-01-07 | 24 | 10312.4921
2030-01-08 | 1 | 10114.4364
2030-01-08 | 2 | 10029.9051
2030-01-08 | 3 | 9986.0591
2030-01-08 | 4 | 10017.5241
2030-01-08 | 5 | 10162.8703
2030-01-08 | 6 | 10495.9548
2030-01-08 | 7 | 10974.274
2030-01-08 | 8 | 11341.9321
2030-01-08 | 9 | 11340.2382
2030-01-08 | 10 | 11349.2266
2030-01-08 | 11 | 11227.3334
2030-01-08 | 12 | 11304.9071
2030-01-08 | 13 | 11419.8063
2030-01-08 | 14 | 11400.4483
2030-01-08 | 15 | 11421.9747
2030-01-08 | 16 | 11471.4948
2030-01-08 | 17 | 11608.6168
2030-01-08 | 18 | 11735.9274
2030-01-08 | 19 | 11653.7927
2030-01-08 | 20 | 11563.5728
2030-01-08 | 21 | 11403.4949
2030-01-08 | 22 | 11123.0044
2030-01-08 | 23 | 10763.1006
2030-01-08 | 24 | 10463.2942
2030-01-09 | 1 | 10245.2075
2030-01-09 | 2 | 10139.6315
2030-01-09 | 3 | 10091.2731
2030-01-09 | 4 | 10106.0449
2030-01-09 | 5 | 10251.2173
2030-01-09 | 6 | 10551.5292
2030-01-09 | 7 | 11032.0857
2030-01-09 | 8 | 11410.4813
2030-01-09 | 9 | 11415.8872
2030-01-09 | 10 | 11476.1381
2030-01-09 | 11 | 11521.2559
2030-01-09 | 12 | 11529.8874
2030-01-09 | 13 | 11449.2358
2030-01-09 | 14 | 11500.4038
2030-01-09 | 15 | 11477.3009
2030-01-09 | 16 | 11566.5412
2030-01-09 | 17 | 11775.7063
2030-01-09 | 18 | 12003.6795
2030-01-09 | 19 | 11922.231
2030-01-09 | 20 | 11815.6068
2030-01-09 | 21 | 11664.5452
2030-01-09 | 22 | 11389.9609
2030-01-09 | 23 | 11028.4726
2030-01-09 | 24 | 10718.798
2030-01-10 | 1 | 10550.9056
2030-01-10 | 2 | 10446.3182
2030-01-10 | 3 | 10411.5768
2030-01-10 | 4 | 10414.3566
2030-01-10 | 5 | 10532.0693
2030-01-10 | 6 | 10810.7927
2030-01-10 | 7 | 11243.4921
2030-01-10 | 8 | 11646.2152
2030-01-10 | 9 | 11690.4386
2030-01-10 | 10 | 11704.5232
2030-01-10 | 11 | 11661.5485
2030-01-10 | 12 | 11676.7991
2030-01-10 | 13 | 11431.4328
2030-01-10 | 14 | 11422.9459
2030-01-10 | 15 | 11705.5375
2030-01-10 | 16 | 11689.5976
2030-01-10 | 17 | 11869.7888
2030-01-10 | 18 | 12163.092
2030-01-10 | 19 | 12072.9445
2030-01-10 | 20 | 11966.8323
2030-01-10 | 21 | 11831.8514
2030-01-10 | 22 | 11613.665
2030-01-10 | 23 | 11297.7187
2030-01-10 | 24 | 10987.3457
2030-01-11 | 1 | 10757.2074
2030-01-11 | 2 | 10634.9164
2030-01-11 | 3 | 10567.9336
2030-01-11 | 4 | 10594.8322
2030-01-11 | 5 | 10677.7769
2030-01-11 | 6 | 10839.5939
2030-01-11 | 7 | 11247.3626
2030-01-11 | 8 | 11676.955
2030-01-11 | 9 | 11737.0454
2030-01-11 | 10 | 11586.0983
2030-01-11 | 11 | 11503.1594
2030-01-11 | 12 | 11482.7534
2030-01-11 | 13 | 11464.8295
2030-01-11 | 14 | 11454.3142
2030-01-11 | 15 | 11433.9456
2030-01-11 | 16 | 11559.9121
2030-01-11 | 17 | 11940.5868
2030-01-11 | 18 | 12229.1061
2030-01-11 | 19 | 12153.9051
2030-01-11 | 20 | 12036.4934
2030-01-11 | 21 | 11925.0645
2030-01-11 | 22 | 11731.5289
2030-01-11 | 23 | 11426.3411
2030-01-11 | 24 | 11121.0989
2030-01-12 | 1 | 10885.9642
2030-01-12 | 2 | 10760.3931
2030-01-12 | 3 | 10679.7531
2030-01-12 | 4 | 10640.665
2030-01-12 | 5 | 10645.3914
2030-01-12 | 6 | 10633.3391
2030-01-12 | 7 | 10806.4343
2030-01-12 | 8 | 11139.6652
2030-01-12 | 9 | 11316.6653
2030-01-12 | 10 | 11410.0584
2030-01-12 | 11 | 11329.66
2030-01-12 | 12 | 11459.1948
2030-01-12 | 13 | 11407.9623
2030-01-12 | 14 | 11067.9498
2030-01-12 | 15 | 11040.2213
2030-01-12 | 16 | 11386.0238
2030-01-12 | 17 | 11568.2754
2030-01-12 | 18 | 11941.7317
2030-01-12 | 19 | 11879.554
2030-01-12 | 20 | 11760.6814
2030-01-12 | 21 | 11689.297
2030-01-12 | 22 | 11567.8874
2030-01-12 | 23 | 11378.2607
2030-01-12 | 24 | 11112.5704
2030-01-13 | 1 | 10864.5939
2030-01-13 | 2 | 10715.0687
2030-01-13 | 3 | 10620.1671
2030-01-13 | 4 | 10570.6514
2030-01-13 | 5 | 10518.2306
2030-01-13 | 6 | 10455.4146
2030-01-13 | 7 | 10558.6573
2030-01-13 | 8 | 10905.1612
2030-01-13 | 9 | 11067.3917
2030-01-13 | 10 | 11155.6708
2030-01-13 | 11 | 11060.1762
2030-01-13 | 12 | 11050.0744
2030-01-13 | 13 | 11339.1357
2030-01-13 | 14 | 11020.0906
2030-01-13 | 15 | 11048.5096
2030-01-13 | 16 | 11404.4937
2030-01-13 | 17 | 11612.301
2030-01-13 | 18 | 12020.7595
2030-01-13 | 19 | 11959.1584
2030-01-13 | 20 | 11870.2776
2030-01-13 | 21 | 11785.3618
2030-01-13 | 22 | 11630.4901
2030-01-13 | 23 | 11340.0051
2030-01-13 | 24 | 11043.0896
2030-01-14 | 1 | 10862.2972
2030-01-14 | 2 | 10736.3947
2030-01-14 | 3 | 10668.1603
2030-01-14 | 4 | 10663.8597
2030-01-14 | 5 | 10732.027
2030-01-14 | 6 | 10906.304
2030-01-14 | 7 | 11291.6022
2030-01-14 | 8 | 11734.6649
2030-01-14 | 9 | 11809.9188
2030-01-14 | 10 | 11832.7063
2030-01-14 | 11 | 11879.4506
2030-01-14 | 12 | 11885.917
2030-01-14 | 13 | 11835.3689
2030-01-14 | 14 | 11871.5737
2030-01-14 | 15 | 11852.2137
2030-01-14 | 16 | 11891.9505
2030-01-14 | 17 | 12070.0126
2030-01-14 | 18 | 12383.9133
2030-01-14 | 19 | 12299.7781
2030-01-14 | 20 | 12230.588
2030-01-14 | 21 | 12073.2277
2030-01-14 | 22 | 11867.7724
2030-01-14 | 23 | 11514.294
2030-01-14 | 24 | 11185.0256
2030-01-15 | 1 | 10920.9705
2030-01-15 | 2 | 10794.2899
2030-01-15 | 3 | 10724.4259
2030-01-15 | 4 | 10752.8946
2030-01-15 | 5 | 10818.2574
2030-01-15 | 6 | 10982.276
2030-01-15 | 7 | 11314.4242
2030-01-15 | 8 | 11750.7151
2030-01-15 | 9 | 11839.7551
2030-01-15 | 10 | 11870.6244
2030-01-15 | 11 | 11899.3574
2030-01-15 | 12 | 11827.4611
2030-01-15 | 13 | 11570.1984
2030-01-15 | 14 | 11566.0199
2030-01-15 | 15 | 11559.8493
2030-01-15 | 16 | 11897.1036
2030-01-15 | 17 | 12091.113
2030-01-15 | 18 | 12413.3696
2030-01-15 | 19 | 12309.2587
2030-01-15 | 20 | 12207.8604
2030-01-15 | 21 | 12117.5591
2030-01-15 | 22 | 11927.7566
2030-01-15 | 23 | 11587.3021
2030-01-15 | 24 | 11242.0318
2030-01-16 | 1 | 10987.6475
2030-01-16 | 2 | 10863.8554
2030-01-16 | 3 | 10798.6255
2030-01-16 | 4 | 10771.6892
2030-01-16 | 5 | 10812.4036
2030-01-16 | 6 | 10906.7485
2030-01-16 | 7 | 11287.034
2030-01-16 | 8 | 11712.3256
2030-01-16 | 9 | 11807.1952
2030-01-16 | 10 | 11829.6767
2030-01-16 | 11 | 11869.5253
2030-01-16 | 12 | 11693.2219
2030-01-16 | 13 | 11808.7177
2030-01-16 | 14 | 11865.8483
2030-01-16 | 15 | 11842.0563
2030-01-16 | 16 | 11884.0209
2030-01-16 | 17 | 12046.971
2030-01-16 | 18 | 12361.9924
2030-01-16 | 19 | 12268.8656
2030-01-16 | 20 | 12161.2459
2030-01-16 | 21 | 12056.115
2030-01-16 | 22 | 11864.8294
2030-01-16 | 23 | 11532.3713
2030-01-16 | 24 | 11187.5294
2030-01-17 | 1 | 10964.3952
2030-01-17 | 2 | 10800.597
2030-01-17 | 3 | 10705.8526
2030-01-17 | 4 | 10668.7663
2030-01-17 | 5 | 10700.2034
2030-01-17 | 6 | 10796.7145
2030-01-17 | 7 | 11175.2455
2030-01-17 | 8 | 11675.1931
2030-01-17 | 9 | 11804.1941
2030-01-17 | 10 | 11824.7536
2030-01-17 | 11 | 11863.0323
2030-01-17 | 12 | 11918.0471
2030-01-17 | 13 | 11921.7804
2030-01-17 | 14 | 11574.0743
2030-01-17 | 15 | 11561.0981
2030-01-17 | 16 | 11866.4045
2030-01-17 | 17 | 12043.0165
2030-01-17 | 18 | 12330.4114
2030-01-17 | 19 | 12235.452
2030-01-17 | 20 | 12116.5491
2030-01-17 | 21 | 12022.9835
2030-01-17 | 22 | 11851.2295
2030-01-17 | 23 | 11553.3442
2030-01-17 | 24 | 11222.0039
2030-01-18 | 1 | 11008.1682
2030-01-18 | 2 | 10877.7185
2030-01-18 | 3 | 10800.7293
2030-01-18 | 4 | 10787.0308
2030-01-18 | 5 | 10853.3341
2030-01-18 | 6 | 11039.2728
2030-01-18 | 7 | 11406.709
2030-01-18 | 8 | 11787.4114
2030-01-18 | 9 | 11886.5957
2030-01-18 | 10 | 11716.8714
2030-01-18 | 11 | 11630.5945
2030-01-18 | 12 | 11591.7089
2030-01-18 | 13 | 11551.5275
2030-01-18 | 14 | 11566.5686
2030-01-18 | 15 | 11517.6253
2030-01-18 | 16 | 11841.9735
2030-01-18 | 17 | 11941.6085
2030-01-18 | 18 | 12256.7091
2030-01-18 | 19 | 12171.4468
2030-01-18 | 20 | 12094.0756
2030-01-18 | 21 | 11993.0362
2030-01-18 | 22 | 11752.4805
2030-01-18 | 23 | 11465.3315
2030-01-18 | 24 | 11130.9626
2030-01-19 | 1 | 10881.2967
2030-01-19 | 2 | 10732.5174
2030-01-19 | 3 | 10611.5205
2030-01-19 | 4 | 10535.4248
2030-01-19 | 5 | 10457.7339
2030-01-19 | 6 | 10355.4442
2030-01-19 | 7 | 10522.5259
2030-01-19 | 8 | 10942.3994
2030-01-19 | 9 | 11142.2282
2030-01-19 | 10 | 11208.0179
2030-01-19 | 11 | 11282.494
2030-01-19 | 12 | 10977.7737
2030-01-19 | 13 | 10951.6935
2030-01-19 | 14 | 10908.0096
2030-01-19 | 15 | 11008.4519
2030-01-19 | 16 | 11238.1506
2030-01-19 | 17 | 11437.8331
2030-01-19 | 18 | 11783.5573
2030-01-19 | 19 | 11774.6047
2030-01-19 | 20 | 11674.0585
2030-01-19 | 21 | 11567.3493
2030-01-19 | 22 | 11423.3393
2030-01-19 | 23 | 11185.4896
2030-01-19 | 24 | 10900.4902
2030-01-20 | 1 | 10678.2046
2030-01-20 | 2 | 10505.2
2030-01-20 | 3 | 10403.0408
2030-01-20 | 4 | 10353.694
2030-01-20 | 5 | 10320.1851
2030-01-20 | 6 | 10282.2192
2030-01-20 | 7 | 10439.1582
2030-01-20 | 8 | 10772.0006
2030-01-20 | 9 | 10939.1573
2030-01-20 | 10 | 11029.1895
2030-01-20 | 11 | 11069.7129
2030-01-20 | 12 | 11052.7938
2030-01-20 | 13 | 11178.1753
2030-01-20 | 14 | 11173.9579
2030-01-20 | 15 | 11171.0914
2030-01-20 | 16 | 11248.1163
2030-01-20 | 17 | 11477.958
2030-01-20 | 18 | 11914.9035
2030-01-20 | 19 | 11885.9669
2030-01-20 | 20 | 11764.4336
2030-01-20 | 21 | 11635.471
2030-01-20 | 22 | 11394.0649
2030-01-20 | 23 | 11086.3918
2030-01-20 | 24 | 10797.4206
2030-01-21 | 1 | 10641.3799
2030-01-21 | 2 | 10529.2778
2030-01-21 | 3 | 10470.9235
2030-01-21 | 4 | 10447.6507
2030-01-21 | 5 | 10524.0191
2030-01-21 | 6 | 10725.9704
2030-01-21 | 7 | 11119.857
2030-01-21 | 8 | 11551.4182
2030-01-21 | 9 | 11626.0016
2030-01-21 | 10 | 11531.8302
2030-01-21 | 11 | 11492.2842
2030-01-21 | 12 | 11494.3274
2030-01-21 | 13 | 11517.3484
2030-01-21 | 14 | 11504.4504
2030-01-21 | 15 | 11500.3774
2030-01-21 | 16 | 11529.0283
2030-01-21 | 17 | 11627.159
2030-01-21 | 18 | 11826.7968
2030-01-21 | 19 | 11773.3007
2030-01-21 | 20 | 11704.8562
2030-01-21 | 21 | 11547.125
2030-01-21 | 22 | 11260.3575
2030-01-21 | 23 | 10891.5069
2030-01-21 | 24 | 10585.8977
2030-01-22 | 1 | 10356.7672
2030-01-22 | 2 | 10235.81
2030-01-22 | 3 | 10172.7326
2030-01-22 | 4 | 10180.7616
2030-01-22 | 5 | 10279.3394
2030-01-22 | 6 | 10549.3955
2030-01-22 | 7 | 11016.6984
2030-01-22 | 8 | 11404.3433
2030-01-22 | 9 | 11452.3967
2030-01-22 | 10 | 11243.6614
2030-01-22 | 11 | 11160.8792
2030-01-22 | 12 | 11100.3119
2030-01-22 | 13 | 11097.7006
2030-01-22 | 14 | 11285.9468
2030-01-22 | 15 | 11240.0551
2030-01-22 | 16 | 11422.5735
2030-01-22 | 17 | 11567.5687
2030-01-22 | 18 | 11794.817
2030-01-22 | 19 | 11706.9155
2030-01-22 | 20 | 11619.4956
2030-01-22 | 21 | 11449.6632
2030-01-22 | 22 | 11142.1492
2030-01-22 | 23 | 10779.1805
2030-01-22 | 24 | 10496.4554
2030-01-23 | 1 | 10284.4709
2030-01-23 | 2 | 10182.0182
2030-01-23 | 3 | 10126.6623
2030-01-23 | 4 | 10130.55
2030-01-23 | 5 | 10254.2422
2030-01-23 | 6 | 10534.0683
2030-01-23 | 7 | 10992.2214
2030-01-23 | 8 | 11376.4774
2030-01-23 | 9 | 11429.9087
2030-01-23 | 10 | 11209.3941
2030-01-23 | 11 | 11110.7909
2030-01-23 | 12 | 11154.4453
2030-01-23 | 13 | 11359.8718
2030-01-23 | 14 | 11378.4089
2030-01-23 | 15 | 10997.0376
2030-01-23 | 16 | 11148.9511
2030-01-23 | 17 | 11374.1507
2030-01-23 | 18 | 11687.6522
2030-01-23 | 19 | 11614.5824
2030-01-23 | 20 | 11539.0358
2030-01-23 | 21 | 11360.3653
2030-01-23 | 22 | 11049.8957
2030-01-23 | 23 | 10669.4549
2030-01-23 | 24 | 10359.8637
2030-01-24 | 1 | 10224.9627
2030-01-24 | 2 | 10085.3039
2030-01-24 | 3 | 10020.3211
2030-01-24 | 4 | 10009.9876
2030-01-24 | 5 | 10077.252
2030-01-24 | 6 | 10359.3201
2030-01-24 | 7 | 10800.1962
2030-01-24 | 8 | 11237.8563
2030-01-24 | 9 | 11263.4591
2030-01-24 | 10 | 11254.3586
2030-01-24 | 11 | 11262.9053
2030-01-24 | 12 | 11241.1491
2030-01-24 | 13 | 11241.2383
2030-01-24 | 14 | 11225.452
2030-01-24 | 15 | 11212.8674
2030-01-24 | 16 | 11263.5336
2030-01-24 | 17 | 11364.724
2030-01-24 | 18 | 11566.9075
2030-01-24 | 19 | 11489.1355
2030-01-24 | 20 | 11394.3955
2030-01-24 | 21 | 11264.6261
2030-01-24 | 22 | 10961.0751
2030-01-24 | 23 | 10655.7589
2030-01-24 | 24 | 10391.3966
2030-01-25 | 1 | 10200.3399
2030-01-25 | 2 | 10103.7224
2030-01-25 | 3 | 10076.1262
2030-01-25 | 4 | 10070.8974
2030-01-25 | 5 | 10220.5642
2030-01-25 | 6 | 10527.39
2030-01-25 | 7 | 10993.5467
2030-01-25 | 8 | 11355.6997
2030-01-25 | 9 | 11428.7354
2030-01-25 | 10 | 11359.0803
2030-01-25 | 11 | 11110.8769
2030-01-25 | 12 | 11007.0973
2030-01-25 | 13 | 10962.6784
2030-01-25 | 14 | 10940.7066
2030-01-25 | 15 | 10918.0651
2030-01-25 | 16 | 11003.4827
2030-01-25 | 17 | 11197.1896
2030-01-25 | 18 | 11492.1628
2030-01-25 | 19 | 11462.8689
2030-01-25 | 20 | 11407.8648
2030-01-25 | 21 | 11265.779
2030-01-25 | 22 | 11001.7975
2030-01-25 | 23 | 10691.6511
2030-01-25 | 24 | 10410.4684
2030-01-26 | 1 | 10200.7261
2030-01-26 | 2 | 10083.7144
2030-01-26 | 3 | 10001.4446
2030-01-26 | 4 | 9978.8098
2030-01-26 | 5 | 10015.0964
2030-01-26 | 6 | 10123.6274
2030-01-26 | 7 | 10364.6683
2030-01-26 | 8 | 10637.5527
2030-01-26 | 9 | 10814.3489
2030-01-26 | 10 | 10822.8114
2030-01-26 | 11 | 10712.7909
2030-01-26 | 12 | 10648.1929
2030-01-26 | 13 | 10564.2805
2030-01-26 | 14 | 10660.4469
2030-01-26 | 15 | 10610.4865
2030-01-26 | 16 | 10746.3583
2030-01-26 | 17 | 10887.5372
2030-01-26 | 18 | 11225.5553
2030-01-26 | 19 | 11205.608
2030-01-26 | 20 | 11134.5146
2030-01-26 | 21 | 10976.3656
2030-01-26 | 22 | 10786.4799
2030-01-26 | 23 | 10539.0683
2030-01-26 | 24 | 10298.0892
2030-01-27 | 1 | 10116.4281
2030-01-27 | 2 | 9976.2922
2030-01-27 | 3 | 9905.6539
2030-01-27 | 4 | 9887.1994
2030-01-27 | 5 | 9895.3731
2030-01-27 | 6 | 9963.2823
2030-01-27 | 7 | 10094.4925
2030-01-27 | 8 | 10365.6068
2030-01-27 | 9 | 10504.3582
2030-01-27 | 10 | 10460.0587
2030-01-27 | 11 | 10409.849
2030-01-27 | 12 | 10419.5617
2030-01-27 | 13 | 10423.0325
2030-01-27 | 14 | 10473.509
2030-01-27 | 15 | 10549.0601
2030-01-27 | 16 | 10706.6617
2030-01-27 | 17 | 10813.4773
2030-01-27 | 18 | 11095.0519
2030-01-27 | 19 | 11052.6139
2030-01-27 | 20 | 10984.2628
2030-01-27 | 21 | 10833.1729
2030-01-27 | 22 | 10589.3182
2030-01-27 | 23 | 10278.3626
2030-01-27 | 24 | 10022.3945
2030-01-28 | 1 | 9910.5526
2030-01-28 | 2 | 9848.8966
2030-01-28 | 3 | 9811.7374
2030-01-28 | 4 | 9829.011
2030-01-28 | 5 | 9987.9405
2030-01-28 | 6 | 10281.2299
2030-01-28 | 7 | 10752.2728
2030-01-28 | 8 | 11111.0093
2030-01-28 | 9 | 11183.2223
2030-01-28 | 10 | 11098.6084
2030-01-28 | 11 | 11116.2591
2030-01-28 | 12 | 11097.8948
2030-01-28 | 13 | 11031.5054
2030-01-28 | 14 | 11047.5872
2030-01-28 | 15 | 11053.8111
2030-01-28 | 16 | 11123.9935
2030-01-28 | 17 | 11181.0724
2030-01-28 | 18 | 11290.713
2030-01-28 | 19 | 11263.317
2030-01-28 | 20 | 11189.829
2030-01-28 | 21 | 11034.1743
2030-01-28 | 22 | 10737.4947
2030-01-28 | 23 | 10388.86
2030-01-28 | 24 | 10150.2936
2030-01-29 | 1 | 9963.7683
2030-01-29 | 2 | 9840.6573
2030-01-29 | 3 | 9806.9475
2030-01-29 | 4 | 9834.3907
2030-01-29 | 5 | 10013.9866
2030-01-29 | 6 | 10373.7943
2030-01-29 | 7 | 10878.9012
2030-01-29 | 8 | 11251.3447
2030-01-29 | 9 | 11334.8582
2030-01-29 | 10 | 11238.7147
2030-01-29 | 11 | 11224.1368
2030-01-29 | 12 | 11421.3602
2030-01-29 | 13 | 11434.575
2030-01-29 | 14 | 11390.2923
2030-01-29 | 15 | 11428.0849
2030-01-29 | 16 | 11434.6741
2030-01-29 | 17 | 11609.4084
2030-01-29 | 18 | 11822.7403
2030-01-29 | 19 | 11785.9369
2030-01-29 | 20 | 11738.5554
2030-01-29 | 21 | 11577.9113
2030-01-29 | 22 | 11268.2043
2030-01-29 | 23 | 10909.7617
2030-01-29 | 24 | 10627.8272
2030-01-30 | 1 | 10429.8372
2030-01-30 | 2 | 10355.3315
2030-01-30 | 3 | 10322.2363
2030-01-30 | 4 | 10342.2621
2030-01-30 | 5 | 10484.8914
2030-01-30 | 6 | 10806.0278
2030-01-30 | 7 | 11272.6601
2030-01-30 | 8 | 11639.304
2030-01-30 | 9 | 11757.2141
2030-01-30 | 10 | 11714.2012
2030-01-30 | 11 | 11797.7924
2030-01-30 | 12 | 11507.9633
2030-01-30 | 13 | 11500.7701
2030-01-30 | 14 | 11506.6601
2030-01-30 | 15 | 11494.1447
2030-01-30 | 16 | 11571.4769
2030-01-30 | 17 | 11824.7997
2030-01-30 | 18 | 12263.3993
2030-01-30 | 19 | 12278.6723
2030-01-30 | 20 | 12176.7713
2030-01-30 | 21 | 12009.6312
2030-01-30 | 22 | 11786.2895
2030-01-30 | 23 | 11440.4641
2030-01-30 | 24 | 11109.2301
2030-01-31 | 1 | 10918.013
2030-01-31 | 2 | 10810.2919
2030-01-31 | 3 | 10746.2823
2030-01-31 | 4 | 10748.0087
2030-01-31 | 5 | 10822.551
2030-01-31 | 6 | 11051.4328
2030-01-31 | 7 | 11423.6754
2030-01-31 | 8 | 11839.7015
2030-01-31 | 9 | 12012.2992
2030-01-31 | 10 | 11802.848
2030-01-31 | 11 | 11670.5802
2030-01-31 | 12 | 11649.4248
2030-01-31 | 13 | 11618.9429
2030-01-31 | 14 | 11592.3048
2030-01-31 | 15 | 11543.0296
2030-01-31 | 16 | 11587.4736
2030-01-31 | 17 | 11827.303
2030-01-31 | 18 | 12367.2677
2030-01-31 | 19 | 12360.6662
2030-01-31 | 20 | 12275.0832
2030-01-31 | 21 | 12178.8001
2030-01-31 | 22 | 12046.5987
2030-01-31 | 23 | 11764.7187
2030-01-31 | 24 | 11427.7551
2030-02-01 | 1 | 11243.8263
2030-02-01 | 2 | 11124.2069
2030-02-01 | 3 | 11051.5893
2030-02-01 | 4 | 11040.7871
2030-02-01 | 5 | 11100.4688
2030-02-01 | 6 | 11297.2592
2030-02-01 | 7 | 11592.8986
2030-02-01 | 8 | 12000.6572
2030-02-01 | 9 | 12232.5863
2030-02-01 | 10 | 12082.2366
2030-02-01 | 11 | 11815.4521
2030-02-01 | 12 | 11754.6632
2030-02-01 | 13 | 11674.9843
2030-02-01 | 14 | 11616.4239
2030-02-01 | 15 | 11565.2914
2030-02-01 | 16 | 11611.3083
2030-02-01 | 17 | 11828.4304
2030-02-01 | 18 | 12278.3432
2030-02-01 | 19 | 12337.3401
2030-02-01 | 20 | 12212.8084
2030-02-01 | 21 | 12174.5611
2030-02-01 | 22 | 12039.826
2030-02-01 | 23 | 11769.448
2030-02-01 | 24 | 11441.3844
2030-02-02 | 1 | 11159.1807
2030-02-02 | 2 | 11003.2966
2030-02-02 | 3 | 10900.2602
2030-02-02 | 4 | 10826.8419
2030-02-02 | 5 | 10768.6473
2030-02-02 | 6 | 10644.299
2030-02-02 | 7 | 10777.412
2030-02-02 | 8 | 11191.0914
2030-02-02 | 9 | 11458.6925
2030-02-02 | 10 | 11444.4258
2030-02-02 | 11 | 11441.8877
2030-02-02 | 12 | 11083.8763
2030-02-02 | 13 | 11254.1936
2030-02-02 | 14 | 11140.6917
2030-02-02 | 15 | 10790.1516
2030-02-02 | 16 | 10866.4821
2030-02-02 | 17 | 11096.0251
2030-02-02 | 18 | 11532.1742
2030-02-02 | 19 | 11591.4141
2030-02-02 | 20 | 11526.9778
2030-02-02 | 21 | 11449.865
2030-02-02 | 22 | 11260.9669
2030-02-02 | 23 | 10990.3338
2030-02-02 | 24 | 10738.1008
2030-02-03 | 1 | 10497.345
2030-02-03 | 2 | 10331.4802
2030-02-03 | 3 | 10251.7885
2030-02-03 | 4 | 10141.0663
2030-02-03 | 5 | 10080.5466
2030-02-03 | 6 | 9998.9662
2030-02-03 | 7 | 10128.5709
2030-02-03 | 8 | 10483.7698
2030-02-03 | 9 | 10705.7048
2030-02-03 | 10 | 10655.0266
2030-02-03 | 11 | 10699.9862
2030-02-03 | 12 | 10724.6837
2030-02-03 | 13 | 10674.3387
2030-02-03 | 14 | 10642.9555
2030-02-03 | 15 | 10602.233
2030-02-03 | 16 | 10696.6267
2030-02-03 | 17 | 10804.4305
2030-02-03 | 18 | 11059.2686
2030-02-03 | 19 | 11129.3719
2030-02-03 | 20 | 11095.2578
2030-02-03 | 21 | 10959.8924
2030-02-03 | 22 | 10741.9367
2030-02-03 | 23 | 10398.1841
2030-02-03 | 24 | 10139.4795
2030-02-04 | 1 | 10005.8443
2030-02-04 | 2 | 9902.5178
2030-02-04 | 3 | 9825.9122
2030-02-04 | 4 | 9830.0657
2030-02-04 | 5 | 9939.4999
2030-02-04 | 6 | 10225.8487
2030-02-04 | 7 | 10684.9827
2030-02-04 | 8 | 11058.1792
2030-02-04 | 9 | 11168.8827
2030-02-04 | 10 | 11027.9395
2030-02-04 | 11 | 10731.5327
2030-02-04 | 12 | 10703.0326
2030-02-04 | 13 | 10672.8313
2030-02-04 | 14 | 10659.5244
2030-02-04 | 15 | 10981.53
2030-02-04 | 16 | 11020.3692
2030-02-04 | 17 | 11070.8464
2030-02-04 | 18 | 11180.1881
2030-02-04 | 19 | 11185.942
2030-02-04 | 20 | 11116.9496
2030-02-04 | 21 | 10976.9771
2030-02-04 | 22 | 10670.6678
2030-02-04 | 23 | 10317.9174
2030-02-04 | 24 | 10050.6202
2030-02-05 | 1 | 9847.9941
2030-02-05 | 2 | 9753.119
2030-02-05 | 3 | 9737.8426
2030-02-05 | 4 | 9776.7894
2030-02-05 | 5 | 9877.3008
2030-02-05 | 6 | 10255.7246
2030-02-05 | 7 | 10668.3937
2030-02-05 | 8 | 11003.5545
2030-02-05 | 9 | 11124.3017
2030-02-05 | 10 | 10991.6028
2030-02-05 | 11 | 10902.5283
2030-02-05 | 12 | 10878.8895
2030-02-05 | 13 | 10850.339
2030-02-05 | 14 | 10959.5342
2030-02-05 | 15 | 10995.4304
2030-02-05 | 16 | 11024.8027
2030-02-05 | 17 | 11087.4025
2030-02-05 | 18 | 11201.975
2030-02-05 | 19 | 11231.1464
2030-02-05 | 20 | 11122.8718
2030-02-05 | 21 | 10967.9716
2030-02-05 | 22 | 10669.0824
2030-02-05 | 23 | 10365.821
2030-02-05 | 24 | 10054.9606
2030-02-06 | 1 | 9912.171
2030-02-06 | 2 | 9828.911
2030-02-06 | 3 | 9749.9445
2030-02-06 | 4 | 9766.6972
2030-02-06 | 5 | 9933.4388
2030-02-06 | 6 | 10274.8614
2030-02-06 | 7 | 10756.4287
2030-02-06 | 8 | 11101.973
2030-02-06 | 9 | 11224.2413
2030-02-06 | 10 | 11124.622
2030-02-06 | 11 | 11166.7436
2030-02-06 | 12 | 11058.6229
2030-02-06 | 13 | 10985.98
2030-02-06 | 14 | 11229.793
2030-02-06 | 15 | 11212.6409
2030-02-06 | 16 | 11282.6179
2030-02-06 | 17 | 11449.8528
2030-02-06 | 18 | 11627.2731
2030-02-06 | 19 | 11643.0367
2030-02-06 | 20 | 11541.5632
2030-02-06 | 21 | 11383.4313
2030-02-06 | 22 | 11100.1456
2030-02-06 | 23 | 10767.0182
2030-02-06 | 24 | 10515.4269
2030-02-07 | 1 | 10415.8357
2030-02-07 | 2 | 10293.4271
2030-02-07 | 3 | 10253.3603
2030-02-07 | 4 | 10262.1426
2030-02-07 | 5 | 10422.9392
2030-02-07 | 6 | 10722.9532
2030-02-07 | 7 | 11200.611
2030-02-07 | 8 | 11539.9447
2030-02-07 | 9 | 11724.2652
2030-02-07 | 10 | 11625.0118
2030-02-07 | 11 | 11597.1204
2030-02-07 | 12 | 11321.8903
2030-02-07 | 13 | 11569.572
2030-02-07 | 14 | 11592.7981
2030-02-07 | 15 | 11539.7319
2030-02-07 | 16 | 11580.4039
2030-02-07 | 17 | 11688.3682
2030-02-07 | 18 | 11907.5129
2030-02-07 | 19 | 11970.1659
2030-02-07 | 20 | 11886.8103
2030-02-07 | 21 | 11750.9192
2030-02-07 | 22 | 11534.3058
2030-02-07 | 23 | 11229.7197
2030-02-07 | 24 | 10917.1738
2030-02-08 | 1 | 10702.5462
2030-02-08 | 2 | 10602.1654
2030-02-08 | 3 | 10533.9117
2030-02-08 | 4 | 10530.0005
2030-02-08 | 5 | 10633.9296
2030-02-08 | 6 | 10877.7589
2030-02-08 | 7 | 11304.1111
2030-02-08 | 8 | 11700.5001
2030-02-08 | 9 | 11839.6799
2030-02-08 | 10 | 11578.8205
2030-02-08 | 11 | 11486.6046
2030-02-08 | 12 | 11476.1018
2030-02-08 | 13 | 11401.4452
2030-02-08 | 14 | 11368.0079
2030-02-08 | 15 | 11351.6874
2030-02-08 | 16 | 11380.3119
2030-02-08 | 17 | 11599.8039
2030-02-08 | 18 | 12001.9575
2030-02-08 | 19 | 12053.9103
2030-02-08 | 20 | 11965.6454
2030-02-08 | 21 | 11850.8944
2030-02-08 | 22 | 11653.7175
2030-02-08 | 23 | 11332.1847
2030-02-08 | 24 | 11027.592
2030-02-09 | 1 | 10796.0217
2030-02-09 | 2 | 10665.5141
2030-02-09 | 3 | 10591.5697
2030-02-09 | 4 | 10591.9501
2030-02-09 | 5 | 10610.76
2030-02-09 | 6 | 10651.7487
2030-02-09 | 7 | 10751.3682
2030-02-09 | 8 | 11093.274
2030-02-09 | 9 | 11383.0253
2030-02-09 | 10 | 11301.0678
2030-02-09 | 11 | 11342.9393
2030-02-09 | 12 | 11296.329
2030-02-09 | 13 | 10952.2867
2030-02-09 | 14 | 10883.3926
2030-02-09 | 15 | 11169.7689
2030-02-09 | 16 | 11186.3146
2030-02-09 | 17 | 11158.8754
2030-02-09 | 18 | 11670.7703
2030-02-09 | 19 | 11754.3481
2030-02-09 | 20 | 11700.5674
2030-02-09 | 21 | 11589.8501
2030-02-09 | 22 | 11484.4872
2030-02-09 | 23 | 11249.958
2030-02-09 | 24 | 10976.2445
2030-02-10 | 1 | 10764.2337
2030-02-10 | 2 | 10609.1191
2030-02-10 | 3 | 10520.0213
2030-02-10 | 4 | 10439.1004
2030-02-10 | 5 | 10330.2445
2030-02-10 | 6 | 10272.5931
2030-02-10 | 7 | 10440.8738
2030-02-10 | 8 | 10626.7532
2030-02-10 | 9 | 10923.7401
2030-02-10 | 10 | 10987.9128
2030-02-10 | 11 | 11002.0962
2030-02-10 | 12 | 11039.6015
2030-02-10 | 13 | 10998.4206
2030-02-10 | 14 | 10881.4664
2030-02-10 | 15 | 10943.0339
2030-02-10 | 16 | 10948.7186
2030-02-10 | 17 | 11158.5347
2030-02-10 | 18 | 11362.5455
2030-02-10 | 19 | 11452.9978
2030-02-10 | 20 | 11388.3345
2030-02-10 | 21 | 11272.6933
2030-02-10 | 22 | 11048.5814
2030-02-10 | 23 | 10718.368
2030-02-10 | 24 | 10433.8905
2030-02-11 | 1 | 10288.5207
2030-02-11 | 2 | 10153.9389
2030-02-11 | 3 | 10101.8796
2030-02-11 | 4 | 10101.592
2030-02-11 | 5 | 10198.4851
2030-02-11 | 6 | 10431.8983
2030-02-11 | 7 | 10849.7217
2030-02-11 | 8 | 11184.6047
2030-02-11 | 9 | 11346.2218
2030-02-11 | 10 | 11274.8199
2030-02-11 | 11 | 11172.7914
2030-02-11 | 12 | 11222.2492
2030-02-11 | 13 | 11172.2764
2030-02-11 | 14 | 11165.8316
2030-02-11 | 15 | 11167.8537
2030-02-11 | 16 | 11195.1126
2030-02-11 | 17 | 11269.4075
2030-02-11 | 18 | 11331.0913
2030-02-11 | 19 | 11404.9718
2030-02-11 | 20 | 11334.5009
2030-02-11 | 21 | 11176.3775
2030-02-11 | 22 | 10880.0157
2030-02-11 | 23 | 10493.9428
2030-02-11 | 24 | 10243.4592
2030-02-12 | 1 | 10080.0682
2030-02-12 | 2 | 9975.8149
2030-02-12 | 3 | 9939.8624
2030-02-12 | 4 | 9924.5181
2030-02-12 | 5 | 10057.4898
2030-02-12 | 6 | 10401.0297
2030-02-12 | 7 | 10841.4678
2030-02-12 | 8 | 11048.0046
2030-02-12 | 9 | 11150.6365
2030-02-12 | 10 | 10970.585
2030-02-12 | 11 | 11151.7514
2030-02-12 | 12 | 10956.329
2030-02-12 | 13 | 11005.0523
2030-02-12 | 14 | 10843.3728
2030-02-12 | 15 | 11057.6551
2030-02-12 | 16 | 11209.9091
2030-02-12 | 17 | 11200.5628
2030-02-12 | 18 | 11299.8925
2030-02-12 | 19 | 11345.6037
2030-02-12 | 20 | 11262.8551
2030-02-12 | 21 | 11095.5743
2030-02-12 | 22 | 10818.8283
2030-02-12 | 23 | 10447.766
2030-02-12 | 24 | 10161.7595
2030-02-13 | 1 | 9964.1306
2030-02-13 | 2 | 9867.8534
2030-02-13 | 3 | 9874.1354
2030-02-13 | 4 | 9864.1616
2030-02-13 | 5 | 9989.3522
2030-02-13 | 6 | 10320.9388
2030-02-13 | 7 | 10787.4457
2030-02-13 | 8 | 10940.0321
2030-02-13 | 9 | 11013.8101
2030-02-13 | 10 | 10940.9391
2030-02-13 | 11 | 10872.2027
2030-02-13 | 12 | 10836.9946
2030-02-13 | 13 | 10782.7402
2030-02-13 | 14 | 10747.398
2030-02-13 | 15 | 10742.7956
2030-02-13 | 16 | 10889.3905
2030-02-13 | 17 | 11038.4447
2030-02-13 | 18 | 11288.5316
2030-02-13 | 19 | 11353.1651
2030-02-13 | 20 | 11314.4806
2030-02-13 | 21 | 11141.3794
2030-02-13 | 22 | 10796.6685
2030-02-13 | 23 | 10455.2943
2030-02-13 | 24 | 10223.4082
2030-02-14 | 1 | 10082.3476
2030-02-14 | 2 | 9948.2222
2030-02-14 | 3 | 9890.1528
2030-02-14 | 4 | 9891.6793
2030-02-14 | 5 | 10018.6251
2030-02-14 | 6 | 10372.6128
2030-02-14 | 7 | 10819.0589
2030-02-14 | 8 | 11017.4576
2030-02-14 | 9 | 11179.6562
2030-02-14 | 10 | 11237.0691
2030-02-14 | 11 | 11055.0972
2030-02-14 | 12 | 11139.6622
2030-02-14 | 13 | 11001.8236
2030-02-14 | 14 | 11184.3587
2030-02-14 | 15 | 11057.9674
2030-02-14 | 16 | 11091.1545
2030-02-14 | 17 | 11116.5918
2030-02-14 | 18 | 11227.2477
2030-02-14 | 19 | 11314.5849
2030-02-14 | 20 | 11244.8319
2030-02-14 | 21 | 11070.149
2030-02-14 | 22 | 10839.2177
2030-02-14 | 23 | 10547.9732
2030-02-14 | 24 | 10228.6634
2030-02-15 | 1 | 10050.0566
2030-02-15 | 2 | 9967.4973
2030-02-15 | 3 | 9946.9175
2030-02-15 | 4 | 10008.4428
2030-02-15 | 5 | 10135.1248
2030-02-15 | 6 | 10428.482
2030-02-15 | 7 | 10862.7447
2030-02-15 | 8 | 11035.8676
2030-02-15 | 9 | 11128.6841
2030-02-15 | 10 | 11052.4432
2030-02-15 | 11 | 10935.9014
2030-02-15 | 12 | 10871.9662
2030-02-15 | 13 | 10811.263
2030-02-15 | 14 | 10706.3921
2030-02-15 | 15 | 10779.6422
2030-02-15 | 16 | 10840.2473
2030-02-15 | 17 | 11001.4935
2030-02-15 | 18 | 11241.8557
2030-02-15 | 19 | 11418.9783
2030-02-15 | 20 | 11343.7561
2030-02-15 | 21 | 11179.8249
2030-02-15 | 22 | 10940.7084
2030-02-15 | 23 | 10607.3539
2030-02-15 | 24 | 10386.9691
2030-02-16 | 1 | 10172.8196
2030-02-16 | 2 | 10070.6627
2030-02-16 | 3 | 10006.4908
2030-02-16 | 4 | 9970.956
2030-02-16 | 5 | 10000.266
2030-02-16 | 6 | 10106.5262
2030-02-16 | 7 | 10320.8091
2030-02-16 | 8 | 10443.3305
2030-02-16 | 9 | 10686.8492
2030-02-16 | 10 | 10788.3924
2030-02-16 | 11 | 10902.7102
2030-02-16 | 12 | 10924.2731
2030-02-16 | 13 | 10947.3807
2030-02-16 | 14 | 10842.5264
2030-02-16 | 15 | 10947.4505
2030-02-16 | 16 | 11003.1025
2030-02-16 | 17 | 11112.7971
2030-02-16 | 18 | 11293.9903
2030-02-16 | 19 | 11436.3929
2030-02-16 | 20 | 11351.1277
2030-02-16 | 21 | 11228.3723
2030-02-16 | 22 | 11059.5905
2030-02-16 | 23 | 10844.286
2030-02-16 | 24 | 10591.5083
2030-02-17 | 1 | 10389.9465
2030-02-17 | 2 | 10287.6312
2030-02-17 | 3 | 10222.8532
2030-02-17 | 4 | 10205.6098
2030-02-17 | 5 | 10255.3208
2030-02-17 | 6 | 10342.6518
2030-02-17 | 7 | 10529.769
2030-02-17 | 8 | 10616.7926
2030-02-17 | 9 | 10787.9156
2030-02-17 | 10 | 10932.5341
2030-02-17 | 11 | 11021.5137
2030-02-17 | 12 | 10938.2077
2030-02-17 | 13 | 10950.8987
2030-02-17 | 14 | 10959.3343
2030-02-17 | 15 | 11083.5847
2030-02-17 | 16 | 11380.5485
2030-02-17 | 17 | 11564.6072
2030-02-17 | 18 | 11857.503
2030-02-17 | 19 | 11971.8437
2030-02-17 | 20 | 11839.0508
2030-02-17 | 21 | 11736.5703
2030-02-17 | 22 | 11574.4603
2030-02-17 | 23 | 11256.5987
2030-02-17 | 24 | 10983.8419
2030-02-18 | 1 | 10841.3328
2030-02-18 | 2 | 10701.0852
2030-02-18 | 3 | 10623.4133
2030-02-18 | 4 | 10586.2834
2030-02-18 | 5 | 10590.9943
2030-02-18 | 6 | 10565.6566
2030-02-18 | 7 | 10681.2699
2030-02-18 | 8 | 10823.743
2030-02-18 | 9 | 11000.0638
2030-02-18 | 10 | 11006.4682
2030-02-18 | 11 | 11025.3433
2030-02-18 | 12 | 11071.6171
2030-02-18 | 13 | 11058.1678
2030-02-18 | 14 | 11038.2095
2030-02-18 | 15 | 11029.0221
2030-02-18 | 16 | 11148.8095
2030-02-18 | 17 | 11460.1069
2030-02-18 | 18 | 11881.3103
2030-02-18 | 19 | 12040.5405
2030-02-18 | 20 | 11953.6141
2030-02-18 | 21 | 11867.5337
2030-02-18 | 22 | 11699.68
2030-02-18 | 23 | 11404.0779
2030-02-18 | 24 | 11091.9139
2030-02-19 | 1 | 10926.1972
2030-02-19 | 2 | 10793.7911
2030-02-19 | 3 | 10720.7251
2030-02-19 | 4 | 10712.036
2030-02-19 | 5 | 10783.729
2030-02-19 | 6 | 11043.5562
2030-02-19 | 7 | 11387.0778
2030-02-19 | 8 | 11642.3079
2030-02-19 | 9 | 11692.3258
2030-02-19 | 10 | 11643.5151
2030-02-19 | 11 | 11607.6745
2030-02-19 | 12 | 11600.8969
2030-02-19 | 13 | 11573.3667
2030-02-19 | 14 | 11544.3532
2030-02-19 | 15 | 11519.5643
2030-02-19 | 16 | 11554.9564
2030-02-19 | 17 | 11823.9765
2030-02-19 | 18 | 12168.4667
2030-02-19 | 19 | 12366.9434
2030-02-19 | 20 | 12305.4396
2030-02-19 | 21 | 12153.6626
2030-02-19 | 22 | 11981.5356
2030-02-19 | 23 | 11640.3504
2030-02-19 | 24 | 11326.0558
2030-02-20 | 1 | 11055.2688
2030-02-20 | 2 | 10936.7545
2030-02-20 | 3 | 10881.372
2030-02-20 | 4 | 10917.29
2030-02-20 | 5 | 11003.0769
2030-02-20 | 6 | 11228.5963
2030-02-20 | 7 | 11583.1277
2030-02-20 | 8 | 11761.653
2030-02-20 | 9 | 11811.961
2030-02-20 | 10 | 11748.8623
2030-02-20 | 11 | 11682.0203
2030-02-20 | 12 | 11643.3223
2030-02-20 | 13 | 11560.9157
2030-02-20 | 14 | 11482.5222
2030-02-20 | 15 | 11446.0561
2030-02-20 | 16 | 11528.3188
2030-02-20 | 17 | 11726.9796
2030-02-20 | 18 | 12002.9576
2030-02-20 | 19 | 12220.9188
2030-02-20 | 20 | 12130.0883
2030-02-20 | 21 | 12035.6506
2030-02-20 | 22 | 11826.534
2030-02-20 | 23 | 11523.0512
2030-02-20 | 24 | 11208.2734
2030-02-21 | 1 | 10954.4732
2030-02-21 | 2 | 10832.2337
2030-02-21 | 3 | 10745.8929
2030-02-21 | 4 | 10702.0772
2030-02-21 | 5 | 10744.9142
2030-02-21 | 6 | 10916.0706
2030-02-21 | 7 | 11312.9856
2030-02-21 | 8 | 11608.4076
2030-02-21 | 9 | 11632.4392
2030-02-21 | 10 | 11565.228
2030-02-21 | 11 | 11507.8627
2030-02-21 | 12 | 11629.2143
2030-02-21 | 13 | 11547.8063
2030-02-21 | 14 | 11476.531
2030-02-21 | 15 | 11486.1608
2030-02-21 | 16 | 11492.925
2030-02-21 | 17 | 11640.6036
2030-02-21 | 18 | 11697.0227
2030-02-21 | 19 | 11936.2946
2030-02-21 | 20 | 11872.2819
2030-02-21 | 21 | 11771.4096
2030-02-21 | 22 | 11506.2058
2030-02-21 | 23 | 11218.9216
2030-02-21 | 24 | 10918.8909
2030-02-22 | 1 | 10695.0028
2030-02-22 | 2 | 10564.2124
2030-02-22 | 3 | 10470.3714
2030-02-22 | 4 | 10411.7045
2030-02-22 | 5 | 10481.5542
2030-02-22 | 6 | 10668.4608
2030-02-22 | 7 | 11089.1914
2030-02-22 | 8 | 11377.8564
2030-02-22 | 9 | 11498.1161
2030-02-22 | 10 | 11521.089
2030-02-22 | 11 | 11336.264
2030-02-22 | 12 | 11345.7982
2030-02-22 | 13 | 11355.1731
2030-02-22 | 14 | 11208.8557
2030-02-22 | 15 | 11190.8873
2030-02-22 | 16 | 11181.9464
2030-02-22 | 17 | 11353.8022
2030-02-22 | 18 | 11420.0407
2030-02-22 | 19 | 11610.7412
2030-02-22 | 20 | 11552.0198
2030-02-22 | 21 | 11426.4009
2030-02-22 | 22 | 11207.8962
2030-02-22 | 23 | 10906.9427
2030-02-22 | 24 | 10615.0428
2030-02-23 | 1 | 10358.3433
2030-02-23 | 2 | 10248.6658
2030-02-23 | 3 | 10158.6314
2030-02-23 | 4 | 10177.0104
2030-02-23 | 5 | 10172.9052
2030-02-23 | 6 | 10252.236
2030-02-23 | 7 | 10480.2295
2030-02-23 | 8 | 10665.2738
2030-02-23 | 9 | 10740.2861
2030-02-23 | 10 | 10861.2585
2030-02-23 | 11 | 10862.0845
2030-02-23 | 12 | 10986.8568
2030-02-23 | 13 | 10813.036
2030-02-23 | 14 | 10911.6623
2030-02-23 | 15 | 10954.7082
2030-02-23 | 16 | 11011.3852
2030-02-23 | 17 | 11291.6806
2030-02-23 | 18 | 11515.6519
2030-02-23 | 19 | 11663.3866
2030-02-23 | 20 | 11582.5275
2030-02-23 | 21 | 11460.3978
2030-02-23 | 22 | 11265.0465
2030-02-23 | 23 | 11016.0381
2030-02-23 | 24 | 10773.8681
2030-02-24 | 1 | 10583.1543
2030-02-24 | 2 | 10461.728
2030-02-24 | 3 | 10405.6703
2030-02-24 | 4 | 10373.5139
2030-02-24 | 5 | 10393.2594
2030-02-24 | 6 | 10417.5783
2030-02-24 | 7 | 10537.6294
2030-02-24 | 8 | 10711.348
2030-02-24 | 9 | 10772.7938
2030-02-24 | 10 | 10921.7041
2030-02-24 | 11 | 10967.6719
2030-02-24 | 12 | 10981.2882
2030-02-24 | 13 | 10958.4185
2030-02-24 | 14 | 10942.3973
2030-02-24 | 15 | 10945.1713
2030-02-24 | 16 | 11033.7414
2030-02-24 | 17 | 11316.3637
2030-02-24 | 18 | 11705.7514
2030-02-24 | 19 | 11897.6548
2030-02-24 | 20 | 11875.8109
2030-02-24 | 21 | 11747.1491
2030-02-24 | 22 | 11584.8197
2030-02-24 | 23 | 11279.733
2030-02-24 | 24 | 10999.891
2030-02-25 | 1 | 10839.1857
2030-02-25 | 2 | 10730.9726
2030-02-25 | 3 | 10672.7593
2030-02-25 | 4 | 10681.3836
2030-02-25 | 5 | 10778.1014
2030-02-25 | 6 | 11045.352
2030-02-25 | 7 | 11450.0429
2030-02-25 | 8 | 11735.6862
2030-02-25 | 9 | 11714.7267
2030-02-25 | 10 | 11663.7007
2030-02-25 | 11 | 11635.0025
2030-02-25 | 12 | 11638.3349
2030-02-25 | 13 | 11613.3298
2030-02-25 | 14 | 11582.1981
2030-02-25 | 15 | 11557.873
2030-02-25 | 16 | 11595.3405
2030-02-25 | 17 | 11812.524
2030-02-25 | 18 | 12129.7584
2030-02-25 | 19 | 12292.4457
2030-02-25 | 20 | 12279.2713
2030-02-25 | 21 | 12146.0496
2030-02-25 | 22 | 11930.227
2030-02-25 | 23 | 11600.31
2030-02-25 | 24 | 11292.9391
2030-02-26 | 1 | 11045.4811
2030-02-26 | 2 | 10918.5829
2030-02-26 | 3 | 10866.6932
2030-02-26 | 4 | 10868.4415
2030-02-26 | 5 | 10958.0691
2030-02-26 | 6 | 11148.9129
2030-02-26 | 7 | 11511.0335
2030-02-26 | 8 | 11789.168
2030-02-26 | 9 | 11874.2701
2030-02-26 | 10 | 11929.5436
2030-02-26 | 11 | 11676.808
2030-02-26 | 12 | 11691.0101
2030-02-26 | 13 | 11759.2458
2030-02-26 | 14 | 11692.1739
2030-02-26 | 15 | 11638.7047
2030-02-26 | 16 | 11590.8357
2030-02-26 | 17 | 11735.9082
2030-02-26 | 18 | 11813.5787
2030-02-26 | 19 | 11978.4121
2030-02-26 | 20 | 11952.9288
2030-02-26 | 21 | 11864.3253
2030-02-26 | 22 | 11635.2207
2030-02-26 | 23 | 11224.1466
2030-02-26 | 24 | 10893.369
2030-02-27 | 1 | 10652.2009
2030-02-27 | 2 | 10498.5941
2030-02-27 | 3 | 10396.7629
2030-02-27 | 4 | 10363.2351
2030-02-27 | 5 | 10403.5894
2030-02-27 | 6 | 10521.7695
2030-02-27 | 7 | 10910.1637
2030-02-27 | 8 | 11275.0153
2030-02-27 | 9 | 11345.1644
2030-02-27 | 10 | 11165.0394
2030-02-27 | 11 | 11154.0883
2030-02-27 | 12 | 11175.5955
2030-02-27 | 13 | 11345.774
2030-02-27 | 14 | 11094.0034
2030-02-27 | 15 | 11136.1619
2030-02-27 | 16 | 11254.5565
2030-02-27 | 17 | 11339.9588
2030-02-27 | 18 | 11466.2579
2030-02-27 | 19 | 11679.3934
2030-02-27 | 20 | 11610.9884
2030-02-27 | 21 | 11463.5477
2030-02-27 | 22 | 11187.4958
2030-02-27 | 23 | 10826.1746
2030-02-27 | 24 | 10536.2431
2030-02-28 | 1 | 10370.6774
2030-02-28 | 2 | 10267.9344
2030-02-28 | 3 | 10217.7977
2030-02-28 | 4 | 10228.4761
2030-02-28 | 5 | 10361.5467
2030-02-28 | 6 | 10658.1321
2030-02-28 | 7 | 11120.5341
2030-02-28 | 8 | 11426.6312
2030-02-28 | 9 | 11476.3023
2030-02-28 | 10 | 11559.4687
2030-02-28 | 11 | 11512.6519
2030-02-28 | 12 | 11597.1753
2030-02-28 | 13 | 11521.1015
2030-02-28 | 14 | 11535.334
2030-02-28 | 15 | 11507.6327
2030-02-28 | 16 | 11558.3122
2030-02-28 | 17 | 11680.0244
2030-02-28 | 18 | 11768.7337
2030-02-28 | 19 | 11890.559
2030-02-28 | 20 | 11812.391
2030-02-28 | 21 | 11677.6493
2030-02-28 | 22 | 11487.4309
2030-02-28 | 23 | 11166.5078
2030-02-28 | 24 | 10894.7722
2030-03-01 | 1 | 10737.563
2030-03-01 | 2 | 10662.3853
2030-03-01 | 3 | 10586.0028
2030-03-01 | 4 | 10588.3423
2030-03-01 | 5 | 10766.248
2030-03-01 | 6 | 11058.0101
2030-03-01 | 7 | 11462.5753
2030-03-01 | 8 | 11755.7735
2030-03-01 | 9 | 11811.6006
2030-03-01 | 10 | 11910.0108
2030-03-01 | 11 | 11943.7543
2030-03-01 | 12 | 11836.9146
2030-03-01 | 13 | 11844.5604
2030-03-01 | 14 | 11872.0962
2030-03-01 | 15 | 11841.4438
2030-03-01 | 16 | 11894.2286
2030-03-01 | 17 | 11798.2887
2030-03-01 | 18 | 12057.4953
2030-03-01 | 19 | 12270.5809
2030-03-01 | 20 | 12220.6088
2030-03-01 | 21 | 12105.2365
2030-03-01 | 22 | 11989.1179
2030-03-01 | 23 | 11674.4236
2030-03-01 | 24 | 11409.2436
2030-03-02 | 1 | 11158.9888
2030-03-02 | 2 | 11036.6915
2030-03-02 | 3 | 10956.3203
2030-03-02 | 4 | 10919.0769
2030-03-02 | 5 | 10923.4457
2030-03-02 | 6 | 10898.0638
2030-03-02 | 7 | 10962.1785
2030-03-02 | 8 | 11279.7196
2030-03-02 | 9 | 11383.8649
2030-03-02 | 10 | 11317.9239
2030-03-02 | 11 | 11381.2696
2030-03-02 | 12 | 11278.3632
2030-03-02 | 13 | 11201.4275
2030-03-02 | 14 | 11348.0278
2030-03-02 | 15 | 11425.13
2030-03-02 | 16 | 11400.8667
2030-03-02 | 17 | 11593.7047
2030-03-02 | 18 | 11816.3382
2030-03-02 | 19 | 11903.1372
2030-03-02 | 20 | 11874.052
2030-03-02 | 21 | 11906.7381
2030-03-02 | 22 | 11751.4674
2030-03-02 | 23 | 11540.9992
2030-03-02 | 24 | 11246.2479
2030-03-03 | 1 | 11053.6708
2030-03-03 | 2 | 10884.3217
2030-03-03 | 3 | 10777.1988
2030-03-03 | 4 | 10723.221
2030-03-03 | 5 | 10680.7473
2030-03-03 | 6 | 10605.9823
2030-03-03 | 7 | 10689.0978
2030-03-03 | 8 | 10981.0931
2030-03-03 | 9 | 11022.6225
2030-03-03 | 10 | 11055.3353
2030-03-03 | 11 | 11300.0966
2030-03-03 | 12 | 11076.5827
2030-03-03 | 13 | 10990.2733
2030-03-03 | 14 | 10936.321
2030-03-03 | 15 | 10925.0602
2030-03-03 | 16 | 10966.7352
2030-03-03 | 17 | 11274.5187
2030-03-03 | 18 | 11577.4631
2030-03-03 | 19 | 11773.5126
2030-03-03 | 20 | 11780.863
2030-03-03 | 21 | 11707.6252
2030-03-03 | 22 | 11556.2594
2030-03-03 | 23 | 11268.2614
2030-03-03 | 24 | 10973.8025
2030-03-04 | 1 | 10812.2859
2030-03-04 | 2 | 10637.1187
2030-03-04 | 3 | 10634.0528
2030-03-04 | 4 | 10614.44
2030-03-04 | 5 | 10690.0563
2030-03-04 | 6 | 10862.8657
2030-03-04 | 7 | 11273.7286
2030-03-04 | 8 | 11669.6369
2030-03-04 | 9 | 11666.2462
2030-03-04 | 10 | 11771.5543
2030-03-04 | 11 | 11693.12
2030-03-04 | 12 | 11593.8311
2030-03-04 | 13 | 11396.4839
2030-03-04 | 14 | 11566.8274
2030-03-04 | 15 | 11534.6955
2030-03-04 | 16 | 11519.3093
2030-03-04 | 17 | 11756.8301
2030-03-04 | 18 | 11888.9905
2030-03-04 | 19 | 11988.1485
2030-03-04 | 20 | 11968.2836
2030-03-04 | 21 | 11863.5006
2030-03-04 | 22 | 11655.9614
2030-03-04 | 23 | 11375.5787
2030-03-04 | 24 | 11043.2396
2030-03-05 | 1 | 10778.2679
2030-03-05 | 2 | 10649.6877
2030-03-05 | 3 | 10634.7482
2030-03-05 | 4 | 10594.0223
2030-03-05 | 5 | 10715.7088
2030-03-05 | 6 | 10938.6222
2030-03-05 | 7 | 11353.1369
2030-03-05 | 8 | 11715.2769
2030-03-05 | 9 | 11614.0482
2030-03-05 | 10 | 11515.7514
2030-03-05 | 11 | 11743.4925
2030-03-05 | 12 | 11387.9138
2030-03-05 | 13 | 11337.069
2030-03-05 | 14 | 11378.0631
2030-03-05 | 15 | 11350.5384
2030-03-05 | 16 | 11369.9929
2030-03-05 | 17 | 11623.1574
2030-03-05 | 18 | 11857.2837
2030-03-05 | 19 | 12061.8429
2030-03-05 | 20 | 12086.5945
2030-03-05 | 21 | 11958.0962
2030-03-05 | 22 | 11761.6083
2030-03-05 | 23 | 11407.9252
2030-03-05 | 24 | 11084.7667
2030-03-06 | 1 | 10849.8004
2030-03-06 | 2 | 10719.568
2030-03-06 | 3 | 10625.9805
2030-03-06 | 4 | 10622.1213
2030-03-06 | 5 | 10712.448
2030-03-06 | 6 | 10894.8342
2030-03-06 | 7 | 11301.2204
2030-03-06 | 8 | 11714.6367
2030-03-06 | 9 | 11591.7191
2030-03-06 | 10 | 11539.9789
2030-03-06 | 11 | 11549.5767
2030-03-06 | 12 | 11493.3515
2030-03-06 | 13 | 11427.481
2030-03-06 | 14 | 11379.7881
2030-03-06 | 15 | 11355.9526
2030-03-06 | 16 | 11410.1203
2030-03-06 | 17 | 11547.6221
2030-03-06 | 18 | 11784.9721
2030-03-06 | 19 | 11936.1409
2030-03-06 | 20 | 11946.2462
2030-03-06 | 21 | 11824.056
2030-03-06 | 22 | 11636.1801
2030-03-06 | 23 | 11316.5711
2030-03-06 | 24 | 11028.2688
2030-03-07 | 1 | 10870.724
2030-03-07 | 2 | 10750.9617
2030-03-07 | 3 | 10698.8584
2030-03-07 | 4 | 10689.3457
2030-03-07 | 5 | 10772.8082
2030-03-07 | 6 | 11034.4932
2030-03-07 | 7 | 11401.6513
2030-03-07 | 8 | 11841.9062
2030-03-07 | 9 | 11694.5738
2030-03-07 | 10 | 11586.9265
2030-03-07 | 11 | 11539.609
2030-03-07 | 12 | 11550.6378
2030-03-07 | 13 | 11454.6805
2030-03-07 | 14 | 11372.2186
2030-03-07 | 15 | 11429.5756
2030-03-07 | 16 | 11465.1733
2030-03-07 | 17 | 11620.0307
2030-03-07 | 18 | 11773.1448
2030-03-07 | 19 | 11936.0676
2030-03-07 | 20 | 11993.0625
2030-03-07 | 21 | 11913.3605
2030-03-07 | 22 | 11733.927
2030-03-07 | 23 | 11431.5021
2030-03-07 | 24 | 11136.0547
2030-03-08 | 1 | 10893.671
2030-03-08 | 2 | 10808.0552
2030-03-08 | 3 | 10735.469
2030-03-08 | 4 | 10716.0161
2030-03-08 | 5 | 10765.1673
2030-03-08 | 6 | 10972.4892
2030-03-08 | 7 | 11281.385
2030-03-08 | 8 | 11701.5558
2030-03-08 | 9 | 11760.5824
2030-03-08 | 10 | 11845.6084
2030-03-08 | 11 | 11768.0822
2030-03-08 | 12 | 11723.8927
2030-03-08 | 13 | 11612.3462
2030-03-08 | 14 | 11459.6525
2030-03-08 | 15 | 11390.6939
2030-03-08 | 16 | 11258.7175
2030-03-08 | 17 | 11631.3572
2030-03-08 | 18 | 11703.6421
2030-03-08 | 19 | 11807.6095
2030-03-08 | 20 | 11872.295
2030-03-08 | 21 | 11847.7995
2030-03-08 | 22 | 11585.3902
2030-03-08 | 23 | 11279.6451
2030-03-08 | 24 | 10943.1008
2030-03-09 | 1 | 10710.3425
2030-03-09 | 2 | 10598.4127
2030-03-09 | 3 | 10547.5791
2030-03-09 | 4 | 10475.0377
2030-03-09 | 5 | 10466.2538
2030-03-09 | 6 | 10504.4952
2030-03-09 | 7 | 10639.4456
2030-03-09 | 8 | 10931.932
2030-03-09 | 9 | 11056.8188
2030-03-09 | 10 | 11174.5654
2030-03-09 | 11 | 11032.9324
2030-03-09 | 12 | 10974.5539
2030-03-09 | 13 | 10830.4011
2030-03-09 | 14 | 10770.6849
2030-03-09 | 15 | 10638.6873
2030-03-09 | 16 | 10826.1116
2030-03-09 | 17 | 11019.0283
2030-03-09 | 18 | 11179.6114
2030-03-09 | 19 | 11302.0043
2030-03-09 | 20 | 11359.9898
2030-03-09 | 21 | 11304.1532
2030-03-09 | 22 | 11159.8449
2030-03-09 | 23 | 10933.228
2030-03-09 | 24 | 10615.9493
2030-03-10 | 1 | 10419.008
2030-03-10 | 3 | 10250.9942
2030-03-10 | 4 | 9997.1688
2030-03-10 | 5 | 9996.3516
2030-03-10 | 6 | 9979.279
2030-03-10 | 7 | 9964.7322
2030-03-10 | 8 | 9999.3671
2030-03-10 | 9 | 10310.2205
2030-03-10 | 10 | 10468.9812
2030-03-10 | 11 | 10476.1159
2030-03-10 | 12 | 10379.7732
2030-03-10 | 13 | 10392.0827
2030-03-10 | 14 | 10259.5783
2030-03-10 | 15 | 10202.6985
2030-03-10 | 16 | 10152.8544
2030-03-10 | 17 | 10273.7462
2030-03-10 | 18 | 10513.3816
2030-03-10 | 19 | 10671.8021
2030-03-10 | 20 | 10854.1629
2030-03-10 | 21 | 10998.2195
2030-03-10 | 22 | 10914.1882
2030-03-10 | 23 | 10674.1154
2030-03-10 | 24 | 10403.2253
2030-03-11 | 1 | 10156.812
2030-03-11 | 2 | 10033.8344
2030-03-11 | 3 | 9991.6081
2030-03-11 | 4 | 9888.3913
2030-03-11 | 5 | 9914.0604
2030-03-11 | 6 | 10068.5523
2030-03-11 | 7 | 10364.7824
2030-03-11 | 8 | 10631.8194
2030-03-11 | 9 | 11028.8629
2030-03-11 | 10 | 11178.3207
2030-03-11 | 11 | 11109.2983
2030-03-11 | 12 | 11152.0031
2030-03-11 | 13 | 11034.9119
2030-03-11 | 14 | 10907.3218
2030-03-11 | 15 | 10888.738
2030-03-11 | 16 | 10899.3856
2030-03-11 | 17 | 10983.88
2030-03-11 | 18 | 11170.2014
2030-03-11 | 19 | 11336.9973
2030-03-11 | 20 | 11437.6234
2030-03-11 | 21 | 11518.2363
2030-03-11 | 22 | 11377.1417
2030-03-11 | 23 | 11112.8509
2030-03-11 | 24 | 10760.0836
2030-03-12 | 1 | 10532.9233
2030-03-12 | 2 | 10332.3554
2030-03-12 | 3 | 10243.4313
2030-03-12 | 4 | 10200.3287
2030-03-12 | 5 | 10210.0345
2030-03-12 | 6 | 10356.7445
2030-03-12 | 7 | 10676.2905
2030-03-12 | 8 | 10938.5598
2030-03-12 | 9 | 11295.5007
2030-03-12 | 10 | 11492.8887
2030-03-12 | 11 | 11566.13
2030-03-12 | 12 | 11335.2561
2030-03-12 | 13 | 11307.5019
2030-03-12 | 14 | 11181.9872
2030-03-12 | 15 | 11365.3028
2030-03-12 | 16 | 11116.443
2030-03-12 | 17 | 11141.5581
2030-03-12 | 18 | 11486.8524
2030-03-12 | 19 | 11628.7416
2030-03-12 | 20 | 11667.9688
2030-03-12 | 21 | 11745.4448
2030-03-12 | 22 | 11627.9698
2030-03-12 | 23 | 11380.2349
2030-03-12 | 24 | 11002.8643
2030-03-13 | 1 | 10647.7721
2030-03-13 | 2 | 10394.5502
2030-03-13 | 3 | 10279.6855
2030-03-13 | 4 | 10202.2917
2030-03-13 | 5 | 10199.0634
2030-03-13 | 6 | 10300.0146
2030-03-13 | 7 | 10554.8854
2030-03-13 | 8 | 10737.0107
2030-03-13 | 9 | 11129.4663
2030-03-13 | 10 | 11269.9658
2030-03-13 | 11 | 11263.3071
2030-03-13 | 12 | 11094.2343
2030-03-13 | 13 | 10864.6448
2030-03-13 | 14 | 10738.9817
2030-03-13 | 15 | 10706.1951
2030-03-13 | 16 | 10663.8289
2030-03-13 | 17 | 10669.737
2030-03-13 | 18 | 10772.0413
2030-03-13 | 19 | 10968.1527
2030-03-13 | 20 | 11127.0449
2030-03-13 | 21 | 11290.4131
2030-03-13 | 22 | 11186.2374
2030-03-13 | 23 | 10874.5891
2030-03-13 | 24 | 10517.2228
2030-03-14 | 1 | 10265.355
2030-03-14 | 2 | 10101.2385
2030-03-14 | 3 | 10039.1254
2030-03-14 | 4 | 9994.9613
2030-03-14 | 5 | 9981.6841
2030-03-14 | 6 | 10115.3646
2030-03-14 | 7 | 10381.6129
2030-03-14 | 8 | 10633.6779
2030-03-14 | 9 | 10973.2942
2030-03-14 | 10 | 11092.2332
2030-03-14 | 11 | 11107.9134
2030-03-14 | 12 | 10982.7145
2030-03-14 | 13 | 10997.5835
2030-03-14 | 14 | 10641.3579
2030-03-14 | 15 | 10584.9779
2030-03-14 | 16 | 10582.8756
2030-03-14 | 17 | 10623.8142
2030-03-14 | 18 | 10750.9096
2030-03-14 | 19 | 10835.1131
2030-03-14 | 20 | 10969.5753
2030-03-14 | 21 | 11113.4324
2030-03-14 | 22 | 10959.2863
2030-03-14 | 23 | 10685.4135
2030-03-14 | 24 | 10344.2349
2030-03-15 | 1 | 10082.6874
2030-03-15 | 2 | 9889.1901
2030-03-15 | 3 | 9827.819
2030-03-15 | 4 | 9777.3596
2030-03-15 | 5 | 9801.6186
2030-03-15 | 6 | 9943.683
2030-03-15 | 7 | 10230.2323
2030-03-15 | 8 | 10486.9639
2030-03-15 | 9 | 10774.7837
2030-03-15 | 10 | 10954.4308
2030-03-15 | 11 | 10992.8863
2030-03-15 | 12 | 10995.2832
2030-03-15 | 13 | 10952.3352
2030-03-15 | 14 | 10768.7132
2030-03-15 | 15 | 10817.5668
2030-03-15 | 16 | 10829.2743
2030-03-15 | 17 | 10761.1454
2030-03-15 | 18 | 10787.6066
2030-03-15 | 19 | 10919.7624
2030-03-15 | 20 | 10955.7103
2030-03-15 | 21 | 11065.9569
2030-03-15 | 22 | 10921.5991
2030-03-15 | 23 | 10674.9924
2030-03-15 | 24 | 10364.5038
2030-03-16 | 1 | 10136.3133
2030-03-16 | 2 | 9927.8798
2030-03-16 | 3 | 9818.5943
2030-03-16 | 4 | 9747.7796
2030-03-16 | 5 | 9716.2722
2030-03-16 | 6 | 9744.8669
2030-03-16 | 7 | 9925.2248
2030-03-16 | 8 | 9960.5448
2030-03-16 | 9 | 10212.4073
2030-03-16 | 10 | 10412.6972
2030-03-16 | 11 | 10433.6714
2030-03-16 | 12 | 10374.1489
2030-03-16 | 13 | 10267.37
2030-03-16 | 14 | 10221.8286
2030-03-16 | 15 | 10152.2811
2030-03-16 | 16 | 10121.4771
2030-03-16 | 17 | 10149.3846
2030-03-16 | 18 | 10334.1192
2030-03-16 | 19 | 10516.1346
2030-03-16 | 20 | 10658.2654
2030-03-16 | 21 | 10788.4229
2030-03-16 | 22 | 10701.4051
2030-03-16 | 23 | 10516.5738
2030-03-16 | 24 | 10265.1032
2030-03-17 | 1 | 10025.4047
2030-03-17 | 2 | 9918.0035
2030-03-17 | 3 | 9778.4413
2030-03-17 | 4 | 9701.8486
2030-03-17 | 5 | 9698.5278
2030-03-17 | 6 | 9729.7281
2030-03-17 | 7 | 9795.3606
2030-03-17 | 8 | 9796.795
2030-03-17 | 9 | 10004.0969
2030-03-17 | 10 | 10175.4849
2030-03-17 | 11 | 10226.1191
2030-03-17 | 12 | 10237.4476
2030-03-17 | 13 | 10214.4461
2030-03-17 | 14 | 10204.8998
2030-03-17 | 15 | 10184.3637
2030-03-17 | 16 | 10178.1047
2030-03-17 | 17 | 10253.5416
2030-03-17 | 18 | 10405.3018
2030-03-17 | 19 | 10654.349
2030-03-17 | 20 | 10802.9869
2030-03-17 | 21 | 10995.977
2030-03-17 | 22 | 10826.6473
2030-03-17 | 23 | 10584.9875
2030-03-17 | 24 | 10281.3383
2030-03-18 | 1 | 10062.0622
2030-03-18 | 2 | 9947.9505
2030-03-18 | 3 | 9826.2704
2030-03-18 | 4 | 9818.3513
2030-03-18 | 5 | 9829.1953
2030-03-18 | 6 | 9920.0401
2030-03-18 | 7 | 10190.8221
2030-03-18 | 8 | 10505.5554
2030-03-18 | 9 | 10796.9978
2030-03-18 | 10 | 10962.2426
2030-03-18 | 11 | 10985.0607
2030-03-18 | 12 | 10954.5336
2030-03-18 | 13 | 10747.9614
2030-03-18 | 14 | 10681.5515
2030-03-18 | 15 | 10611.174
2030-03-18 | 16 | 10592.4727
2030-03-18 | 17 | 10608.8218
2030-03-18 | 18 | 10730.4102
2030-03-18 | 19 | 10888.6206
2030-03-18 | 20 | 10988.1146
2030-03-18 | 21 | 11153.4393
2030-03-18 | 22 | 11006.971
2030-03-18 | 23 | 10717.3517
2030-03-18 | 24 | 10400.5203
2030-03-19 | 1 | 10140.6721
2030-03-19 | 2 | 9910.6195
2030-03-19 | 3 | 9819.3121
2030-03-19 | 4 | 9797.6182
2030-03-19 | 5 | 9867.4967
2030-03-19 | 6 | 10047.226
2030-03-19 | 7 | 10339.0637
2030-03-19 | 8 | 10671.0074
2030-03-19 | 9 | 10887.5536
2030-03-19 | 10 | 11014.2777
2030-03-19 | 11 | 10923.7991
2030-03-19 | 12 | 10934.5727
2030-03-19 | 13 | 10914.8043
2030-03-19 | 14 | 10682.6525
2030-03-19 | 15 | 10690.7572
2030-03-19 | 16 | 10642.2764
2030-03-19 | 17 | 10771.4335
2030-03-19 | 18 | 10795.79
2030-03-19 | 19 | 10807.2082
2030-03-19 | 20 | 10995.51
2030-03-19 | 21 | 11207.0581
2030-03-19 | 22 | 11065.01
2030-03-19 | 23 | 10775.4006
2030-03-19 | 24 | 10410.4205
2030-03-20 | 1 | 10132.6943
2030-03-20 | 2 | 9945.8339
2030-03-20 | 3 | 9866.7197
2030-03-20 | 4 | 9826.5607
2030-03-20 | 5 | 9843.9523
2030-03-20 | 6 | 10004.6543
2030-03-20 | 7 | 10354.9149
2030-03-20 | 8 | 10704.7635
2030-03-20 | 9 | 10978.5501
2030-03-20 | 10 | 11130.7759
2030-03-20 | 11 | 11142.9503
2030-03-20 | 12 | 11114.92
2030-03-20 | 13 | 11037.17
2030-03-20 | 14 | 10951.8933
2030-03-20 | 15 | 10871.5175
2030-03-20 | 16 | 10845.6293
2030-03-20 | 17 | 10906.1046
2030-03-20 | 18 | 11046.1081
2030-03-20 | 19 | 11089.3132
2030-03-20 | 20 | 11105.7466
2030-03-20 | 21 | 11252.4536
2030-03-20 | 22 | 11086.055
2030-03-20 | 23 | 10775.2996
2030-03-20 | 24 | 10416.0701
2030-03-21 | 1 | 10142.0952
2030-03-21 | 2 | 10026.4513
2030-03-21 | 3 | 9928.0608
2030-03-21 | 4 | 9849.1148
2030-03-21 | 5 | 9902.54
2030-03-21 | 6 | 9994.2871
2030-03-21 | 7 | 10295.18
2030-03-21 | 8 | 10627.1841
2030-03-21 | 9 | 10902.1941
2030-03-21 | 10 | 11085.2245
2030-03-21 | 11 | 11127.641
2030-03-21 | 12 | 11146.8036
2030-03-21 | 13 | 11022.8244
2030-03-21 | 14 | 11045.5402
2030-03-21 | 15 | 11039.3892
2030-03-21 | 16 | 10929.0597
2030-03-21 | 17 | 11038.4757
2030-03-21 | 18 | 11077.0937
2030-03-21 | 19 | 11117.1782
2030-03-21 | 20 | 11115.0006
2030-03-21 | 21 | 11244.2771
2030-03-21 | 22 | 11101.6674
2030-03-21 | 23 | 10831.6324
2030-03-21 | 24 | 10509.4385
2030-03-22 | 1 | 10232.4115
2030-03-22 | 2 | 10045.333
2030-03-22 | 3 | 9951.1119
2030-03-22 | 4 | 9903.608
2030-03-22 | 5 | 9913.7893
2030-03-22 | 6 | 10029.7286
2030-03-22 | 7 | 10336.2791
2030-03-22 | 8 | 10688.8107
2030-03-22 | 9 | 10921.583
2030-03-22 | 10 | 11095.8443
2030-03-22 | 11 | 11152.7556
2030-03-22 | 12 | 11134.1374
2030-03-22 | 13 | 11032.2803
2030-03-22 | 14 | 11009.3585
2030-03-22 | 15 | 10994.3787
2030-03-22 | 16 | 11024.6858
2030-03-22 | 17 | 11057.1052
2030-03-22 | 18 | 11136.6235
2030-03-22 | 19 | 11182.3179
2030-03-22 | 20 | 11110.5902
2030-03-22 | 21 | 11222.0713
2030-03-22 | 22 | 11074.7547
2030-03-22 | 23 | 10803.1174
2030-03-22 | 24 | 10481.1833
2030-03-23 | 1 | 10188.3262
2030-03-23 | 2 | 10031.8853
2030-03-23 | 3 | 9906.0183
2030-03-23 | 4 | 9836.8548
2030-03-23 | 5 | 9787.6208
2030-03-23 | 6 | 9854.6323
2030-03-23 | 7 | 9901.3093
2030-03-23 | 8 | 10000.3611
2030-03-23 | 9 | 10195.8986
2030-03-23 | 10 | 10480.3702
2030-03-23 | 11 | 10654.1396
2030-03-23 | 12 | 10661.2596
2030-03-23 | 13 | 10656.9646
2030-03-23 | 14 | 10561.1654
2030-03-23 | 15 | 10552.9112
2030-03-23 | 16 | 10553.4612
2030-03-23 | 17 | 10615.8153
2030-03-23 | 18 | 10721.6004
2030-03-23 | 19 | 10791.1153
2030-03-23 | 20 | 10768.5889
2030-03-23 | 21 | 10895.5538
2030-03-23 | 22 | 10775.2503
2030-03-23 | 23 | 10587.0915
2030-03-23 | 24 | 10343.8769
2030-03-24 | 1 | 10085.1976
2030-03-24 | 2 | 9906.0217
2030-03-24 | 3 | 9787.8152
2030-03-24 | 4 | 9716.699
2030-03-24 | 5 | 9715.3669
2030-03-24 | 6 | 9748.5782
2030-03-24 | 7 | 9818.3741
2030-03-24 | 8 | 9913.1967
2030-03-24 | 9 | 10041.2286
2030-03-24 | 10 | 10278.8824
2030-03-24 | 11 | 10480.9797
2030-03-24 | 12 | 10521.8089
2030-03-24 | 13 | 10545.2661
2030-03-24 | 14 | 10536.9354
2030-03-24 | 15 | 10498.1377
2030-03-24 | 16 | 10511.6928
2030-03-24 | 17 | 10605.7417
2030-03-24 | 18 | 10675.1736
2030-03-24 | 19 | 10779.0935
2030-03-24 | 20 | 10822.7022
2030-03-24 | 21 | 11002.7789
2030-03-24 | 22 | 10831.8129
2030-03-24 | 23 | 10606.0101
2030-03-24 | 24 | 10305.653
2030-03-25 | 1 | 10054.168
2030-03-25 | 2 | 9932.2921
2030-03-25 | 3 | 9832.9735
2030-03-25 | 4 | 9793.4737
2030-03-25 | 5 | 9807.5471
2030-03-25 | 6 | 9956.2183
2030-03-25 | 7 | 10292.4392
2030-03-25 | 8 | 10685.2941
2030-03-25 | 9 | 10907.3519
2030-03-25 | 10 | 11064.606
2030-03-25 | 11 | 10954.8102
2030-03-25 | 12 | 11117.365
2030-03-25 | 13 | 11083.5909
2030-03-25 | 14 | 11032.9626
2030-03-25 | 15 | 11016.8742
2030-03-25 | 16 | 11028.4027
2030-03-25 | 17 | 10943.8776
2030-03-25 | 18 | 11191.6231
2030-03-25 | 19 | 11200.6787
2030-03-25 | 20 | 11170.6575
2030-03-25 | 21 | 11348.9987
2030-03-25 | 22 | 11165.6626
2030-03-25 | 23 | 10866.7884
2030-03-25 | 24 | 10513.5128
2030-03-26 | 1 | 10221.9072
2030-03-26 | 2 | 10020.5377
2030-03-26 | 3 | 9904.9638
2030-03-26 | 4 | 9851.4747
2030-03-26 | 5 | 9856.8147
2030-03-26 | 6 | 9972.6562
2030-03-26 | 7 | 10283.7201
2030-03-26 | 8 | 10690.6871
2030-03-26 | 9 | 10907.2063
2030-03-26 | 10 | 11051.4399
2030-03-26 | 11 | 11089.0874
2030-03-26 | 12 | 11157.6079
2030-03-26 | 13 | 11133.3962
2030-03-26 | 14 | 11101.0128
2030-03-26 | 15 | 10978.3775
2030-03-26 | 16 | 10960.1514
2030-03-26 | 17 | 11090.5584
2030-03-26 | 18 | 11138.5291
2030-03-26 | 19 | 11171.7613
2030-03-26 | 20 | 11144.6735
2030-03-26 | 21 | 11325.5069
2030-03-26 | 22 | 11177.7474
2030-03-26 | 23 | 10881.3496
2030-03-26 | 24 | 10520.0836
2030-03-27 | 1 | 10220.1682
2030-03-27 | 2 | 10002.1096
2030-03-27 | 3 | 9928.8784
2030-03-27 | 4 | 9866.3603
2030-03-27 | 5 | 9899.8033
2030-03-27 | 6 | 10009.5615
2030-03-27 | 7 | 10285.6226
2030-03-27 | 8 | 10688.9203
2030-03-27 | 9 | 10903.5126
2030-03-27 | 10 | 11064.8177
2030-03-27 | 11 | 11105.0194
2030-03-27 | 12 | 11008.3711
2030-03-27 | 13 | 10931.9028
2030-03-27 | 14 | 10876.3253
2030-03-27 | 15 | 10867.2914
2030-03-27 | 16 | 10858.6932
2030-03-27 | 17 | 10981.1286
2030-03-27 | 18 | 11049.0849
2030-03-27 | 19 | 11026.3443
2030-03-27 | 20 | 10995.7948
2030-03-27 | 21 | 11254.6224
2030-03-27 | 22 | 11133.1673
2030-03-27 | 23 | 10793.9753
2030-03-27 | 24 | 10433.1916
2030-03-28 | 1 | 10128.077
2030-03-28 | 2 | 9969.9681
2030-03-28 | 3 | 9852.6267
2030-03-28 | 4 | 9793.961
2030-03-28 | 5 | 9788.8628
2030-03-28 | 6 | 9903.0066
2030-03-28 | 7 | 10199.3268
2030-03-28 | 8 | 10588.3737
2030-03-28 | 9 | 10848.0664
2030-03-28 | 10 | 10988.5942
2030-03-28 | 11 | 10933.3481
2030-03-28 | 12 | 10984.623
2030-03-28 | 13 | 10739.4026
2030-03-28 | 14 | 10724.6282
2030-03-28 | 15 | 10716.151
2030-03-28 | 16 | 10689.5458
2030-03-28 | 17 | 10685.1678
2030-03-28 | 18 | 10798.3958
2030-03-28 | 19 | 10836.869
2030-03-28 | 20 | 10940.7355
2030-03-28 | 21 | 11142.2476
2030-03-28 | 22 | 10997.7331
2030-03-28 | 23 | 10722.824
2030-03-28 | 24 | 10425.2926
2030-03-29 | 1 | 10131.5024
2030-03-29 | 2 | 9919.7194
2030-03-29 | 3 | 9807.4309
2030-03-29 | 4 | 9751.5978
2030-03-29 | 5 | 9748.2165
2030-03-29 | 6 | 9860.1484
2030-03-29 | 7 | 10162.111
2030-03-29 | 8 | 10554.5867
2030-03-29 | 9 | 10758.4255
2030-03-29 | 10 | 10936.1073
2030-03-29 | 11 | 10914.7864
2030-03-29 | 12 | 10765.4792
2030-03-29 | 13 | 10701.5132
2030-03-29 | 14 | 10631.855
2030-03-29 | 15 | 10592.4068
2030-03-29 | 16 | 10552.3441
2030-03-29 | 17 | 10555.9415
2030-03-29 | 18 | 10698.7544
2030-03-29 | 19 | 10679.3732
2030-03-29 | 20 | 10805.7972
2030-03-29 | 21 | 10977.481
2030-03-29 | 22 | 10858.9407
2030-03-29 | 23 | 10609.5973
2030-03-29 | 24 | 10272.7247
2030-03-30 | 1 | 10010.3275
2030-03-30 | 2 | 9794.1454
2030-03-30 | 3 | 9685.2484
2030-03-30 | 4 | 9622.618
2030-03-30 | 5 | 9626.0564
2030-03-30 | 6 | 9628.7461
2030-03-30 | 7 | 9673.9843
2030-03-30 | 8 | 9853.9495
2030-03-30 | 9 | 10022.6993
2030-03-30 | 10 | 10235.1858
2030-03-30 | 11 | 10304.2706
2030-03-30 | 12 | 10298.6148
2030-03-30 | 13 | 10058.9232
2030-03-30 | 14 | 10005.1524
2030-03-30 | 15 | 9943.1543
2030-03-30 | 16 | 9940.1983
2030-03-30 | 17 | 9951.1442
2030-03-30 | 18 | 10070.1464
2030-03-30 | 19 | 10206.4348
2030-03-30 | 20 | 10264.482
2030-03-30 | 21 | 10564.3054
2030-03-30 | 22 | 10509.3307
2030-03-30 | 23 | 10345.3411
2030-03-30 | 24 | 10080.284
2030-03-31 | 1 | 9841.2291
2030-03-31 | 2 | 9669.3499
2030-03-31 | 3 | 9551.8157
2030-03-31 | 4 | 9488.6965
2030-03-31 | 5 | 9481.4704
2030-03-31 | 6 | 9532.4021
2030-03-31 | 7 | 9592.129
2030-03-31 | 8 | 9749.6433
2030-03-31 | 9 | 9798.786
2030-03-31 | 10 | 9991.5862
2030-03-31 | 11 | 10123.6817
2030-03-31 | 12 | 10106.3548
2030-03-31 | 13 | 10038.2738
2030-03-31 | 14 | 9921.261
2030-03-31 | 15 | 9833.2621
2030-03-31 | 16 | 9792.8958
2030-03-31 | 17 | 9875.3354
2030-03-31 | 18 | 10148.41
2030-03-31 | 19 | 10209.6563
2030-03-31 | 20 | 10251.7156
2030-03-31 | 21 | 10506.3723
2030-03-31 | 22 | 10441.9594
2030-03-31 | 23 | 10214.2925
2030-03-31 | 24 | 9935.1465
2030-04-01 | 1 | 9678.5055
2030-04-01 | 2 | 9343.8263
2030-04-01 | 3 | 9250.6642
2030-04-01 | 4 | 9224.7054
2030-04-01 | 5 | 9257.4051
2030-04-01 | 6 | 9394.7442
2030-04-01 | 7 | 9697.4191
2030-04-01 | 8 | 10203.3649
2030-04-01 | 9 | 10384.9007
2030-04-01 | 10 | 10465.5443
2030-04-01 | 11 | 10509.0455
2030-04-01 | 12 | 10501.6994
2030-04-01 | 13 | 10519.9605
2030-04-01 | 14 | 10417.8734
2030-04-01 | 15 | 10346.2384
2030-04-01 | 16 | 10350.6602
2030-04-01 | 17 | 10357.3303
2030-04-01 | 18 | 10420.616
2030-04-01 | 19 | 10446.4493
2030-04-01 | 20 | 10400.1568
2030-04-01 | 21 | 10539.8767
2030-04-01 | 22 | 10487.9398
2030-04-01 | 23 | 10261.9563
2030-04-01 | 24 | 9947.0879
2030-04-02 | 1 | 9677.3624
2030-04-02 | 2 | 9454.7345
2030-04-02 | 3 | 9339.4612
2030-04-02 | 4 | 9319.7075
2030-04-02 | 5 | 9351.1051
2030-04-02 | 6 | 9542.412
2030-04-02 | 7 | 9846.5664
2030-04-02 | 8 | 10291.1603
2030-04-02 | 9 | 10371.6854
2030-04-02 | 10 | 10486.5641
2030-04-02 | 11 | 10340.3668
2030-04-02 | 12 | 10234.2267
2030-04-02 | 13 | 10165.6248
2030-04-02 | 14 | 10141.1292
2030-04-02 | 15 | 10121.7541
2030-04-02 | 16 | 10127.6185
2030-04-02 | 17 | 10161.8158
2030-04-02 | 18 | 10214.1693
2030-04-02 | 19 | 10305.3552
2030-04-02 | 20 | 10340.5733
2030-04-02 | 21 | 10588.8393
2030-04-02 | 22 | 10518.7438
2030-04-02 | 23 | 10247.3513
2030-04-02 | 24 | 9941.4846
2030-04-03 | 1 | 9667.0794
2030-04-03 | 2 | 9499.7691
2030-04-03 | 3 | 9358.0544
2030-04-03 | 4 | 9341.7771
2030-04-03 | 5 | 9372.3931
2030-04-03 | 6 | 9572.6206
2030-04-03 | 7 | 9891.0498
2030-04-03 | 8 | 10291.0186
2030-04-03 | 9 | 10451.4264
2030-04-03 | 10 | 10555.8834
2030-04-03 | 11 | 10589.6626
2030-04-03 | 12 | 10468.9953
2030-04-03 | 13 | 10365.9421
2030-04-03 | 14 | 10287.1686
2030-04-03 | 15 | 10273.2253
2030-04-03 | 16 | 10264.6352
2030-04-03 | 17 | 10321.8349
2030-04-03 | 18 | 10405.7698
2030-04-03 | 19 | 10475.1826
2030-04-03 | 20 | 10524.2425
2030-04-03 | 21 | 10702.3694
2030-04-03 | 22 | 10590.8482
2030-04-03 | 23 | 10323.5199
2030-04-03 | 24 | 9959.5698
2030-04-04 | 1 | 9661.7897
2030-04-04 | 2 | 9537.4761
2030-04-04 | 3 | 9455.3515
2030-04-04 | 4 | 9434.442
2030-04-04 | 5 | 9441.1468
2030-04-04 | 6 | 9580.2557
2030-04-04 | 7 | 9800.6263
2030-04-04 | 8 | 10197.0056
2030-04-04 | 9 | 10445.5522
2030-04-04 | 10 | 10571.7545
2030-04-04 | 11 | 10422.5315
2030-04-04 | 12 | 10348.5036
2030-04-04 | 13 | 10227.5141
2030-04-04 | 14 | 10192.8179
2030-04-04 | 15 | 10138.2006
2030-04-04 | 16 | 10106.3441
2030-04-04 | 17 | 10391.9039
2030-04-04 | 18 | 10354.3897
2030-04-04 | 19 | 10401.3711
2030-04-04 | 20 | 10292.5335
2030-04-04 | 21 | 10495.3808
2030-04-04 | 22 | 10460.8045
2030-04-04 | 23 | 10249.1358
2030-04-04 | 24 | 9951.4217
2030-04-05 | 1 | 9637.4927
2030-04-05 | 2 | 9419.2662
2030-04-05 | 3 | 9368.3257
2030-04-05 | 4 | 9296.345
2030-04-05 | 5 | 9325.2144
2030-04-05 | 6 | 9500.6079
2030-04-05 | 7 | 9693.9328
2030-04-05 | 8 | 10124.8218
2030-04-05 | 9 | 10336.9265
2030-04-05 | 10 | 10423.3735
2030-04-05 | 11 | 10313.4893
2030-04-05 | 12 | 10285.8331
2030-04-05 | 13 | 10252.0047
2030-04-05 | 14 | 10215.8366
2030-04-05 | 15 | 10142.5036
2030-04-05 | 16 | 10117.0133
2030-04-05 | 17 | 10110.7372
2030-04-05 | 18 | 10181.968
2030-04-05 | 19 | 10181.0775
2030-04-05 | 20 | 10218.6669
2030-04-05 | 21 | 10383.893
2030-04-05 | 22 | 10327.8766
2030-04-05 | 23 | 10076.358
2030-04-05 | 24 | 9785.656
2030-04-06 | 1 | 9519.4
2030-04-06 | 2 | 9370.2786
2030-04-06 | 3 | 9284.0769
2030-04-06 | 4 | 9209.095
2030-04-06 | 5 | 9202.4718
2030-04-06 | 6 | 9250.3562
2030-04-06 | 7 | 9263.63
2030-04-06 | 8 | 9478.5337
2030-04-06 | 9 | 9635.8274
2030-04-06 | 10 | 9790.3841
2030-04-06 | 11 | 9854.874
2030-04-06 | 12 | 9875.6835
2030-04-06 | 13 | 9821.1383
2030-04-06 | 14 | 9757.6947
2030-04-06 | 15 | 9761.6995
2030-04-06 | 16 | 9566.4572
2030-04-06 | 17 | 9618.6883
2030-04-06 | 18 | 9764.6505
2030-04-06 | 19 | 9868.8044
2030-04-06 | 20 | 9929.3542
2030-04-06 | 21 | 10154.6002
2030-04-06 | 22 | 10179.3668
2030-04-06 | 23 | 9968.0385
2030-04-06 | 24 | 9725.8053
2030-04-07 | 1 | 9507.9552
2030-04-07 | 2 | 9374.8278
2030-04-07 | 3 | 9273.6477
2030-04-07 | 4 | 9203.3186
2030-04-07 | 5 | 9216.1128
2030-04-07 | 6 | 9276.9121
2030-04-07 | 7 | 9221.5624
2030-04-07 | 8 | 9386.0654
2030-04-07 | 9 | 9508.7185
2030-04-07 | 10 | 9621.5647
2030-04-07 | 11 | 9627.7331
2030-04-07 | 12 | 9587.2158
2030-04-07 | 13 | 9562.1007
2030-04-07 | 14 | 9557.3971
2030-04-07 | 15 | 9552.8088
2030-04-07 | 16 | 9550.8979
2030-04-07 | 17 | 9622.2301
2030-04-07 | 18 | 9719.8656
2030-04-07 | 19 | 9905.7787
2030-04-07 | 20 | 9962.408
2030-04-07 | 21 | 10196.8103
2030-04-07 | 22 | 10220.9219
2030-04-07 | 23 | 10011.0645
2030-04-07 | 24 | 9723.4327
2030-04-08 | 1 | 9486.0547
2030-04-08 | 2 | 9362.9766
2030-04-08 | 3 | 9290.3498
2030-04-08 | 4 | 9243.8007
2030-04-08 | 5 | 9277.9554
2030-04-08 | 6 | 9434.6224
2030-04-08 | 7 | 9612.8325
2030-04-08 | 8 | 10075.3894
2030-04-08 | 9 | 10381.7299
2030-04-08 | 10 | 10480.4513
2030-04-08 | 11 | 10463.5025
2030-04-08 | 12 | 10351.2083
2030-04-08 | 13 | 10297.4713
2030-04-08 | 14 | 10339.6473
2030-04-08 | 15 | 10247.2882
2030-04-08 | 16 | 10254.2683
2030-04-08 | 17 | 10347.1855
2030-04-08 | 18 | 10400.6061
2030-04-08 | 19 | 10405.4286
2030-04-08 | 20 | 10493.6214
2030-04-08 | 21 | 10591.9917
2030-04-08 | 22 | 10517.9187
2030-04-08 | 23 | 10291.4894
2030-04-08 | 24 | 9919.1576
2030-04-09 | 1 | 9669.0457
2030-04-09 | 2 | 9533.4539
2030-04-09 | 3 | 9456.9058
2030-04-09 | 4 | 9456.9351
2030-04-09 | 5 | 9479.3631
2030-04-09 | 6 | 9643.2
2030-04-09 | 7 | 9759.7823
2030-04-09 | 8 | 10180.2497
2030-04-09 | 9 | 10440.361
2030-04-09 | 10 | 10473.1999
2030-04-09 | 11 | 10317.241
2030-04-09 | 12 | 10196.3646
2030-04-09 | 13 | 10078.9678
2030-04-09 | 14 | 10066.3398
2030-04-09 | 15 | 10041.9402
2030-04-09 | 16 | 10025.4517
2030-04-09 | 17 | 10188.5055
2030-04-09 | 18 | 10330.2946
2030-04-09 | 19 | 10367.1878
2030-04-09 | 20 | 10244.1403
2030-04-09 | 21 | 10423.1029
2030-04-09 | 22 | 10410.7553
2030-04-09 | 23 | 10138.6923
2030-04-09 | 24 | 9734.9289
2030-04-10 | 1 | 9462.3458
2030-04-10 | 2 | 9300.6723
2030-04-10 | 3 | 9221.331
2030-04-10 | 4 | 9194.9398
2030-04-10 | 5 | 9209.1605
2030-04-10 | 6 | 9338.1586
2030-04-10 | 7 | 9505.0767
2030-04-10 | 8 | 9939.5519
2030-04-10 | 9 | 10192.7335
2030-04-10 | 10 | 10230.9357
2030-04-10 | 11 | 10196.6568
2030-04-10 | 12 | 10089.4043
2030-04-10 | 13 | 10009.7199
2030-04-10 | 14 | 9997.2499
2030-04-10 | 15 | 9968.7699
2030-04-10 | 16 | 9923.9531
2030-04-10 | 17 | 10267.578
2030-04-10 | 18 | 10072.1894
2030-04-10 | 19 | 10070.4467
2030-04-10 | 20 | 10128.0995
2030-04-10 | 21 | 10345.084
2030-04-10 | 22 | 10303.0512
2030-04-10 | 23 | 10043.1844
2030-04-10 | 24 | 9705.272
2030-04-11 | 1 | 9432.3847
2030-04-11 | 2 | 9280.0444
2030-04-11 | 3 | 9186.2629
2030-04-11 | 4 | 9134.9179
2030-04-11 | 5 | 9153.3311
2030-04-11 | 6 | 9271.403
2030-04-11 | 7 | 9451.1818
2030-04-11 | 8 | 9874.7383
2030-04-11 | 9 | 10182.7575
2030-04-11 | 10 | 10219.8933
2030-04-11 | 11 | 10150.522
2030-04-11 | 12 | 10044.4784
2030-04-11 | 13 | 9969.9169
2030-04-11 | 14 | 9971.2748
2030-04-11 | 15 | 10110.9746
2030-04-11 | 16 | 10089.363
2030-04-11 | 17 | 10115.0632
2030-04-11 | 18 | 10051.788
2030-04-11 | 19 | 10097.1782
2030-04-11 | 20 | 10145.0999
2030-04-11 | 21 | 10205.2601
2030-04-11 | 22 | 10233.8685
2030-04-11 | 23 | 9952.5352
2030-04-11 | 24 | 9694.4082
2030-04-12 | 1 | 9404.0992
2030-04-12 | 2 | 9246.3584
2030-04-12 | 3 | 9161.861
2030-04-12 | 4 | 9137.0881
2030-04-12 | 5 | 9131.3051
2030-04-12 | 6 | 9284.9105
2030-04-12 | 7 | 9485.6944
2030-04-12 | 8 | 9888.7333
2030-04-12 | 9 | 10175.7722
2030-04-12 | 10 | 10213.917
2030-04-12 | 11 | 10132.4643
2030-04-12 | 12 | 10018.0637
2030-04-12 | 13 | 10008.1206
2030-04-12 | 14 | 9954.3975
2030-04-12 | 15 | 9951.1571
2030-04-12 | 16 | 10053.3096
2030-04-12 | 17 | 10319.9843
2030-04-12 | 18 | 10352.8406
2030-04-12 | 19 | 10332.8153
2030-04-12 | 20 | 10318.5512
2030-04-12 | 21 | 10388.3041
2030-04-12 | 22 | 10383.6462
2030-04-12 | 23 | 10103.6101
2030-04-12 | 24 | 9813.534
2030-04-13 | 1 | 9545.9462
2030-04-13 | 2 | 9381.2911
2030-04-13 | 3 | 9273.6383
2030-04-13 | 4 | 9221.7578
2030-04-13 | 5 | 9252.8532
2030-04-13 | 6 | 9322.244
2030-04-13 | 7 | 9338.4145
2030-04-13 | 8 | 9502.2846
2030-04-13 | 9 | 9754.0602
2030-04-13 | 10 | 9986.6487
2030-04-13 | 11 | 10092.6422
2030-04-13 | 12 | 10134.9025
2030-04-13 | 13 | 10136.1793
2030-04-13 | 14 | 10097.5786
2030-04-13 | 15 | 9938.6446
2030-04-13 | 16 | 9970.7819
2030-04-13 | 17 | 9944.0128
2030-04-13 | 18 | 10089.6017
2030-04-13 | 19 | 10095.1797
2030-04-13 | 20 | 10030.3782
2030-04-13 | 21 | 10160.8889
2030-04-13 | 22 | 10254.459
2030-04-13 | 23 | 10099.303
2030-04-13 | 24 | 9843.3656
2030-04-14 | 1 | 9604.1336
2030-04-14 | 2 | 9464.3062
2030-04-14 | 3 | 9377.9022
2030-04-14 | 4 | 9324.5875
2030-04-14 | 5 | 9326.3778
2030-04-14 | 6 | 9385.4287
2030-04-14 | 7 | 9368.7757
2030-04-14 | 8 | 9453.0122
2030-04-14 | 9 | 9583.1245
2030-04-14 | 10 | 9782.4349
2030-04-14 | 11 | 9709.4499
2030-04-14 | 12 | 9597.9662
2030-04-14 | 13 | 9554.6807
2030-04-14 | 14 | 9575.6039
2030-04-14 | 15 | 9486.3037
2030-04-14 | 16 | 9471.2358
2030-04-14 | 17 | 9581.9883
2030-04-14 | 18 | 9768.2859
2030-04-14 | 19 | 10040.9828
2030-04-14 | 20 | 10012.2196
2030-04-14 | 21 | 10105.03
2030-04-14 | 22 | 10142.1068
2030-04-14 | 23 | 9944.0994
2030-04-14 | 24 | 9661.0795
2030-04-15 | 1 | 9413.7585
2030-04-15 | 2 | 9316.9136
2030-04-15 | 3 | 9248.3914
2030-04-15 | 4 | 9222.312
2030-04-15 | 5 | 9248.837
2030-04-15 | 6 | 9406.9336
2030-04-15 | 7 | 9666.9907
2030-04-15 | 8 | 10000.8714
2030-04-15 | 9 | 10331.1652
2030-04-15 | 10 | 10421.5927
2030-04-15 | 11 | 10462.3984
2030-04-15 | 12 | 10341.9757
2030-04-15 | 13 | 10339.5798
2030-04-15 | 14 | 10137.5059
2030-04-15 | 15 | 10206.2638
2030-04-15 | 16 | 10410.4845
2030-04-15 | 17 | 10270.0536
2030-04-15 | 18 | 10450.809
2030-04-15 | 19 | 10434.3217
2030-04-15 | 20 | 10465.086
2030-04-15 | 21 | 10503.2936
2030-04-15 | 22 | 10495.9708
2030-04-15 | 23 | 10220.6655
2030-04-15 | 24 | 9831.561
2030-04-16 | 1 | 9560.703
2030-04-16 | 2 | 9433.7225
2030-04-16 | 3 | 9327.901
2030-04-16 | 4 | 9293.5624
2030-04-16 | 5 | 9356.4071
2030-04-16 | 6 | 9459.8422
2030-04-16 | 7 | 9642.3448
2030-04-16 | 8 | 9993.5429
2030-04-16 | 9 | 10335.0377
2030-04-16 | 10 | 10453.5559
2030-04-16 | 11 | 10426.6041
2030-04-16 | 12 | 10379.4415
2030-04-16 | 13 | 10271.2215
2030-04-16 | 14 | 10280.7193
2030-04-16 | 15 | 10277.0833
2030-04-16 | 16 | 10231.4658
2030-04-16 | 17 | 10233.8053
2030-04-16 | 18 | 10413.0859
2030-04-16 | 19 | 10456.1603
2030-04-16 | 20 | 10431.0517
2030-04-16 | 21 | 10531.486
2030-04-16 | 22 | 10507.4617
2030-04-16 | 23 | 10232.9183
2030-04-16 | 24 | 9875.8246
2030-04-17 | 1 | 9676.9083
2030-04-17 | 2 | 9512.0614
2030-04-17 | 3 | 9426.7289
2030-04-17 | 4 | 9389.8107
2030-04-17 | 5 | 9374.8917
2030-04-17 | 6 | 9515.4659
2030-04-17 | 7 | 9744.703
2030-04-17 | 8 | 10082.3199
2030-04-17 | 9 | 10423.2129
2030-04-17 | 10 | 10505.794
2030-04-17 | 11 | 10465.5898
2030-04-17 | 12 | 10338.0463
2030-04-17 | 13 | 10297.3781
2030-04-17 | 14 | 10422.9553
2030-04-17 | 15 | 10292.2076
2030-04-17 | 16 | 10238.829
2030-04-17 | 17 | 10242.4269
2030-04-17 | 18 | 10333.8362
2030-04-17 | 19 | 10467.8608
2030-04-17 | 20 | 10459.0692
2030-04-17 | 21 | 10563.1113
2030-04-17 | 22 | 10578.1795
2030-04-17 | 23 | 10317.3489
2030-04-17 | 24 | 9972.6204
2030-04-18 | 1 | 9687.9068
2030-04-18 | 2 | 9513.127
2030-04-18 | 3 | 9415.905
2030-04-18 | 4 | 9402.4111
2030-04-18 | 5 | 9480.9666
2030-04-18 | 6 | 9616.8002
2030-04-18 | 7 | 9815.6896
2030-04-18 | 8 | 10153.5977
2030-04-18 | 9 | 10458.3711
2030-04-18 | 10 | 10470.2888
2030-04-18 | 11 | 10411.3066
2030-04-18 | 12 | 10299.7354
2030-04-18 | 13 | 10260.5759
2030-04-18 | 14 | 10211.0444
2030-04-18 | 15 | 10184.2419
2030-04-18 | 16 | 10175.3716
2030-04-18 | 17 | 10310.7004
2030-04-18 | 18 | 10345.1605
2030-04-18 | 19 | 10390.4747
2030-04-18 | 20 | 10525.1991
2030-04-18 | 21 | 10526.1088
2030-04-18 | 22 | 10573.7289
2030-04-18 | 23 | 10328.0944
2030-04-18 | 24 | 10021.7817
2030-04-19 | 1 | 9777.9732
2030-04-19 | 2 | 9575.4741
2030-04-19 | 3 | 9450.1523
2030-04-19 | 4 | 9393.3039
2030-04-19 | 5 | 9435.4733
2030-04-19 | 6 | 9514.7751
2030-04-19 | 7 | 9499.9716
2030-04-19 | 8 | 9523.0475
2030-04-19 | 9 | 9743.0063
2030-04-19 | 10 | 9848.9407
2030-04-19 | 11 | 9873.7351
2030-04-19 | 12 | 9798.7739
2030-04-19 | 13 | 9724.2827
2030-04-19 | 14 | 9703.5064
2030-04-19 | 15 | 9687.1315
2030-04-19 | 16 | 9682.9267
2030-04-19 | 17 | 9792.0377
2030-04-19 | 18 | 9926.1602
2030-04-19 | 19 | 10096.2933
2030-04-19 | 20 | 10136.6622
2030-04-19 | 21 | 10245.7112
2030-04-19 | 22 | 10355.4683
2030-04-19 | 23 | 10156.19
2030-04-19 | 24 | 9838.6493
2030-04-20 | 1 | 9612.8444
2030-04-20 | 2 | 9570.1278
2030-04-20 | 3 | 9509.1557
2030-04-20 | 4 | 9408.3835
2030-04-20 | 5 | 9403.3707
2030-04-20 | 6 | 9409.2678
2030-04-20 | 7 | 9427.0752
2030-04-20 | 8 | 9449.1982
2030-04-20 | 9 | 9634.0846
2030-04-20 | 10 | 9704.0754
2030-04-20 | 11 | 9744.6009
2030-04-20 | 12 | 9702.6543
2030-04-20 | 13 | 9642.6077
2030-04-20 | 14 | 9549.6455
2030-04-20 | 15 | 9589.6691
2030-04-20 | 16 | 9594.2066
2030-04-20 | 17 | 9661.6635
2030-04-20 | 18 | 9992.1863
2030-04-20 | 19 | 10039.6826
2030-04-20 | 20 | 10088.2103
2030-04-20 | 21 | 10111.3548
2030-04-20 | 22 | 10290.5137
2030-04-20 | 23 | 10083.2299
2030-04-20 | 24 | 9737.3455
2030-04-21 | 1 | 9513.8563
2030-04-21 | 2 | 9398.2092
2030-04-21 | 3 | 9362.426
2030-04-21 | 4 | 9279.797
2030-04-21 | 5 | 9279.3355
2030-04-21 | 6 | 9299.3015
2030-04-21 | 7 | 9350.6121
2030-04-21 | 8 | 9319.8214
2030-04-21 | 9 | 9557.4572
2030-04-21 | 10 | 9628.3836
2030-04-21 | 11 | 9616.7811
2030-04-21 | 12 | 9574.2689
2030-04-21 | 13 | 9565.6844
2030-04-21 | 14 | 9540.0904
2030-04-21 | 15 | 9508.8519
2030-04-21 | 16 | 9560.1216
2030-04-21 | 17 | 9633.0256
2030-04-21 | 18 | 9780.3848
2030-04-21 | 19 | 9906.1519
2030-04-21 | 20 | 9990.204
2030-04-21 | 21 | 10078.8836
2030-04-21 | 22 | 10185.2307
2030-04-21 | 23 | 9956.5958
2030-04-21 | 24 | 9703.5247
2030-04-22 | 1 | 9438.8921
2030-04-22 | 2 | 9365.8021
2030-04-22 | 3 | 9301.3176
2030-04-22 | 4 | 9291.4448
2030-04-22 | 5 | 9338.908
2030-04-22 | 6 | 9452.3925
2030-04-22 | 7 | 9747.2758
2030-04-22 | 8 | 10085.2799
2030-04-22 | 9 | 10316.6734
2030-04-22 | 10 | 10340.8428
2030-04-22 | 11 | 10240.382
2030-04-22 | 12 | 10131.856
2030-04-22 | 13 | 10051.2308
2030-04-22 | 14 | 10031.9018
2030-04-22 | 15 | 10015.836
2030-04-22 | 16 | 10004.0344
2030-04-22 | 17 | 10018.7916
2030-04-22 | 18 | 10103.8782
2030-04-22 | 19 | 10135.4223
2030-04-22 | 20 | 10163.3536
2030-04-22 | 21 | 10276.151
2030-04-22 | 22 | 10343.4876
2030-04-22 | 23 | 10050.3098
2030-04-22 | 24 | 9773.9439
2030-04-23 | 1 | 9530.7506
2030-04-23 | 2 | 9333.1356
2030-04-23 | 3 | 9250.3399
2030-04-23 | 4 | 9228.776
2030-04-23 | 5 | 9242.0283
2030-04-23 | 6 | 9368.495
2030-04-23 | 7 | 9693.6354
2030-04-23 | 8 | 10015.5556
2030-04-23 | 9 | 10271.7285
2030-04-23 | 10 | 10323.8035
2030-04-23 | 11 | 10252.7545
2030-04-23 | 12 | 10143.357
2030-04-23 | 13 | 10082.7913
2030-04-23 | 14 | 10064.617
2030-04-23 | 15 | 10017.9628
2030-04-23 | 16 | 9980.401
2030-04-23 | 17 | 10003.467
2030-04-23 | 18 | 10064.8544
2030-04-23 | 19 | 10073.5392
2030-04-23 | 20 | 10122.9572
2030-04-23 | 21 | 10239.9458
2030-04-23 | 22 | 10328.7622
2030-04-23 | 23 | 10055.4084
2030-04-23 | 24 | 9718.3754
2030-04-24 | 1 | 9470.7033
2030-04-24 | 2 | 9283.6073
2030-04-24 | 3 | 9213.9487
2030-04-24 | 4 | 9242.447
2030-04-24 | 5 | 9256.3512
2030-04-24 | 6 | 9365.4576
2030-04-24 | 7 | 9659.3122
2030-04-24 | 8 | 9983.3182
2030-04-24 | 9 | 10268.1151
2030-04-24 | 10 | 10257.3237
2030-04-24 | 11 | 10156.2267
2030-04-24 | 12 | 10064.9339
2030-04-24 | 13 | 9997.5983
2030-04-24 | 14 | 9988.2747
2030-04-24 | 15 | 9967.5908
2030-04-24 | 16 | 10040.0706
2030-04-24 | 17 | 10303.3197
2030-04-24 | 18 | 10103.0209
2030-04-24 | 19 | 10090.4463
2030-04-24 | 20 | 10201.6952
2030-04-24 | 21 | 10258.7443
2030-04-24 | 22 | 10373.0381
2030-04-24 | 23 | 10087.9353
2030-04-24 | 24 | 9745.6274
2030-04-25 | 1 | 9484.9961
2030-04-25 | 2 | 9349.0354
2030-04-25 | 3 | 9216.3432
2030-04-25 | 4 | 9168.9661
2030-04-25 | 5 | 9255.4912
2030-04-25 | 6 | 9324.0048
2030-04-25 | 7 | 9614.9232
2030-04-25 | 8 | 10019.2558
2030-04-25 | 9 | 10277.0387
2030-04-25 | 10 | 10315.9233
2030-04-25 | 11 | 10224.9169
2030-04-25 | 12 | 10133.5902
2030-04-25 | 13 | 10018.0651
2030-04-25 | 14 | 9995.7151
2030-04-25 | 15 | 10051.9816
2030-04-25 | 16 | 10271.995
2030-04-25 | 17 | 10060.3605
2030-04-25 | 18 | 10239.29
2030-04-25 | 19 | 10194.903
2030-04-25 | 20 | 10118.5857
2030-04-25 | 21 | 10162.2647
2030-04-25 | 22 | 10315.2164
2030-04-25 | 23 | 10057.1296
2030-04-25 | 24 | 9747.5283
2030-04-26 | 1 | 9500.826
2030-04-26 | 2 | 9318.134
2030-04-26 | 3 | 9238.9418
2030-04-26 | 4 | 9208.7759
2030-04-26 | 5 | 9236.8797
2030-04-26 | 6 | 9372.8879
2030-04-26 | 7 | 9643.1532
2030-04-26 | 8 | 9971.8435
2030-04-26 | 9 | 10174.5792
2030-04-26 | 10 | 10222.3462
2030-04-26 | 11 | 10121.643
2030-04-26 | 12 | 10029.0704
2030-04-26 | 13 | 9942.4382
2030-04-26 | 14 | 10215.1166
2030-04-26 | 15 | 10124.8948
2030-04-26 | 16 | 9886.3844
2030-04-26 | 17 | 9996.9491
2030-04-26 | 18 | 10214.2964
2030-04-26 | 19 | 10009.1702
2030-04-26 | 20 | 10025.5736
2030-04-26 | 21 | 10035.5651
2030-04-26 | 22 | 10147.9006
2030-04-26 | 23 | 9908.0462
2030-04-26 | 24 | 9609.5243
2030-04-27 | 1 | 9337.7788
2030-04-27 | 2 | 9176.6062
2030-04-27 | 3 | 9083.2043
2030-04-27 | 4 | 9086.5836
2030-04-27 | 5 | 9069.6027
2030-04-27 | 6 | 9091.4243
2030-04-27 | 7 | 9233.0096
2030-04-27 | 8 | 9266.5267
2030-04-27 | 9 | 9464.1669
2030-04-27 | 10 | 9652.2002
2030-04-27 | 11 | 9775.0346
2030-04-27 | 12 | 9786.8367
2030-04-27 | 13 | 9866.7028
2030-04-27 | 14 | 9836.609
2030-04-27 | 15 | 9756.3446
2030-04-27 | 16 | 9742.6894
2030-04-27 | 17 | 9722.405
2030-04-27 | 18 | 9759.8785
2030-04-27 | 19 | 9720.115
2030-04-27 | 20 | 9705.0745
2030-04-27 | 21 | 9753.8975
2030-04-27 | 22 | 9895.3734
2030-04-27 | 23 | 9734.218
2030-04-27 | 24 | 9510.5411
2030-04-28 | 1 | 9296.9243
2030-04-28 | 2 | 9134.6369
2030-04-28 | 3 | 9024.312
2030-04-28 | 4 | 8975.3397
2030-04-28 | 5 | 8965.3835
2030-04-28 | 6 | 9034.2588
2030-04-28 | 7 | 9111.062
2030-04-28 | 8 | 9133.4779
2030-04-28 | 9 | 9277.5347
2030-04-28 | 10 | 9461.1102
2030-04-28 | 11 | 9546.801
2030-04-28 | 12 | 9505.7355
2030-04-28 | 13 | 9397.6791
2030-04-28 | 14 | 9426.4068
2030-04-28 | 15 | 9402.2514
2030-04-28 | 16 | 9409.5667
2030-04-28 | 17 | 9485.034
2030-04-28 | 18 | 9648.3981
2030-04-28 | 19 | 9768.6477
2030-04-28 | 20 | 9831.2921
2030-04-28 | 21 | 9859.1156
2030-04-28 | 22 | 9973.709
2030-04-28 | 23 | 9752.7033
2030-04-28 | 24 | 9486.7939
2030-04-29 | 1 | 9249.8631
2030-04-29 | 2 | 9176.0103
2030-04-29 | 3 | 9109.7045
2030-04-29 | 4 | 9098.6395
2030-04-29 | 5 | 9112.6742
2030-04-29 | 6 | 9249.1684
2030-04-29 | 7 | 9613.7066
2030-04-29 | 8 | 9921.3483
2030-04-29 | 9 | 10165.7479
2030-04-29 | 10 | 10255.4264
2030-04-29 | 11 | 10195.5486
2030-04-29 | 12 | 10136.5648
2030-04-29 | 13 | 10056.1563
2030-04-29 | 14 | 10049.8922
2030-04-29 | 15 | 10300.6174
2030-04-29 | 16 | 10300.3934
2030-04-29 | 17 | 10149.8781
2030-04-29 | 18 | 10203.3514
2030-04-29 | 19 | 10200.7275
2030-04-29 | 20 | 10229.6106
2030-04-29 | 21 | 10241.688
2030-04-29 | 22 | 10337.4842
2030-04-29 | 23 | 10022.1555
2030-04-29 | 24 | 9677.8996
2030-04-30 | 1 | 9457.5269
2030-04-30 | 2 | 9271.4058
2030-04-30 | 3 | 9191.4207
2030-04-30 | 4 | 9182.8634
2030-04-30 | 5 | 9196.583
2030-04-30 | 6 | 9363.2998
2030-04-30 | 7 | 9680.0557
2030-04-30 | 8 | 9983.9316
2030-04-30 | 9 | 10233.0336
2030-04-30 | 10 | 10298.9531
2030-04-30 | 11 | 10245.0457
2030-04-30 | 12 | 10186.8502
2030-04-30 | 13 | 10107.4189
2030-04-30 | 14 | 10073.5688
2030-04-30 | 15 | 10070.7648
2030-04-30 | 16 | 10020.2219
2030-04-30 | 17 | 10055.2017
2030-04-30 | 18 | 10156.9474
2030-04-30 | 19 | 10203.2157
2030-04-30 | 20 | 10222.8863
2030-04-30 | 21 | 10215.42
2030-04-30 | 22 | 10285.5648
2030-04-30 | 23 | 10090.932
2030-04-30 | 24 | 9747.0012
2030-05-01 | 1 | 9479.9383
2030-05-01 | 2 | 9202.4819
2030-05-01 | 3 | 9149.7089
2030-05-01 | 4 | 9143.2375
2030-05-01 | 5 | 9190.3567
2030-05-01 | 6 | 9319.1347
2030-05-01 | 7 | 9581.3652
2030-05-01 | 8 | 9905.2174
2030-05-01 | 9 | 10134.2508
2030-05-01 | 10 | 10117.7079
2030-05-01 | 11 | 10032.8702
2030-05-01 | 12 | 9942.2504
2030-05-01 | 13 | 9903.8206
2030-05-01 | 14 | 9924.2834
2030-05-01 | 15 | 9885.2014
2030-05-01 | 16 | 9889.9332
2030-05-01 | 17 | 10208.6068
2030-05-01 | 18 | 10037.1302
2030-05-01 | 19 | 9986.7012
2030-05-01 | 20 | 10032.605
2030-05-01 | 21 | 10024.8176
2030-05-01 | 22 | 10118.4547
2030-05-01 | 23 | 9930.3622
2030-05-01 | 24 | 9623.2233
2030-05-02 | 1 | 9358.8188
2030-05-02 | 2 | 9208.2739
2030-05-02 | 3 | 9165.1496
2030-05-02 | 4 | 9140.8925
2030-05-02 | 5 | 9198.7941
2030-05-02 | 6 | 9230.4466
2030-05-02 | 7 | 9579.4036
2030-05-02 | 8 | 9851.4834
2030-05-02 | 9 | 10007.8201
2030-05-02 | 10 | 10041.2406
2030-05-02 | 11 | 10067.2849
2030-05-02 | 12 | 10097.3199
2030-05-02 | 13 | 10002.7451
2030-05-02 | 14 | 10085.5619
2030-05-02 | 15 | 9983.9794
2030-05-02 | 16 | 10069.1558
2030-05-02 | 17 | 10108.3549
2030-05-02 | 18 | 10076.8042
2030-05-02 | 19 | 9935.9684
2030-05-02 | 20 | 9890.1395
2030-05-02 | 21 | 9848.6468
2030-05-02 | 22 | 9972.7396
2030-05-02 | 23 | 9718.8006
2030-05-02 | 24 | 9488.9353
2030-05-03 | 1 | 9232.2046
2030-05-03 | 2 | 9062.8868
2030-05-03 | 3 | 9036.3318
2030-05-03 | 4 | 8984.8028
2030-05-03 | 5 | 9021.907
2030-05-03 | 6 | 9143.5445
2030-05-03 | 7 | 9424.9893
2030-05-03 | 8 | 9772.6484
2030-05-03 | 9 | 10009.5005
2030-05-03 | 10 | 10097.3986
2030-05-03 | 11 | 10137.0901
2030-05-03 | 12 | 10007.4044
2030-05-03 | 13 | 9940.2042
2030-05-03 | 14 | 10067.9616
2030-05-03 | 15 | 10024.7247
2030-05-03 | 16 | 10031.3453
2030-05-03 | 17 | 10074.75
2030-05-03 | 18 | 9992.1637
2030-05-03 | 19 | 10181.156
2030-05-03 | 20 | 10113.8357
2030-05-03 | 21 | 10098.13
2030-05-03 | 22 | 10198.5236
2030-05-03 | 23 | 10015.0287
2030-05-03 | 24 | 9790.3225
2030-05-04 | 1 | 9572.3123
2030-05-04 | 2 | 9400.4795
2030-05-04 | 3 | 9305.6289
2030-05-04 | 4 | 9271.3121
2030-05-04 | 5 | 9318.3188
2030-05-04 | 6 | 9313.9837
2030-05-04 | 7 | 9368.3466
2030-05-04 | 8 | 9513.4925
2030-05-04 | 9 | 9756.6862
2030-05-04 | 10 | 9974.3195
2030-05-04 | 11 | 10094.4109
2030-05-04 | 12 | 10076.9375
2030-05-04 | 13 | 9990.0919
2030-05-04 | 14 | 9929.3145
2030-05-04 | 15 | 9816.6802
2030-05-04 | 16 | 9890.9385
2030-05-04 | 17 | 9983.4068
2030-05-04 | 18 | 10084.845
2030-05-04 | 19 | 10216.8933
2030-05-04 | 20 | 10109.4217
2030-05-04 | 21 | 10070.8414
2030-05-04 | 22 | 10193.5875
2030-05-04 | 23 | 10072.215
2030-05-04 | 24 | 9828.0076
2030-05-05 | 1 | 9677.4299
2030-05-05 | 2 | 9502.5723
2030-05-05 | 3 | 9383.0608
2030-05-05 | 4 | 9329.9744
2030-05-05 | 5 | 9326.4802
2030-05-05 | 6 | 9264.6875
2030-05-05 | 7 | 9333.5955
2030-05-05 | 8 | 9396.3985
2030-05-05 | 9 | 9639.257
2030-05-05 | 10 | 9813.1042
2030-05-05 | 11 | 9896.7619
2030-05-05 | 12 | 9949.3981
2030-05-05 | 13 | 9904.0264
2030-05-05 | 14 | 9961.0443
2030-05-05 | 15 | 9902.5812
2030-05-05 | 16 | 9778.6229
2030-05-05 | 17 | 9896.1124
2030-05-05 | 18 | 10042.3913
2030-05-05 | 19 | 10156.7406
2030-05-05 | 20 | 10157.3576
2030-05-05 | 21 | 10171.3725
2030-05-05 | 22 | 10262.8457
2030-05-05 | 23 | 10108.7803
2030-05-05 | 24 | 9807.2276
2030-05-06 | 1 | 9558.6398
2030-05-06 | 2 | 9514.1046
2030-05-06 | 3 | 9456.5879
2030-05-06 | 4 | 9376.0219
2030-05-06 | 5 | 9393.7561
2030-05-06 | 6 | 9427.186
2030-05-06 | 7 | 9695.4541
2030-05-06 | 8 | 10054.4721
2030-05-06 | 9 | 10401.25
2030-05-06 | 10 | 10541.873
2030-05-06 | 11 | 10556.8636
2030-05-06 | 12 | 10514.4184
2030-05-06 | 13 | 10501.7674
2030-05-06 | 14 | 10508.1959
2030-05-06 | 15 | 10391.4504
2030-05-06 | 16 | 10372.8769
2030-05-06 | 17 | 10482.4523
2030-05-06 | 18 | 10576.8851
2030-05-06 | 19 | 10598.7983
2030-05-06 | 20 | 10515.3892
2030-05-06 | 21 | 10479.0595
2030-05-06 | 22 | 10529.2624
2030-05-06 | 23 | 10282.5242
2030-05-06 | 24 | 9925.2426
2030-05-07 | 1 | 9647.0314
2030-05-07 | 2 | 9438.0332
2030-05-07 | 3 | 9321.0777
2030-05-07 | 4 | 9268.8413
2030-05-07 | 5 | 9289.7364
2030-05-07 | 6 | 9243.7693
2030-05-07 | 7 | 9508.2574
2030-05-07 | 8 | 9956.09
2030-05-07 | 9 | 10302.2824
2030-05-07 | 10 | 10403.7491
2030-05-07 | 11 | 10496.4031
2030-05-07 | 12 | 10428.216
2030-05-07 | 13 | 10418.7564
2030-05-07 | 14 | 10449.5675
2030-05-07 | 15 | 10441.2014
2030-05-07 | 16 | 10456.9312
2030-05-07 | 17 | 10343.499
2030-05-07 | 18 | 10441.0659
2030-05-07 | 19 | 10391.0589
2030-05-07 | 20 | 10431.4636
2030-05-07 | 21 | 10409.3807
2030-05-07 | 22 | 10427.2227
2030-05-07 | 23 | 10188.7473
2030-05-07 | 24 | 9807.0598
2030-05-08 | 1 | 9527.1593
2030-05-08 | 2 | 9336.7475
2030-05-08 | 3 | 9294.6104
2030-05-08 | 4 | 9260.2546
2030-05-08 | 5 | 9277.5148
2030-05-08 | 6 | 9202.9942
2030-05-08 | 7 | 9460.6321
2030-05-08 | 8 | 9921.3593
2030-05-08 | 9 | 10264.8198
2030-05-08 | 10 | 10397.2203
2030-05-08 | 11 | 10446.6413
2030-05-08 | 12 | 10458.319
2030-05-08 | 13 | 10416.6756
2030-05-08 | 14 | 10352.8296
2030-05-08 | 15 | 10327.2846
2030-05-08 | 16 | 10199.5846
2030-05-08 | 17 | 10305.168
2030-05-08 | 18 | 10353.2375
2030-05-08 | 19 | 10276.491
2030-05-08 | 20 | 10271.6762
2030-05-08 | 21 | 10255.5496
2030-05-08 | 22 | 10290.723
2030-05-08 | 23 | 10072.5976
2030-05-08 | 24 | 9709.5381
2030-05-09 | 1 | 9491.3327
2030-05-09 | 2 | 9360.8846
2030-05-09 | 3 | 9226.3122
2030-05-09 | 4 | 9198.7804
2030-05-09 | 5 | 9226.0498
2030-05-09 | 6 | 9175.0611
2030-05-09 | 7 | 9403.0137
2030-05-09 | 8 | 9858.2376
2030-05-09 | 9 | 10204.6365
2030-05-09 | 10 | 10299.6857
2030-05-09 | 11 | 10249.6338
2030-05-09 | 12 | 10201.6933
2030-05-09 | 13 | 10121.1759
2030-05-09 | 14 | 10145.3103
2030-05-09 | 15 | 10135.0439
2030-05-09 | 16 | 10094.681
2030-05-09 | 17 | 10100.2984
2030-05-09 | 18 | 10151.7884
2030-05-09 | 19 | 10171.5191
2030-05-09 | 20 | 10180.9019
2030-05-09 | 21 | 10142.3079
2030-05-09 | 22 | 10183.083
2030-05-09 | 23 | 10057.1496
2030-05-09 | 24 | 9763.111
2030-05-10 | 1 | 9550.2337
2030-05-10 | 2 | 9370.0147
2030-05-10 | 3 | 9271.8782
2030-05-10 | 4 | 9234.6457
2030-05-10 | 5 | 9264.7004
2030-05-10 | 6 | 9251.6222
2030-05-10 | 7 | 9470.9079
2030-05-10 | 8 | 9910.1717
2030-05-10 | 9 | 10173.2228
2030-05-10 | 10 | 10261.248
2030-05-10 | 11 | 10173.3289
2030-05-10 | 12 | 10103.776
2030-05-10 | 13 | 10008.2581
2030-05-10 | 14 | 9974.7184
2030-05-10 | 15 | 9887.5076
2030-05-10 | 16 | 9848.8131
2030-05-10 | 17 | 10018.7778
2030-05-10 | 18 | 10046.3122
2030-05-10 | 19 | 9938.6286
2030-05-10 | 20 | 9952.276
2030-05-10 | 21 | 9959.7965
2030-05-10 | 22 | 10043.1312
2030-05-10 | 23 | 9965.3042
2030-05-10 | 24 | 9742.2556
2030-05-11 | 1 | 9519.4395
2030-05-11 | 2 | 9325.9764
2030-05-11 | 3 | 9262.373
2030-05-11 | 4 | 9215.6977
2030-05-11 | 5 | 9240.2663
2030-05-11 | 6 | 9184.4907
2030-05-11 | 7 | 9228.7383
2030-05-11 | 8 | 9354.7918
2030-05-11 | 9 | 9426.6466
2030-05-11 | 10 | 9519.9745
2030-05-11 | 11 | 9510.8545
2030-05-11 | 12 | 9472.2385
2030-05-11 | 13 | 9413.8122
2030-05-11 | 14 | 9408.7667
2030-05-11 | 15 | 9403.148
2030-05-11 | 16 | 9331.7638
2030-05-11 | 17 | 9400.4461
2030-05-11 | 18 | 9701.5954
2030-05-11 | 19 | 9573.7854
2030-05-11 | 20 | 9676.1011
2030-05-11 | 21 | 9616.3015
2030-05-11 | 22 | 9686.2154
2030-05-11 | 23 | 9626.2336
2030-05-11 | 24 | 9411.8565
2030-05-12 | 1 | 9262.9406
2030-05-12 | 2 | 9112.1679
2030-05-12 | 3 | 9048.3441
2030-05-12 | 4 | 9047.6525
2030-05-12 | 5 | 9070.0166
2030-05-12 | 6 | 9016.2461
2030-05-12 | 7 | 9056.7887
2030-05-12 | 8 | 9099.8785
2030-05-12 | 9 | 9194.5606
2030-05-12 | 10 | 9268.1595
2030-05-12 | 11 | 9269.2046
2030-05-12 | 12 | 9275.5812
2030-05-12 | 13 | 9279.8347
2030-05-12 | 14 | 9282.8805
2030-05-12 | 15 | 9281.1924
2030-05-12 | 16 | 9374.311
2030-05-12 | 17 | 9494.026
2030-05-12 | 18 | 9675.5888
2030-05-12 | 19 | 9650.4258
2030-05-12 | 20 | 9636.7318
2030-05-12 | 21 | 9639.2211
2030-05-12 | 22 | 9684.7811
2030-05-12 | 23 | 9546.1745
2030-05-12 | 24 | 9259.2951
2030-05-13 | 1 | 9040.4007
2030-05-13 | 2 | 8947.9127
2030-05-13 | 3 | 8908.5484
2030-05-13 | 4 | 8860.3106
2030-05-13 | 5 | 8888.5734
2030-05-13 | 6 | 8996.0518
2030-05-13 | 7 | 9296.8916
2030-05-13 | 8 | 9638.8819
2030-05-13 | 9 | 9844.2562
2030-05-13 | 10 | 9933.4421
2030-05-13 | 11 | 10094.0161
2030-05-13 | 12 | 9967.5471
2030-05-13 | 13 | 9930.834
2030-05-13 | 14 | 9876.4274
2030-05-13 | 15 | 9879.3625
2030-05-13 | 16 | 9908.6332
2030-05-13 | 17 | 9958.693
2030-05-13 | 18 | 9956.8069
2030-05-13 | 19 | 9940.5903
2030-05-13 | 20 | 9912.0658
2030-05-13 | 21 | 9874.8067
2030-05-13 | 22 | 9877.4929
2030-05-13 | 23 | 9692.4753
2030-05-13 | 24 | 9410.6861
2030-05-14 | 1 | 9157.3427
2030-05-14 | 2 | 8973.4557
2030-05-14 | 3 | 8922.431
2030-05-14 | 4 | 8890.2245
2030-05-14 | 5 | 8953.6618
2030-05-14 | 6 | 8981.6585
2030-05-14 | 7 | 9207.9511
2030-05-14 | 8 | 9570.3758
2030-05-14 | 9 | 9845.2656
2030-05-14 | 10 | 9946.4322
2030-05-14 | 11 | 9982.0867
2030-05-14 | 12 | 9987.5848
2030-05-14 | 13 | 9954.3398
2030-05-14 | 14 | 9900.0989
2030-05-14 | 15 | 9937.8447
2030-05-14 | 16 | 9983.404
2030-05-14 | 17 | 10257.7885
2030-05-14 | 18 | 10239.1562
2030-05-14 | 19 | 10092.0638
2030-05-14 | 20 | 9980.7631
2030-05-14 | 21 | 9965.3261
2030-05-14 | 22 | 9909.5777
2030-05-14 | 23 | 9700.485
2030-05-14 | 24 | 9364.1106
2030-05-15 | 1 | 9103.0797
2030-05-15 | 2 | 8991.1637
2030-05-15 | 3 | 8946.7319
2030-05-15 | 4 | 8911.064
2030-05-15 | 5 | 8934.1844
2030-05-15 | 6 | 8985.3393
2030-05-15 | 7 | 9255.6718
2030-05-15 | 8 | 9677.3397
2030-05-15 | 9 | 9919.185
2030-05-15 | 10 | 10011.0095
2030-05-15 | 11 | 9985.2402
2030-05-15 | 12 | 9952.8017
2030-05-15 | 13 | 10062.7681
2030-05-15 | 14 | 9979.1639
2030-05-15 | 15 | 10092.0681
2030-05-15 | 16 | 10295.4041
2030-05-15 | 17 | 10372.7428
2030-05-15 | 18 | 10355.0486
2030-05-15 | 19 | 10198.6454
2030-05-15 | 20 | 10058.6023
2030-05-15 | 21 | 10013.3413
2030-05-15 | 22 | 9975.4541
2030-05-15 | 23 | 9780.1896
2030-05-15 | 24 | 9440.115
2030-05-16 | 1 | 9146.8684
2030-05-16 | 2 | 9004.4478
2030-05-16 | 3 | 8923.6127
2030-05-16 | 4 | 8902.7947
2030-05-16 | 5 | 8954.2724
2030-05-16 | 6 | 8976.0556
2030-05-16 | 7 | 9263.4776
2030-05-16 | 8 | 9742.7408
2030-05-16 | 9 | 9992.7054
2030-05-16 | 10 | 10057.4084
2030-05-16 | 11 | 10058.2833
2030-05-16 | 12 | 10020.3899
2030-05-16 | 13 | 9943.5772
2030-05-16 | 14 | 10171.5378
2030-05-16 | 15 | 10179.3921
2030-05-16 | 16 | 10143.0516
2030-05-16 | 17 | 10105.1981
2030-05-16 | 18 | 10067.5863
2030-05-16 | 19 | 10011.9
2030-05-16 | 20 | 9946.9298
2030-05-16 | 21 | 9926.2228
2030-05-16 | 22 | 9958.7021
2030-05-16 | 23 | 9858.1255
2030-05-16 | 24 | 9556.4258
2030-05-17 | 1 | 9320.5928
2030-05-17 | 2 | 9179.8554
2030-05-17 | 3 | 9085.5484
2030-05-17 | 4 | 9055.0538
2030-05-17 | 5 | 9070.2335
2030-05-17 | 6 | 9090.2534
2030-05-17 | 7 | 9367.5933
2030-05-17 | 8 | 9758.0013
2030-05-17 | 9 | 9998.1317
2030-05-17 | 10 | 10083.9262
2030-05-17 | 11 | 10045.9111
2030-05-17 | 12 | 10048.098
2030-05-17 | 13 | 9992.3213
2030-05-17 | 14 | 9947.3789
2030-05-17 | 15 | 9927.8228
2030-05-17 | 16 | 9968.8399
2030-05-17 | 17 | 9977.4589
2030-05-17 | 18 | 9975.5264
2030-05-17 | 19 | 9981.9169
2030-05-17 | 20 | 9956.8979
2030-05-17 | 21 | 9982.1429
2030-05-17 | 22 | 10019.0251
2030-05-17 | 23 | 9889.8448
2030-05-17 | 24 | 9631.2112
2030-05-18 | 1 | 9405.0162
2030-05-18 | 2 | 9230.9775
2030-05-18 | 3 | 9169.6743
2030-05-18 | 4 | 9109.6915
2030-05-18 | 5 | 9161.3901
2030-05-18 | 6 | 9150.6187
2030-05-18 | 7 | 9181.3933
2030-05-18 | 8 | 9324.3386
2030-05-18 | 9 | 9446.2406
2030-05-18 | 10 | 9575.9327
2030-05-18 | 11 | 9659.8577
2030-05-18 | 12 | 9609.0589
2030-05-18 | 13 | 9578.9322
2030-05-18 | 14 | 9557.5061
2030-05-18 | 15 | 9495.2627
2030-05-18 | 16 | 9501.876
2030-05-18 | 17 | 9745.8061
2030-05-18 | 18 | 9767.2082
2030-05-18 | 19 | 9819.3669
2030-05-18 | 20 | 9903.595
2030-05-18 | 21 | 9865.8084
2030-05-18 | 22 | 9966.2866
2030-05-18 | 23 | 9941.2555
2030-05-18 | 24 | 9755.0401
2030-05-19 | 1 | 9545.5005
2030-05-19 | 2 | 9325.1769
2030-05-19 | 3 | 9239.2452
2030-05-19 | 4 | 9221.0264
2030-05-19 | 5 | 9247.2877
2030-05-19 | 6 | 9209.8746
2030-05-19 | 7 | 9111.5702
2030-05-19 | 8 | 9221.6211
2030-05-19 | 9 | 9413.5863
2030-05-19 | 10 | 9551.068
2030-05-19 | 11 | 9570.7175
2030-05-19 | 12 | 9518.7525
2030-05-19 | 13 | 9477.129
2030-05-19 | 14 | 9428.9077
2030-05-19 | 15 | 9402.2904
2030-05-19 | 16 | 9414.2966
2030-05-19 | 17 | 9519.6307
2030-05-19 | 18 | 9643.6215
2030-05-19 | 19 | 9712.4183
2030-05-19 | 20 | 9720.6445
2030-05-19 | 21 | 9718.9751
2030-05-19 | 22 | 9759.5367
2030-05-19 | 23 | 9764.5792
2030-05-19 | 24 | 9564.0317
2030-05-20 | 1 | 9504.472
2030-05-20 | 2 | 9568.3859
2030-05-20 | 3 | 9536.698
2030-05-20 | 4 | 9434.3713
2030-05-20 | 5 | 9426.3728
2030-05-20 | 6 | 9358.1524
2030-05-20 | 7 | 9374.1959
2030-05-20 | 8 | 9410.7938
2030-05-20 | 9 | 9518.8398
2030-05-20 | 10 | 9553.5362
2030-05-20 | 11 | 9560.4532
2030-05-20 | 12 | 9495.4982
2030-05-20 | 13 | 9395.3954
2030-05-20 | 14 | 9398.0158
2030-05-20 | 15 | 9503.0834
2030-05-20 | 16 | 9536.1204
2030-05-20 | 17 | 9534.856
2030-05-20 | 18 | 9548.4197
2030-05-20 | 19 | 9680.0936
2030-05-20 | 20 | 9618.7116
2030-05-20 | 21 | 9621.4771
2030-05-20 | 22 | 9680.8652
2030-05-20 | 23 | 9685.5582
2030-05-20 | 24 | 9516.9415
2030-05-21 | 1 | 9333.075
2030-05-21 | 2 | 9224.0484
2030-05-21 | 3 | 9082.5267
2030-05-21 | 4 | 9055.4009
2030-05-21 | 5 | 9043.6417
2030-05-21 | 6 | 9138.1562
2030-05-21 | 7 | 9357.0505
2030-05-21 | 8 | 9693.0918
2030-05-21 | 9 | 9913.0183
2030-05-21 | 10 | 10005.241
2030-05-21 | 11 | 10036.7731
2030-05-21 | 12 | 10057.4391
2030-05-21 | 13 | 10037.7702
2030-05-21 | 14 | 10000.5041
2030-05-21 | 15 | 9888.7173
2030-05-21 | 16 | 9815.7443
2030-05-21 | 17 | 9805.6136
2030-05-21 | 18 | 9841.926
2030-05-21 | 19 | 9796.0388
2030-05-21 | 20 | 9790.7538
2030-05-21 | 21 | 9787.6406
2030-05-21 | 22 | 9780.9499
2030-05-21 | 23 | 9681.2049
2030-05-21 | 24 | 9391.416
2030-05-22 | 1 | 9156.3053
2030-05-22 | 2 | 8951.9222
2030-05-22 | 3 | 8896.4468
2030-05-22 | 4 | 8918.1683
2030-05-22 | 5 | 8899.5481
2030-05-22 | 6 | 9004.2293
2030-05-22 | 7 | 9208.3094
2030-05-22 | 8 | 9594.6978
2030-05-22 | 9 | 9848.9428
2030-05-22 | 10 | 9924.6473
2030-05-22 | 11 | 9893.9703
2030-05-22 | 12 | 9851.8778
2030-05-22 | 13 | 9821.267
2030-05-22 | 14 | 9840.6321
2030-05-22 | 15 | 9820.6054
2030-05-22 | 16 | 9834.5108
2030-05-22 | 17 | 9877.0244
2030-05-22 | 18 | 9932.2365
2030-05-22 | 19 | 9879.9138
2030-05-22 | 20 | 9892.1485
2030-05-22 | 21 | 9903.2935
2030-05-22 | 22 | 9847.8029
2030-05-22 | 23 | 9717.3549
2030-05-22 | 24 | 9396.3615
2030-05-23 | 1 | 9136.4203
2030-05-23 | 2 | 8987.1004
2030-05-23 | 3 | 8929.8304
2030-05-23 | 4 | 8856.718
2030-05-23 | 5 | 8910.9512
2030-05-23 | 6 | 8988.5857
2030-05-23 | 7 | 9265.5692
2030-05-23 | 8 | 9629.0856
2030-05-23 | 9 | 9873.8293
2030-05-23 | 10 | 10034.0497
2030-05-23 | 11 | 10030.5474
2030-05-23 | 12 | 9993.8731
2030-05-23 | 13 | 9934.8289
2030-05-23 | 14 | 9913.9667
2030-05-23 | 15 | 9912.4049
2030-05-23 | 16 | 9908.3763
2030-05-23 | 17 | 9940.543
2030-05-23 | 18 | 9974.184
2030-05-23 | 19 | 9902.1926
2030-05-23 | 20 | 9907.1617
2030-05-23 | 21 | 9905.2243
2030-05-23 | 22 | 9863.0942
2030-05-23 | 23 | 9751.693
2030-05-23 | 24 | 9444.2484
2030-05-24 | 1 | 9185.5525
2030-05-24 | 2 | 9013.615
2030-05-24 | 3 | 8911.5599
2030-05-24 | 4 | 8875.5022
2030-05-24 | 5 | 8874.1397
2030-05-24 | 6 | 8906.3634
2030-05-24 | 7 | 9176.548
2030-05-24 | 8 | 9591.8053
2030-05-24 | 9 | 9877.0672
2030-05-24 | 10 | 10066.1968
2030-05-24 | 11 | 10129.9239
2030-05-24 | 12 | 10094.3014
2030-05-24 | 13 | 10064.0357
2030-05-24 | 14 | 10041.8434
2030-05-24 | 15 | 10031.1057
2030-05-24 | 16 | 10099.6941
2030-05-24 | 17 | 10148.4512
2030-05-24 | 18 | 10121.2877
2030-05-24 | 19 | 10079.6627
2030-05-24 | 20 | 10094.5302
2030-05-24 | 21 | 10045.2562
2030-05-24 | 22 | 9960.1609
2030-05-24 | 23 | 9792.6215
2030-05-24 | 24 | 9473.4906
2030-05-25 | 1 | 9207.2454
2030-05-25 | 2 | 9019.023
2030-05-25 | 3 | 8916.442
2030-05-25 | 4 | 8861.6574
2030-05-25 | 5 | 8783.0325
2030-05-25 | 6 | 8786.238
2030-05-25 | 7 | 8841.123
2030-05-25 | 8 | 9026.1337
2030-05-25 | 9 | 9263.0785
2030-05-25 | 10 | 9520.7339
2030-05-25 | 11 | 9724.1079
2030-05-25 | 12 | 9960.0726
2030-05-25 | 13 | 10102.2974
2030-05-25 | 14 | 10093.2505
2030-05-25 | 15 | 10088.3669
2030-05-25 | 16 | 9957.6313
2030-05-25 | 17 | 10074.588
2030-05-25 | 18 | 10111.0505
2030-05-25 | 19 | 10174.0237
2030-05-25 | 20 | 10119.0466
2030-05-25 | 21 | 10084.4799
2030-05-25 | 22 | 9963.1195
2030-05-25 | 23 | 9857.5604
2030-05-25 | 24 | 9566.0991
2030-05-26 | 1 | 9324.3166
2030-05-26 | 2 | 9151.036
2030-05-26 | 3 | 9002.0593
2030-05-26 | 4 | 8923.1498
2030-05-26 | 5 | 8883.2625
2030-05-26 | 6 | 8855.0449
2030-05-26 | 7 | 8884.2462
2030-05-26 | 8 | 9099.6506
2030-05-26 | 9 | 9368.4957
2030-05-26 | 10 | 9617.8631
2030-05-26 | 11 | 9830.014
2030-05-26 | 12 | 9936.0975
2030-05-26 | 13 | 9975.3374
2030-05-26 | 14 | 9975.9032
2030-05-26 | 15 | 10009.4213
2030-05-26 | 16 | 10054.2643
2030-05-26 | 17 | 10123.6155
2030-05-26 | 18 | 10165.027
2030-05-26 | 19 | 10056.3721
2030-05-26 | 20 | 9932.7069
2030-05-26 | 21 | 9893.6839
2030-05-26 | 22 | 9812.1187
2030-05-26 | 23 | 9686.1131
2030-05-26 | 24 | 9422.4378
2030-05-27 | 1 | 9186.2768
2030-05-27 | 2 | 9090.515
2030-05-27 | 3 | 8953.3149
2030-05-27 | 4 | 8914.1899
2030-05-27 | 5 | 8904.9262
2030-05-27 | 6 | 9002.7571
2030-05-27 | 7 | 9268.2564
2030-05-27 | 8 | 9722.7727
2030-05-27 | 9 | 9992.4183
2030-05-27 | 10 | 10081.1405
2030-05-27 | 11 | 10099.897
2030-05-27 | 12 | 10169.834
2030-05-27 | 13 | 10233.2199
2030-05-27 | 14 | 10269.6546
2030-05-27 | 15 | 10210.1983
2030-05-27 | 16 | 10221.4193
2030-05-27 | 17 | 10237.5202
2030-05-27 | 18 | 10153.3116
2030-05-27 | 19 | 10041.4422
2030-05-27 | 20 | 9997.9215
2030-05-27 | 21 | 9966.5246
2030-05-27 | 22 | 9871.0555
2030-05-27 | 23 | 9745.7312
2030-05-27 | 24 | 9407.6994
2030-05-28 | 1 | 9178.8466
2030-05-28 | 2 | 9003.5695
2030-05-28 | 3 | 8863.9965
2030-05-28 | 4 | 8828.9264
2030-05-28 | 5 | 8834.537
2030-05-28 | 6 | 8925.5399
2030-05-28 | 7 | 9183.9313
2030-05-28 | 8 | 9607.0887
2030-05-28 | 9 | 9913.4098
2030-05-28 | 10 | 10092.8741
2030-05-28 | 11 | 10105.2416
2030-05-28 | 12 | 10093.7873
2030-05-28 | 13 | 10077.704
2030-05-28 | 14 | 10078.6376
2030-05-28 | 15 | 10132.5325
2030-05-28 | 16 | 10135.8261
2030-05-28 | 17 | 10159.2964
2030-05-28 | 18 | 10175.0827
2030-05-28 | 19 | 10100.498
2030-05-28 | 20 | 10135.3823
2030-05-28 | 21 | 10096.7273
2030-05-28 | 22 | 9969.6498
2030-05-28 | 23 | 9791.4339
2030-05-28 | 24 | 9459.2414
2030-05-29 | 1 | 9196.4903
2030-05-29 | 2 | 9024.1266
2030-05-29 | 3 | 8910.9574
2030-05-29 | 4 | 8895.4846
2030-05-29 | 5 | 8953.1168
2030-05-29 | 6 | 9084.1295
2030-05-29 | 7 | 9299.3132
2030-05-29 | 8 | 9683.7813
2030-05-29 | 9 | 9950.6507
2030-05-29 | 10 | 10070.5533
2030-05-29 | 11 | 10158.5672
2030-05-29 | 12 | 10190.7878
2030-05-29 | 13 | 10128.9669
2030-05-29 | 14 | 10138.0699
2030-05-29 | 15 | 10142.9257
2030-05-29 | 16 | 10173.8789
2030-05-29 | 17 | 10215.0683
2030-05-29 | 18 | 10309.7064
2030-05-29 | 19 | 10168.5842
2030-05-29 | 20 | 10132.719
2030-05-29 | 21 | 10087.3951
2030-05-29 | 22 | 10000.8637
2030-05-29 | 23 | 9876.122
2030-05-29 | 24 | 9469.5706
2030-05-30 | 1 | 9199.4161
2030-05-30 | 2 | 9123.2243
2030-05-30 | 3 | 9059.6561
2030-05-30 | 4 | 9017.8166
2030-05-30 | 5 | 8967.3636
2030-05-30 | 6 | 9052.0171
2030-05-30 | 7 | 9287.081
2030-05-30 | 8 | 9761.6422
2030-05-30 | 9 | 10036.3568
2030-05-30 | 10 | 10181.6714
2030-05-30 | 11 | 10196.6005
2030-05-30 | 12 | 10211.6615
2030-05-30 | 13 | 10198.92
2030-05-30 | 14 | 10217.1603
2030-05-30 | 15 | 10255.614
2030-05-30 | 16 | 10317.626
2030-05-30 | 17 | 10317.8335
2030-05-30 | 18 | 10299.6496
2030-05-30 | 19 | 10177.5741
2030-05-30 | 20 | 10090.9582
2030-05-30 | 21 | 9966.0253
2030-05-30 | 22 | 9854.0316
2030-05-30 | 23 | 9759.8707
2030-05-30 | 24 | 9467.4655
2030-05-31 | 1 | 9229.1858
2030-05-31 | 2 | 9075.8628
2030-05-31 | 3 | 9005.1081
2030-05-31 | 4 | 8981.2832
2030-05-31 | 5 | 9011.3146
2030-05-31 | 6 | 9100.7643
2030-05-31 | 7 | 9309.605
2030-05-31 | 8 | 9718.0811
2030-05-31 | 9 | 9980.6618
2030-05-31 | 10 | 10080.7546
2030-05-31 | 11 | 10157.9169
2030-05-31 | 12 | 10140.7666
2030-05-31 | 13 | 10124.5271
2030-05-31 | 14 | 10017.8243
2030-05-31 | 15 | 10116.3495
2030-05-31 | 16 | 10319.4761
2030-05-31 | 17 | 10062.4971
2030-05-31 | 18 | 10096.267
2030-05-31 | 19 | 10073.2556
2030-05-31 | 20 | 10090.5298
2030-05-31 | 21 | 10069.0715
2030-05-31 | 22 | 9949.6239
2030-05-31 | 23 | 9855.7904
2030-05-31 | 24 | 9573.7394
2030-06-01 | 1 | 9289.3935
2030-06-01 | 2 | 9133.4251
2030-06-01 | 3 | 9015.1391
2030-06-01 | 4 | 8953.1344
2030-06-01 | 5 | 8965.311
2030-06-01 | 6 | 8967.4802
2030-06-01 | 7 | 9006.6705
2030-06-01 | 8 | 9215.5885
2030-06-01 | 9 | 9478.9578
2030-06-01 | 10 | 9738.6143
2030-06-01 | 11 | 9847.7708
2030-06-01 | 12 | 9935.6339
2030-06-01 | 13 | 9899.7027
2030-06-01 | 14 | 9894.1744
2030-06-01 | 15 | 9867.6104
2030-06-01 | 16 | 9969.3015
2030-06-01 | 17 | 9922.1622
2030-06-01 | 18 | 10152.0459
2030-06-01 | 19 | 9996.2642
2030-06-01 | 20 | 9922.8664
2030-06-01 | 21 | 9911.6142
2030-06-01 | 22 | 9831.3303
2030-06-01 | 23 | 9810.1378
2030-06-01 | 24 | 9536.0132
2030-06-02 | 1 | 9296.9837
2030-06-02 | 2 | 9130.209
2030-06-02 | 3 | 9021.1217
2030-06-02 | 4 | 8959.2593
2030-06-02 | 5 | 8922.7112
2030-06-02 | 6 | 8917.693
2030-06-02 | 7 | 8931.4204
2030-06-02 | 8 | 9077.2128
2030-06-02 | 9 | 9315.3755
2030-06-02 | 10 | 9513.4953
2030-06-02 | 11 | 9603.0368
2030-06-02 | 12 | 9674.7269
2030-06-02 | 13 | 9698.1813
2030-06-02 | 14 | 9741.4263
2030-06-02 | 15 | 9718.104
2030-06-02 | 16 | 9759.3253
2030-06-02 | 17 | 9899.4526
2030-06-02 | 18 | 10065.3296
2030-06-02 | 19 | 10025.4173
2030-06-02 | 20 | 10058.9238
2030-06-02 | 21 | 10026.3993
2030-06-02 | 22 | 9916.5575
2030-06-02 | 23 | 9835.4832
2030-06-02 | 24 | 9524.5409
2030-06-03 | 1 | 9245.7918
2030-06-03 | 2 | 9136.6781
2030-06-03 | 3 | 9045.542
2030-06-03 | 4 | 8997.8944
2030-06-03 | 5 | 9000.67
2030-06-03 | 6 | 9094.4164
2030-06-03 | 7 | 9340.8892
2030-06-03 | 8 | 9819.0378
2030-06-03 | 9 | 10108.5507
2030-06-03 | 10 | 10178.0275
2030-06-03 | 11 | 10163.7204
2030-06-03 | 12 | 10137.8739
2030-06-03 | 13 | 10087.5357
2030-06-03 | 14 | 10091.6662
2030-06-03 | 15 | 10080.1958
2030-06-03 | 16 | 10097.6788
2030-06-03 | 17 | 10123.4651
2030-06-03 | 18 | 10162.5526
2030-06-03 | 19 | 10104.5925
2030-06-03 | 20 | 10090.8549
2030-06-03 | 21 | 10101.3712
2030-06-03 | 22 | 9940.6575
2030-06-03 | 23 | 9863.7483
2030-06-03 | 24 | 9503.4607
2030-06-04 | 1 | 9230.037
2030-06-04 | 2 | 9037.2727
2030-06-04 | 3 | 8937.6465
2030-06-04 | 4 | 8919.4657
2030-06-04 | 5 | 8918.598
2030-06-04 | 6 | 9024.5995
2030-06-04 | 7 | 9233.938
2030-06-04 | 8 | 9687.238
2030-06-04 | 9 | 9981.688
2030-06-04 | 10 | 10107.0481
2030-06-04 | 11 | 10132.6375
2030-06-04 | 12 | 10105.3781
2030-06-04 | 13 | 10098.8837
2030-06-04 | 14 | 10202.1832
2030-06-04 | 15 | 10079.8188
2030-06-04 | 16 | 10184.8289
2030-06-04 | 17 | 10211.5228
2030-06-04 | 18 | 10065.2528
2030-06-04 | 19 | 10017.4789
2030-06-04 | 20 | 10053.8935
2030-06-04 | 21 | 10037.5367
2030-06-04 | 22 | 9935.9794
2030-06-04 | 23 | 9850.1732
2030-06-04 | 24 | 9499.6527
2030-06-05 | 1 | 9221.9733
2030-06-05 | 2 | 9036.8295
2030-06-05 | 3 | 8990.0264
2030-06-05 | 4 | 8960.9614
2030-06-05 | 5 | 8929.4073
2030-06-05 | 6 | 9021.819
2030-06-05 | 7 | 9266.2863
2030-06-05 | 8 | 9693.9226
2030-06-05 | 9 | 10016.6653
2030-06-05 | 10 | 10152.062
2030-06-05 | 11 | 10169.9987
2030-06-05 | 12 | 10227.13
2030-06-05 | 13 | 10091.6603
2030-06-05 | 14 | 10134.5175
2030-06-05 | 15 | 10165.0383
2030-06-05 | 16 | 10182.4654
2030-06-05 | 17 | 10242.9538
2030-06-05 | 18 | 10289.5972
2030-06-05 | 19 | 10208.0464
2030-06-05 | 20 | 10266.5214
2030-06-05 | 21 | 10242.1595
2030-06-05 | 22 | 10078.98
2030-06-05 | 23 | 9932.256
2030-06-05 | 24 | 9612.208
2030-06-06 | 1 | 9356.4834
2030-06-06 | 2 | 9172.9985
2030-06-06 | 3 | 9120.4274
2030-06-06 | 4 | 9074.7143
2030-06-06 | 5 | 9043.5159
2030-06-06 | 6 | 9180.2425
2030-06-06 | 7 | 9398.0758
2030-06-06 | 8 | 9838.1178
2030-06-06 | 9 | 10137.2233
2030-06-06 | 10 | 10249.9086
2030-06-06 | 11 | 10247.3555
2030-06-06 | 12 | 10223.2149
2030-06-06 | 13 | 10176.4822
2030-06-06 | 14 | 10159.5484
2030-06-06 | 15 | 10153.0499
2030-06-06 | 16 | 10170.0707
2030-06-06 | 17 | 10200.6712
2030-06-06 | 18 | 10202.3981
2030-06-06 | 19 | 10123.15
2030-06-06 | 20 | 10103.9377
2030-06-06 | 21 | 10075.7049
2030-06-06 | 22 | 9973.5944
2030-06-06 | 23 | 9864.5014
2030-06-06 | 24 | 9608.9336
2030-06-07 | 1 | 9341.8939
2030-06-07 | 2 | 9172.2495
2030-06-07 | 3 | 9069.8831
2030-06-07 | 4 | 9034.6692
2030-06-07 | 5 | 9075.8055
2030-06-07 | 6 | 9136.3071
2030-06-07 | 7 | 9358.8392
2030-06-07 | 8 | 9796.7109
2030-06-07 | 9 | 10050.3413
2030-06-07 | 10 | 10190.9301
2030-06-07 | 11 | 10182.5006
2030-06-07 | 12 | 10209.9397
2030-06-07 | 13 | 10286.3124
2030-06-07 | 14 | 10236.953
2030-06-07 | 15 | 10231.942
2030-06-07 | 16 | 10211.7163
2030-06-07 | 17 | 10208.4965
2030-06-07 | 18 | 10250.6171
2030-06-07 | 19 | 10118.9995
2030-06-07 | 20 | 10037.6605
2030-06-07 | 21 | 9994.4897
2030-06-07 | 22 | 9902.5886
2030-06-07 | 23 | 9834.4151
2030-06-07 | 24 | 9542.7389
2030-06-08 | 1 | 9327.4329
2030-06-08 | 2 | 9145.6523
2030-06-08 | 3 | 9021.2659
2030-06-08 | 4 | 9016.8018
2030-06-08 | 5 | 8949.2437
2030-06-08 | 6 | 8940.6777
2030-06-08 | 7 | 8945.5449
2030-06-08 | 8 | 9115.8403
2030-06-08 | 9 | 9332.5436
2030-06-08 | 10 | 9588.1039
2030-06-08 | 11 | 9718.1142
2030-06-08 | 12 | 9803.4003
2030-06-08 | 13 | 9783.4589
2030-06-08 | 14 | 9826.8383
2030-06-08 | 15 | 9857.0629
2030-06-08 | 16 | 9999.0636
2030-06-08 | 17 | 10046.9564
2030-06-08 | 18 | 10091.5022
2030-06-08 | 19 | 10046.4602
2030-06-08 | 20 | 10012.4701
2030-06-08 | 21 | 9948.6997
2030-06-08 | 22 | 9822.276
2030-06-08 | 23 | 9797.6092
2030-06-08 | 24 | 9576.0555
2030-06-09 | 1 | 9343.5302
2030-06-09 | 2 | 9145.8561
2030-06-09 | 3 | 9014.8645
2030-06-09 | 4 | 8939.6926
2030-06-09 | 5 | 8954.5649
2030-06-09 | 6 | 8952.547
2030-06-09 | 7 | 8916.5182
2030-06-09 | 8 | 9087.3451
2030-06-09 | 9 | 9283.4217
2030-06-09 | 10 | 9503.1891
2030-06-09 | 11 | 9706.7832
2030-06-09 | 12 | 9859.3174
2030-06-09 | 13 | 9897.1474
2030-06-09 | 14 | 9919.5469
2030-06-09 | 15 | 9905.6436
2030-06-09 | 16 | 9943.5408
2030-06-09 | 17 | 9917.496
2030-06-09 | 18 | 10076.648
2030-06-09 | 19 | 10036.0101
2030-06-09 | 20 | 9960.4752
2030-06-09 | 21 | 9865.8818
2030-06-09 | 22 | 9778.5843
2030-06-09 | 23 | 9731.111
2030-06-09 | 24 | 9447.091
2030-06-10 | 1 | 9207.1039
2030-06-10 | 2 | 9100.6391
2030-06-10 | 3 | 9007.3935
2030-06-10 | 4 | 8969.5947
2030-06-10 | 5 | 9015.1301
2030-06-10 | 6 | 9117.6455
2030-06-10 | 7 | 9294.9399
2030-06-10 | 8 | 9776.1618
2030-06-10 | 9 | 10073.1419
2030-06-10 | 10 | 10169.8186
2030-06-10 | 11 | 10163.4101
2030-06-10 | 12 | 10099.7876
2030-06-10 | 13 | 10061.4303
2030-06-10 | 14 | 10036.7067
2030-06-10 | 15 | 10311.6721
2030-06-10 | 16 | 10150.7321
2030-06-10 | 17 | 10133.7167
2030-06-10 | 18 | 10165.2852
2030-06-10 | 19 | 10143.7101
2030-06-10 | 20 | 10154.5712
2030-06-10 | 21 | 10123.2123
2030-06-10 | 22 | 10045.7849
2030-06-10 | 23 | 9931.1301
2030-06-10 | 24 | 9632.4305
2030-06-11 | 1 | 9359.9333
2030-06-11 | 2 | 9174.2426
2030-06-11 | 3 | 9046.1484
2030-06-11 | 4 | 8976.2193
2030-06-11 | 5 | 9018.0808
2030-06-11 | 6 | 9072.7874
2030-06-11 | 7 | 9306.0069
2030-06-11 | 8 | 9780.6012
2030-06-11 | 9 | 10090.3698
2030-06-11 | 10 | 10197.3023
2030-06-11 | 11 | 10181.5565
2030-06-11 | 12 | 10161.8682
2030-06-11 | 13 | 10126.9965
2030-06-11 | 14 | 10125.7018
2030-06-11 | 15 | 10108.7059
2030-06-11 | 16 | 10141.0441
2030-06-11 | 17 | 10257.7787
2030-06-11 | 18 | 10271.5547
2030-06-11 | 19 | 10127.0139
2030-06-11 | 20 | 10113.2528
2030-06-11 | 21 | 10098.7805
2030-06-11 | 22 | 9975.5301
2030-06-11 | 23 | 9876.548
2030-06-11 | 24 | 9543.9151
2030-06-12 | 1 | 9272.6705
2030-06-12 | 2 | 9086.9235
2030-06-12 | 3 | 8994.6865
2030-06-12 | 4 | 8942.0879
2030-06-12 | 5 | 8993.235
2030-06-12 | 6 | 9107.899
2030-06-12 | 7 | 9340.044
2030-06-12 | 8 | 9742.1634
2030-06-12 | 9 | 10047.7467
2030-06-12 | 10 | 10158.5603
2030-06-12 | 11 | 10163.1329
2030-06-12 | 12 | 10152.1063
2030-06-12 | 13 | 10262.3517
2030-06-12 | 14 | 10313.5175
2030-06-12 | 15 | 10221.4493
2030-06-12 | 16 | 10267.1578
2030-06-12 | 17 | 10174.7466
2030-06-12 | 18 | 10237.5204
2030-06-12 | 19 | 10126.5434
2030-06-12 | 20 | 10111.8533
2030-06-12 | 21 | 10109.1328
2030-06-12 | 22 | 10009.8427
2030-06-12 | 23 | 9884.3691
2030-06-12 | 24 | 9553.8497
2030-06-13 | 1 | 9287.5835
2030-06-13 | 2 | 9164.8818
2030-06-13 | 3 | 9071.7784
2030-06-13 | 4 | 9037.379
2030-06-13 | 5 | 9038.285
2030-06-13 | 6 | 9128.9009
2030-06-13 | 7 | 9334.2726
2030-06-13 | 8 | 9774.1695
2030-06-13 | 9 | 10079.6393
2030-06-13 | 10 | 10239.7276
2030-06-13 | 11 | 10253.8782
2030-06-13 | 12 | 10207.6734
2030-06-13 | 13 | 10255.2968
2030-06-13 | 14 | 10148.6548
2030-06-13 | 15 | 10155.9732
2030-06-13 | 16 | 10178.0462
2030-06-13 | 17 | 10190.1938
2030-06-13 | 18 | 10209.3919
2030-06-13 | 19 | 10150.3127
2030-06-13 | 20 | 10142.4439
2030-06-13 | 21 | 10165.4911
2030-06-13 | 22 | 10022.0977
2030-06-13 | 23 | 9923.0457
2030-06-13 | 24 | 9632.7111
2030-06-14 | 1 | 9347.0632
2030-06-14 | 2 | 9152.856
2030-06-14 | 3 | 9055.5203
2030-06-14 | 4 | 9006.9542
2030-06-14 | 5 | 9014.0566
2030-06-14 | 6 | 9109.0813
2030-06-14 | 7 | 9328.5135
2030-06-14 | 8 | 9760.5076
2030-06-14 | 9 | 10086.9348
2030-06-14 | 10 | 10257.3141
2030-06-14 | 11 | 10341.3589
2030-06-14 | 12 | 10338.8892
2030-06-14 | 13 | 10365.1634
2030-06-14 | 14 | 10361.691
2030-06-14 | 15 | 10309.5417
2030-06-14 | 16 | 10303.3304
2030-06-14 | 17 | 10354.2866
2030-06-14 | 18 | 10394.7402
2030-06-14 | 19 | 10341.9185
2030-06-14 | 20 | 10373.415
2030-06-14 | 21 | 10293.7221
2030-06-14 | 22 | 10137.932
2030-06-14 | 23 | 10043.413
2030-06-14 | 24 | 9761.511
2030-06-15 | 1 | 9457.9568
2030-06-15 | 2 | 9250.6629
2030-06-15 | 3 | 9120.8662
2030-06-15 | 4 | 9042.5235
2030-06-15 | 5 | 9020.593
2030-06-15 | 6 | 9050.2572
2030-06-15 | 7 | 9071.4224
2030-06-15 | 8 | 9285.3979
2030-06-15 | 9 | 9523.1592
2030-06-15 | 10 | 9735.0524
2030-06-15 | 11 | 9801.2468
2030-06-15 | 12 | 9841.0286
2030-06-15 | 13 | 9888.8363
2030-06-15 | 14 | 9901.5833
2030-06-15 | 15 | 9843.156
2030-06-15 | 16 | 9872.1045
2030-06-15 | 17 | 9878.3078
2030-06-15 | 18 | 9979.6804
2030-06-15 | 19 | 9968.7237
2030-06-15 | 20 | 9968.882
2030-06-15 | 21 | 9953.5817
2030-06-15 | 22 | 9827.0479
2030-06-15 | 23 | 9796.2113
2030-06-15 | 24 | 9543.3217
2030-06-16 | 1 | 9297.0381
2030-06-16 | 2 | 9136.7271
2030-06-16 | 3 | 9021.5374
2030-06-16 | 4 | 8999.3425
2030-06-16 | 5 | 8971.4082
2030-06-16 | 6 | 8971.117
2030-06-16 | 7 | 8959.16
2030-06-16 | 8 | 9112.7624
2030-06-16 | 9 | 9330.1631
2030-06-16 | 10 | 9563.877
2030-06-16 | 11 | 9695.0616
2030-06-16 | 12 | 9754.2375
2030-06-16 | 13 | 9736.7911
2030-06-16 | 14 | 9754.622
2030-06-16 | 15 | 9768.6802
2030-06-16 | 16 | 9821.9049
2030-06-16 | 17 | 9914.167
2030-06-16 | 18 | 10032.016
2030-06-16 | 19 | 10057.5436
2030-06-16 | 20 | 10075.9753
2030-06-16 | 21 | 10055.5542
2030-06-16 | 22 | 9938.1503
2030-06-16 | 23 | 9856.9591
2030-06-16 | 24 | 9547.8921
2030-06-17 | 1 | 9295.6793
2030-06-17 | 2 | 9193.9745
2030-06-17 | 3 | 9105.3852
2030-06-17 | 4 | 9071.6164
2030-06-17 | 5 | 9081.4001
2030-06-17 | 6 | 9192.9721
2030-06-17 | 7 | 9420.735
2030-06-17 | 8 | 9833.3899
2030-06-17 | 9 | 10156.947
2030-06-17 | 10 | 10320.5025
2030-06-17 | 11 | 10374.1995
2030-06-17 | 12 | 10392.1477
2030-06-17 | 13 | 10391.4788
2030-06-17 | 14 | 10398.447
2030-06-17 | 15 | 10443.1049
2030-06-17 | 16 | 10471.989
2030-06-17 | 17 | 10572.5072
2030-06-17 | 18 | 10795.6048
2030-06-17 | 19 | 10596.424
2030-06-17 | 20 | 10515.5259
2030-06-17 | 21 | 10370.3371
2030-06-17 | 22 | 10212.3764
2030-06-17 | 23 | 10050.0376
2030-06-17 | 24 | 9703.1075
2030-06-18 | 1 | 9400.0723
2030-06-18 | 2 | 9214.6419
2030-06-18 | 3 | 9122.5778
2030-06-18 | 4 | 9085.4152
2030-06-18 | 5 | 9096.3065
2030-06-18 | 6 | 9195.5713
2030-06-18 | 7 | 9415.5862
2030-06-18 | 8 | 9834.3821
2030-06-18 | 9 | 10158.6245
2030-06-18 | 10 | 10343.6798
2030-06-18 | 11 | 10496.9504
2030-06-18 | 12 | 10611.3385
2030-06-18 | 13 | 10689.1581
2030-06-18 | 14 | 10772.0202
2030-06-18 | 15 | 10797.8931
2030-06-18 | 16 | 10727.9922
2030-06-18 | 17 | 10758.2042
2030-06-18 | 18 | 10715.1732
2030-06-18 | 19 | 10564.9696
2030-06-18 | 20 | 10520.4026
2030-06-18 | 21 | 10499.1633
2030-06-18 | 22 | 10376.1947
2030-06-18 | 23 | 10220.9317
2030-06-18 | 24 | 9837.1517
2030-06-19 | 1 | 9547.1891
2030-06-19 | 2 | 9333.0201
2030-06-19 | 3 | 9261.8794
2030-06-19 | 4 | 9197.8306
2030-06-19 | 5 | 9178.682
2030-06-19 | 6 | 9285.8958
2030-06-19 | 7 | 9542.7958
2030-06-19 | 8 | 10013.6227
2030-06-19 | 9 | 10350.3346
2030-06-19 | 10 | 10593.0608
2030-06-19 | 11 | 10800.9178
2030-06-19 | 12 | 10923.0377
2030-06-19 | 13 | 10909.0338
2030-06-19 | 14 | 11089.9594
2030-06-19 | 15 | 11089.4388
2030-06-19 | 16 | 11286.1109
2030-06-19 | 17 | 11262.6518
2030-06-19 | 18 | 11355.7716
2030-06-19 | 19 | 10929.564
2030-06-19 | 20 | 10840.1568
2030-06-19 | 21 | 10782.7167
2030-06-19 | 22 | 10592.8299
2030-06-19 | 23 | 10439.251
2030-06-19 | 24 | 10098.7952
2030-06-20 | 1 | 9795.1393
2030-06-20 | 2 | 9506.8192
2030-06-20 | 3 | 9417.3369
2030-06-20 | 4 | 9362.6369
2030-06-20 | 5 | 9355.7021
2030-06-20 | 6 | 9457.114
2030-06-20 | 7 | 9700.8421
2030-06-20 | 8 | 10106.1287
2030-06-20 | 9 | 10379.7093
2030-06-20 | 10 | 10492.4467
2030-06-20 | 11 | 10534.351
2030-06-20 | 12 | 10557.3585
2030-06-20 | 13 | 10649.5497
2030-06-20 | 14 | 10632.3599
2030-06-20 | 15 | 10740.6123
2030-06-20 | 16 | 10746.3456
2030-06-20 | 17 | 10693.2806
2030-06-20 | 18 | 10655.8431
2030-06-20 | 19 | 10440.6242
2030-06-20 | 20 | 10351.0149
2030-06-20 | 21 | 10315.0745
2030-06-20 | 22 | 10099.3017
2030-06-20 | 23 | 9988.2018
2030-06-20 | 24 | 9693.3913
2030-06-21 | 1 | 9414.4614
2030-06-21 | 2 | 9284.2347
2030-06-21 | 3 | 9190.568
2030-06-21 | 4 | 9149.7511
2030-06-21 | 5 | 9149.0489
2030-06-21 | 6 | 9239.8701
2030-06-21 | 7 | 9412.9311
2030-06-21 | 8 | 9844.1497
2030-06-21 | 9 | 10102.3377
2030-06-21 | 10 | 10252.2761
2030-06-21 | 11 | 10366.1222
2030-06-21 | 12 | 10421.7821
2030-06-21 | 13 | 10350.3266
2030-06-21 | 14 | 10375.1233
2030-06-21 | 15 | 10443.2376
2030-06-21 | 16 | 10248.7397
2030-06-21 | 17 | 10273.4057
2030-06-21 | 18 | 10290.2536
2030-06-21 | 19 | 10212.5768
2030-06-21 | 20 | 10077.6645
2030-06-21 | 21 | 10040.7162
2030-06-21 | 22 | 9916.9523
2030-06-21 | 23 | 9858.3366
2030-06-21 | 24 | 9612.8229
2030-06-22 | 1 | 9363.2187
2030-06-22 | 2 | 9179.4665
2030-06-22 | 3 | 9070.7166
2030-06-22 | 4 | 9004.4106
2030-06-22 | 5 | 8941.7256
2030-06-22 | 6 | 8948.5233
2030-06-22 | 7 | 8966.6194
2030-06-22 | 8 | 9177.6848
2030-06-22 | 9 | 9396.0477
2030-06-22 | 10 | 9614.5216
2030-06-22 | 11 | 9739.36
2030-06-22 | 12 | 9769.7023
2030-06-22 | 13 | 9786.1642
2030-06-22 | 14 | 9726.2419
2030-06-22 | 15 | 9680.8008
2030-06-22 | 16 | 9685.3759
2030-06-22 | 17 | 9699.3919
2030-06-22 | 18 | 9774.6815
2030-06-22 | 19 | 9788.6754
2030-06-22 | 20 | 9777.1646
2030-06-22 | 21 | 9772.294
2030-06-22 | 22 | 9685.5861
2030-06-22 | 23 | 9656.9512
2030-06-22 | 24 | 9439.7908
2030-06-23 | 1 | 9263.1927
2030-06-23 | 2 | 9100.7189
2030-06-23 | 3 | 8980.1501
2030-06-23 | 4 | 8913.2159
2030-06-23 | 5 | 8844.2621
2030-06-23 | 6 | 8828.265
2030-06-23 | 7 | 8853.0612
2030-06-23 | 8 | 9013.215
2030-06-23 | 9 | 9221.3444
2030-06-23 | 10 | 9402.2149
2030-06-23 | 11 | 9471.3686
2030-06-23 | 12 | 9463.1626
2030-06-23 | 13 | 9498.841
2030-06-23 | 14 | 9476.9503
2030-06-23 | 15 | 9474.3885
2030-06-23 | 16 | 9557.1033
2030-06-23 | 17 | 9620.3079
2030-06-23 | 18 | 9727.2144
2030-06-23 | 19 | 9918.6686
2030-06-23 | 20 | 9777.8988
2030-06-23 | 21 | 9769.5544
2030-06-23 | 22 | 9675.0326
2030-06-23 | 23 | 9648.1663
2030-06-23 | 24 | 9413.7979
2030-06-24 | 1 | 9208.7312
2030-06-24 | 2 | 9120.1587
2030-06-24 | 3 | 9046.6864
2030-06-24 | 4 | 9017.8847
2030-06-24 | 5 | 9018.3344
2030-06-24 | 6 | 9110.6102
2030-06-24 | 7 | 9322.4043
2030-06-24 | 8 | 9715.8897
2030-06-24 | 9 | 9993.1837
2030-06-24 | 10 | 10090.9568
2030-06-24 | 11 | 10080.885
2030-06-24 | 12 | 10074.78
2030-06-24 | 13 | 10001.4031
2030-06-24 | 14 | 9972.073
2030-06-24 | 15 | 10081.8881
2030-06-24 | 16 | 10030.2201
2030-06-24 | 17 | 10276.861
2030-06-24 | 18 | 10167.54
2030-06-24 | 19 | 10062.464
2030-06-24 | 20 | 10068.8142
2030-06-24 | 21 | 10069.2205
2030-06-24 | 22 | 9960.9299
2030-06-24 | 23 | 9874.9928
2030-06-24 | 24 | 9573.2078
2030-06-25 | 1 | 9308.894
2030-06-25 | 2 | 9116.5963
2030-06-25 | 3 | 9016.3032
2030-06-25 | 4 | 8986.9149
2030-06-25 | 5 | 8997.1285
2030-06-25 | 6 | 9120.0361
2030-06-25 | 7 | 9324.3127
2030-06-25 | 8 | 9699.124
2030-06-25 | 9 | 9959.7649
2030-06-25 | 10 | 10082.7468
2030-06-25 | 11 | 10103.2912
2030-06-25 | 12 | 10089.1429
2030-06-25 | 13 | 10045.0647
2030-06-25 | 14 | 10203.7199
2030-06-25 | 15 | 10126.7092
2030-06-25 | 16 | 10103.0259
2030-06-25 | 17 | 10283.6161
2030-06-25 | 18 | 10237.0737
2030-06-25 | 19 | 10165.2317
2030-06-25 | 20 | 10149.7376
2030-06-25 | 21 | 10143.2955
2030-06-25 | 22 | 10019.9729
2030-06-25 | 23 | 9885.006
2030-06-25 | 24 | 9589.0566
2030-06-26 | 1 | 9320.5921
2030-06-26 | 2 | 9129.5742
2030-06-26 | 3 | 9051.9608
2030-06-26 | 4 | 9031.28
2030-06-26 | 5 | 9046.1821
2030-06-26 | 6 | 9148.495
2030-06-26 | 7 | 9360.9981
2030-06-26 | 8 | 9759.0478
2030-06-26 | 9 | 10115.78
2030-06-26 | 10 | 10255.7759
2030-06-26 | 11 | 10287.788
2030-06-26 | 12 | 10346.1062
2030-06-26 | 13 | 10240.306
2030-06-26 | 14 | 10264.9046
2030-06-26 | 15 | 10313.244
2030-06-26 | 16 | 10297.3455
2030-06-26 | 17 | 10410.9288
2030-06-26 | 18 | 10384.6409
2030-06-26 | 19 | 10312.8295
2030-06-26 | 20 | 10359.0824
2030-06-26 | 21 | 10387.7001
2030-06-26 | 22 | 10201.5419
2030-06-26 | 23 | 10029.1547
2030-06-26 | 24 | 9696.0474
2030-06-27 | 1 | 9420.0697
2030-06-27 | 2 | 9323.6377
2030-06-27 | 3 | 9213.9435
2030-06-27 | 4 | 9136.788
2030-06-27 | 5 | 9145.6183
2030-06-27 | 6 | 9242.0734
2030-06-27 | 7 | 9473.7982
2030-06-27 | 8 | 9890.6052
2030-06-27 | 9 | 10284.625
2030-06-27 | 10 | 10485.9092
2030-06-27 | 11 | 10561.5719
2030-06-27 | 12 | 10542.9892
2030-06-27 | 13 | 10516.189
2030-06-27 | 14 | 10494.3654
2030-06-27 | 15 | 10514.0431
2030-06-27 | 16 | 10427.7588
2030-06-27 | 17 | 10447.5026
2030-06-27 | 18 | 10486.8445
2030-06-27 | 19 | 10441.6238
2030-06-27 | 20 | 10417.5971
2030-06-27 | 21 | 10358.5592
2030-06-27 | 22 | 10217.8581
2030-06-27 | 23 | 10122.7661
2030-06-27 | 24 | 9819.8234
2030-06-28 | 1 | 9509.2942
2030-06-28 | 2 | 9303.7327
2030-06-28 | 3 | 9197.9915
2030-06-28 | 4 | 9190.3204
2030-06-28 | 5 | 9185.5718
2030-06-28 | 6 | 9290.8367
2030-06-28 | 7 | 9515.1442
2030-06-28 | 8 | 9934.2625
2030-06-28 | 9 | 10255.2674
2030-06-28 | 10 | 10410.0246
2030-06-28 | 11 | 10445.2016
2030-06-28 | 12 | 10437.8056
2030-06-28 | 13 | 10366.847
2030-06-28 | 14 | 10334.7756
2030-06-28 | 15 | 10347.7222
2030-06-28 | 16 | 10337.1486
2030-06-28 | 17 | 10390.8006
2030-06-28 | 18 | 10413.2293
2030-06-28 | 19 | 10342.9907
2030-06-28 | 20 | 10317.8065
2030-06-28 | 21 | 10271.8778
2030-06-28 | 22 | 10140.8605
2030-06-28 | 23 | 10025.9155
2030-06-28 | 24 | 9732.5558
2030-06-29 | 1 | 9463.2431
2030-06-29 | 2 | 9306.5738
2030-06-29 | 3 | 9184.119
2030-06-29 | 4 | 9117.3031
2030-06-29 | 5 | 9130.8976
2030-06-29 | 6 | 9137.5084
2030-06-29 | 7 | 9157.2943
2030-06-29 | 8 | 9333.0868
2030-06-29 | 9 | 9592.1211
2030-06-29 | 10 | 9832.9224
2030-06-29 | 11 | 9966.6408
2030-06-29 | 12 | 10004.3109
2030-06-29 | 13 | 9968.4871
2030-06-29 | 14 | 9968.5467
2030-06-29 | 15 | 9944.2014
2030-06-29 | 16 | 10003.9287
2030-06-29 | 17 | 10036.676
2030-06-29 | 18 | 10140.5568
2030-06-29 | 19 | 10138.2458
2030-06-29 | 20 | 10141.9592
2030-06-29 | 21 | 10105.3793
2030-06-29 | 22 | 9988.4599
2030-06-29 | 23 | 9919.038
2030-06-29 | 24 | 9689.1471
2030-06-30 | 1 | 9436.2812
2030-06-30 | 2 | 9266.3839
2030-06-30 | 3 | 9145.1602
2030-06-30 | 4 | 9081.0695
2030-06-30 | 5 | 9056.4901
2030-06-30 | 6 | 9050.3306
2030-06-30 | 7 | 9060.7849
2030-06-30 | 8 | 9233.4096
2030-06-30 | 9 | 9465.1047
2030-06-30 | 10 | 9726.0422
2030-06-30 | 11 | 9882.2516
2030-06-30 | 12 | 10051.3623
2030-06-30 | 13 | 10103.8892
2030-06-30 | 14 | 10175.8147
2030-06-30 | 15 | 10263.5313
2030-06-30 | 16 | 10325.494
2030-06-30 | 17 | 10414.9055
2030-06-30 | 18 | 10482.3122
2030-06-30 | 19 | 10467.9731
2030-06-30 | 20 | 10463.1752
2030-06-30 | 21 | 10447.6611
2030-06-30 | 22 | 10264.8909
2030-06-30 | 23 | 10095.5536
2030-06-30 | 24 | 9799.1448
2030-07-01 | 1 | 9570.8781
2030-07-01 | 2 | 9527.1257
2030-07-01 | 3 | 9396.8914
2030-07-01 | 4 | 9373.9665
2030-07-01 | 5 | 9302.1301
2030-07-01 | 6 | 9266.3021
2030-07-01 | 7 | 9244.9787
2030-07-01 | 8 | 9453.2385
2030-07-01 | 9 | 9651.0163
2030-07-01 | 10 | 9919.7622
2030-07-01 | 11 | 10140.5091
2030-07-01 | 12 | 10260.0433
2030-07-01 | 13 | 10595.2538
2030-07-01 | 14 | 10598.6717
2030-07-01 | 15 | 10442.6983
2030-07-01 | 16 | 10487.8997
2030-07-01 | 17 | 10584.5534
2030-07-01 | 18 | 10518.6094
2030-07-01 | 19 | 10412.7538
2030-07-01 | 20 | 10432.3618
2030-07-01 | 21 | 10386.5471
2030-07-01 | 22 | 10219.8993
2030-07-01 | 23 | 10053.6331
2030-07-01 | 24 | 9782.2982
2030-07-02 | 1 | 9533.1583
2030-07-02 | 2 | 9426.5579
2030-07-02 | 3 | 9325.9292
2030-07-02 | 4 | 9284.0008
2030-07-02 | 5 | 9282.1408
2030-07-02 | 6 | 9368.2207
2030-07-02 | 7 | 9610.7971
2030-07-02 | 8 | 10034.2573
2030-07-02 | 9 | 10349.2679
2030-07-02 | 10 | 10502.5697
2030-07-02 | 11 | 10552.4115
2030-07-02 | 12 | 10721.8003
2030-07-02 | 13 | 10567.1765
2030-07-02 | 14 | 10617.4979
2030-07-02 | 15 | 10670.2488
2030-07-02 | 16 | 10700.8689
2030-07-02 | 17 | 10733.3741
2030-07-02 | 18 | 10789.1847
2030-07-02 | 19 | 10666.1364
2030-07-02 | 20 | 10660.5623
2030-07-02 | 21 | 10525.318
2030-07-02 | 22 | 10355.3907
2030-07-02 | 23 | 10182.32
2030-07-02 | 24 | 9846.5958
2030-07-03 | 1 | 9534.8379
2030-07-03 | 2 | 9355.4634
2030-07-03 | 3 | 9280.3747
2030-07-03 | 4 | 9242.2275
2030-07-03 | 5 | 9236.9409
2030-07-03 | 6 | 9328.489
2030-07-03 | 7 | 9582.2648
2030-07-03 | 8 | 10043.8923
2030-07-03 | 9 | 10340.4159
2030-07-03 | 10 | 10479.3493
2030-07-03 | 11 | 10543.0419
2030-07-03 | 12 | 10531.4707
2030-07-03 | 13 | 10432.4521
2030-07-03 | 14 | 10439.2306
2030-07-03 | 15 | 10557.9361
2030-07-03 | 16 | 10543.8805
2030-07-03 | 17 | 10557.4733
2030-07-03 | 18 | 10575.7237
2030-07-03 | 19 | 10506.4636
2030-07-03 | 20 | 10469.0976
2030-07-03 | 21 | 10409.2607
2030-07-03 | 22 | 10272.8134
2030-07-03 | 23 | 10202.3061
2030-07-03 | 24 | 9888.4348
2030-07-04 | 1 | 9602.1321
2030-07-04 | 2 | 9416.0068
2030-07-04 | 3 | 9320.5191
2030-07-04 | 4 | 9277.9278
2030-07-04 | 5 | 9276.567
2030-07-04 | 6 | 9317.1157
2030-07-04 | 7 | 9559.4453
2030-07-04 | 8 | 9998.6961
2030-07-04 | 9 | 10305.2494
2030-07-04 | 10 | 10503.407
2030-07-04 | 11 | 10631.7567
2030-07-04 | 12 | 10728.5008
2030-07-04 | 13 | 10690.1001
2030-07-04 | 14 | 10659.1345
2030-07-04 | 15 | 10773.9982
2030-07-04 | 16 | 10644.5184
2030-07-04 | 17 | 10723.2223
2030-07-04 | 18 | 10731.2402
2030-07-04 | 19 | 10618.6911
2030-07-04 | 20 | 10423.1849
2030-07-04 | 21 | 10400.2567
2030-07-04 | 22 | 10266.3406
2030-07-04 | 23 | 10179.197
2030-07-04 | 24 | 9876.2692
2030-07-05 | 1 | 9587.0307
2030-07-05 | 2 | 9403.0871
2030-07-05 | 3 | 9308.5193
2030-07-05 | 4 | 9276.1042
2030-07-05 | 5 | 9271.1503
2030-07-05 | 6 | 9345.6337
2030-07-05 | 7 | 9587.4875
2030-07-05 | 8 | 10030.6287
2030-07-05 | 9 | 10366.0487
2030-07-05 | 10 | 10593.9512
2030-07-05 | 11 | 10669.4141
2030-07-05 | 12 | 10795.3937
2030-07-05 | 13 | 10673.9016
2030-07-05 | 14 | 10661.0545
2030-07-05 | 15 | 10802.776
2030-07-05 | 16 | 10784.4975
2030-07-05 | 17 | 10641.7939
2030-07-05 | 18 | 10650.254
2030-07-05 | 19 | 10529.1971
2030-07-05 | 20 | 10514.397
2030-07-05 | 21 | 10515.0915
2030-07-05 | 22 | 10366.3178
2030-07-05 | 23 | 10270.5338
2030-07-05 | 24 | 9980.6356
2030-07-06 | 1 | 9703.245
2030-07-06 | 2 | 9491.9675
2030-07-06 | 3 | 9376.0289
2030-07-06 | 4 | 9298.9679
2030-07-06 | 5 | 9260.8252
2030-07-06 | 6 | 9251.7372
2030-07-06 | 7 | 9304.7948
2030-07-06 | 8 | 9504.3431
2030-07-06 | 9 | 9732.1714
2030-07-06 | 10 | 9931.9549
2030-07-06 | 11 | 10127.3097
2030-07-06 | 12 | 10107.7809
2030-07-06 | 13 | 10006.7267
2030-07-06 | 14 | 9970.4209
2030-07-06 | 15 | 9936.3741
2030-07-06 | 16 | 9932.5157
2030-07-06 | 17 | 9958.5324
2030-07-06 | 18 | 10021.2544
2030-07-06 | 19 | 10043.0935
2030-07-06 | 20 | 10023.8541
2030-07-06 | 21 | 9983.2308
2030-07-06 | 22 | 9887.4947
2030-07-06 | 23 | 9891.8091
2030-07-06 | 24 | 9666.0528
2030-07-07 | 1 | 9443.431
2030-07-07 | 2 | 9286.3768
2030-07-07 | 3 | 9177.3932
2030-07-07 | 4 | 9172.2531
2030-07-07 | 5 | 9131.2006
2030-07-07 | 6 | 9063.3402
2030-07-07 | 7 | 9117.0175
2030-07-07 | 8 | 9231.0079
2030-07-07 | 9 | 9454.2344
2030-07-07 | 10 | 9642.2079
2030-07-07 | 11 | 9833.9549
2030-07-07 | 12 | 9810.8327
2030-07-07 | 13 | 9846.1978
2030-07-07 | 14 | 9835.9795
2030-07-07 | 15 | 9823.3369
2030-07-07 | 16 | 9802.9804
2030-07-07 | 17 | 9986.6797
2030-07-07 | 18 | 10287.276
2030-07-07 | 19 | 10252.0134
2030-07-07 | 20 | 10196.4666
2030-07-07 | 21 | 10142.1378
2030-07-07 | 22 | 10001.8293
2030-07-07 | 23 | 9946.5357
2030-07-07 | 24 | 9693.2451
2030-07-08 | 1 | 9440.0222
2030-07-08 | 2 | 9348.7323
2030-07-08 | 3 | 9264.7844
2030-07-08 | 4 | 9232.7979
2030-07-08 | 5 | 9245.8791
2030-07-08 | 6 | 9332.5004
2030-07-08 | 7 | 9584.6313
2030-07-08 | 8 | 9965.2048
2030-07-08 | 9 | 10282.6715
2030-07-08 | 10 | 10420.0788
2030-07-08 | 11 | 10464.9147
2030-07-08 | 12 | 10608.8745
2030-07-08 | 13 | 10570.3186
2030-07-08 | 14 | 10699.4694
2030-07-08 | 15 | 10733.2226
2030-07-08 | 16 | 10770.0134
2030-07-08 | 17 | 10770.1294
2030-07-08 | 18 | 10758.6191
2030-07-08 | 19 | 10670.394
2030-07-08 | 20 | 10576.2454
2030-07-08 | 21 | 10529.0092
2030-07-08 | 22 | 10377.6659
2030-07-08 | 23 | 10224.6752
2030-07-08 | 24 | 9881.7127
2030-07-09 | 1 | 9583.8908
2030-07-09 | 2 | 9375.6831
2030-07-09 | 3 | 9274.5123
2030-07-09 | 4 | 9217.8266
2030-07-09 | 5 | 9217.2547
2030-07-09 | 6 | 9342.9751
2030-07-09 | 7 | 9615.8923
2030-07-09 | 8 | 10039.7432
2030-07-09 | 9 | 10361.8647
2030-07-09 | 10 | 10498.7991
2030-07-09 | 11 | 10502.9584
2030-07-09 | 12 | 10516.0423
2030-07-09 | 13 | 10511.7669
2030-07-09 | 14 | 10544.336
2030-07-09 | 15 | 10502.0512
2030-07-09 | 16 | 10529.6316
2030-07-09 | 17 | 10590.1217
2030-07-09 | 18 | 10590.1875
2030-07-09 | 19 | 10512.2624
2030-07-09 | 20 | 10479.0939
2030-07-09 | 21 | 10451.3784
2030-07-09 | 22 | 10319.1278
2030-07-09 | 23 | 10185.5143
2030-07-09 | 24 | 9862.7458
2030-07-10 | 1 | 9584.8246
2030-07-10 | 2 | 9397.3644
2030-07-10 | 3 | 9281.2711
2030-07-10 | 4 | 9252.714
2030-07-10 | 5 | 9247.0468
2030-07-10 | 6 | 9324.43
2030-07-10 | 7 | 9600.7947
2030-07-10 | 8 | 10049.6682
2030-07-10 | 9 | 10388.6124
2030-07-10 | 10 | 10525.5851
2030-07-10 | 11 | 10563.2398
2030-07-10 | 12 | 10564.1839
2030-07-10 | 13 | 10543.6584
2030-07-10 | 14 | 10560.9613
2030-07-10 | 15 | 10579.93
2030-07-10 | 16 | 10623.5771
2030-07-10 | 17 | 10650.4649
2030-07-10 | 18 | 10700.4071
2030-07-10 | 19 | 10570.7227
2030-07-10 | 20 | 10515.7271
2030-07-10 | 21 | 10492.3457
2030-07-10 | 22 | 10346.7779
2030-07-10 | 23 | 10224.8678
2030-07-10 | 24 | 9858.5566
2030-07-11 | 1 | 9596.8154
2030-07-11 | 2 | 9462.9829
2030-07-11 | 3 | 9364.4688
2030-07-11 | 4 | 9309.8164
2030-07-11 | 5 | 9298.7379
2030-07-11 | 6 | 9364.1845
2030-07-11 | 7 | 9631.6314
2030-07-11 | 8 | 10076.8458
2030-07-11 | 9 | 10406.4809
2030-07-11 | 10 | 10596.344
2030-07-11 | 11 | 10648.591
2030-07-11 | 12 | 10841.0242
2030-07-11 | 13 | 10765.2289
2030-07-11 | 14 | 10643.4361
2030-07-11 | 15 | 10654.9564
2030-07-11 | 16 | 10665.4635
2030-07-11 | 17 | 10722.7726
2030-07-11 | 18 | 10790.9116
2030-07-11 | 19 | 10755.3115
2030-07-11 | 20 | 10642.365
2030-07-11 | 21 | 10651.5872
2030-07-11 | 22 | 10487.2606
2030-07-11 | 23 | 10303.0215
2030-07-11 | 24 | 9987.4033
2030-07-12 | 1 | 9676.8019
2030-07-12 | 2 | 9487.6241
2030-07-12 | 3 | 9383.0739
2030-07-12 | 4 | 9336.9517
2030-07-12 | 5 | 9322.8986
2030-07-12 | 6 | 9394.2753
2030-07-12 | 7 | 9659.5576
2030-07-12 | 8 | 10117.406
2030-07-12 | 9 | 10462.2149
2030-07-12 | 10 | 10670.8989
2030-07-12 | 11 | 10826.4061
2030-07-12 | 12 | 10913.0835
2030-07-12 | 13 | 11039.3648
2030-07-12 | 14 | 11019.1619
2030-07-12 | 15 | 11274.7025
2030-07-12 | 16 | 11312.3609
2030-07-12 | 17 | 11388.8721
2030-07-12 | 18 | 11247.9899
2030-07-12 | 19 | 11082.767
2030-07-12 | 20 | 11052.3924
2030-07-12 | 21 | 10911.7823
2030-07-12 | 22 | 10711.9055
2030-07-12 | 23 | 10527.1177
2030-07-12 | 24 | 10170.2253
2030-07-13 | 1 | 9866.9508
2030-07-13 | 2 | 9788.0677
2030-07-13 | 3 | 9562.9617
2030-07-13 | 4 | 9485.7545
2030-07-13 | 5 | 9429.298
2030-07-13 | 6 | 9380.0927
2030-07-13 | 7 | 9455.5623
2030-07-13 | 8 | 9709.0255
2030-07-13 | 9 | 10016.0582
2030-07-13 | 10 | 10389.2353
2030-07-13 | 11 | 10643.0576
2030-07-13 | 12 | 10835.5058
2030-07-13 | 13 | 10852.3532
2030-07-13 | 14 | 11014.6353
2030-07-13 | 15 | 10933.3067
2030-07-13 | 16 | 10838.3179
2030-07-13 | 17 | 10939.9886
2030-07-13 | 18 | 10937.961
2030-07-13 | 19 | 10815.9307
2030-07-13 | 20 | 10767.1324
2030-07-13 | 21 | 10673.7219
2030-07-13 | 22 | 10529.6538
2030-07-13 | 23 | 10393.7764
2030-07-13 | 24 | 10169.7667
2030-07-14 | 1 | 9875.8156
2030-07-14 | 2 | 9674.6946
2030-07-14 | 3 | 9539.7512
2030-07-14 | 4 | 9396.5266
2030-07-14 | 5 | 9399.2691
2030-07-14 | 6 | 9345.6781
2030-07-14 | 7 | 9375.6173
2030-07-14 | 8 | 9558.9777
2030-07-14 | 9 | 9762.4131
2030-07-14 | 10 | 10037.2241
2030-07-14 | 11 | 10266.1785
2030-07-14 | 12 | 10462.5613
2030-07-14 | 13 | 10584.93
2030-07-14 | 14 | 10667.9185
2030-07-14 | 15 | 10473.8645
2030-07-14 | 16 | 10402.3001
2030-07-14 | 17 | 10423.5869
2030-07-14 | 18 | 10491.8046
2030-07-14 | 19 | 10437.41
2030-07-14 | 20 | 10391.971
2030-07-14 | 21 | 10369.9108
2030-07-14 | 22 | 10220.6609
2030-07-14 | 23 | 10121.8794
2030-07-14 | 24 | 9841.799
2030-07-15 | 1 | 9590.5737
2030-07-15 | 2 | 9484.7867
2030-07-15 | 3 | 9367.1269
2030-07-15 | 4 | 9305.0437
2030-07-15 | 5 | 9298.8734
2030-07-15 | 6 | 9358.1373
2030-07-15 | 7 | 9643.9385
2030-07-15 | 8 | 10114.5141
2030-07-15 | 9 | 10454.5613
2030-07-15 | 10 | 10656.3495
2030-07-15 | 11 | 10695.2157
2030-07-15 | 12 | 10705.479
2030-07-15 | 13 | 10693.4425
2030-07-15 | 14 | 10712.6147
2030-07-15 | 15 | 10745.132
2030-07-15 | 16 | 10770.1178
2030-07-15 | 17 | 10845.6862
2030-07-15 | 18 | 10881.4663
2030-07-15 | 19 | 10737.9191
2030-07-15 | 20 | 10758.9942
2030-07-15 | 21 | 10739.4548
2030-07-15 | 22 | 10547.2437
2030-07-15 | 23 | 10362.5561
2030-07-15 | 24 | 9986.9425
2030-07-16 | 1 | 9667.2826
2030-07-16 | 2 | 9485.2231
2030-07-16 | 3 | 9395.6117
2030-07-16 | 4 | 9318.8275
2030-07-16 | 5 | 9325.3907
2030-07-16 | 6 | 9418.1864
2030-07-16 | 7 | 9712.4657
2030-07-16 | 8 | 10181.4844
2030-07-16 | 9 | 10494.3184
2030-07-16 | 10 | 10650.1037
2030-07-16 | 11 | 10706.2863
2030-07-16 | 12 | 10727.2508
2030-07-16 | 13 | 10726.9934
2030-07-16 | 14 | 10707.4116
2030-07-16 | 15 | 10722.9584
2030-07-16 | 16 | 10780.0069
2030-07-16 | 17 | 10859.4143
2030-07-16 | 18 | 10882.6269
2030-07-16 | 19 | 10768.4209
2030-07-16 | 20 | 10746.1133
2030-07-16 | 21 | 10724.7788
2030-07-16 | 22 | 10560.0155
2030-07-16 | 23 | 10367.4303
2030-07-16 | 24 | 10024.7364
2030-07-17 | 1 | 9689.1963
2030-07-17 | 2 | 9449.0617
2030-07-17 | 3 | 9353.0739
2030-07-17 | 4 | 9314.0962
2030-07-17 | 5 | 9336.2747
2030-07-17 | 6 | 9386.1981
2030-07-17 | 7 | 9690.0282
2030-07-17 | 8 | 10157.4558
2030-07-17 | 9 | 10508.8944
2030-07-17 | 10 | 10681.2206
2030-07-17 | 11 | 10804.916
2030-07-17 | 12 | 10901.6773
2030-07-17 | 13 | 10936.2333
2030-07-17 | 14 | 11051.9188
2030-07-17 | 15 | 11128.5601
2030-07-17 | 16 | 11196.7636
2030-07-17 | 17 | 11319.8071
2030-07-17 | 18 | 11281.9991
2030-07-17 | 19 | 11214.0474
2030-07-17 | 20 | 11126.8282
2030-07-17 | 21 | 11015.4957
2030-07-17 | 22 | 10834.0655
2030-07-17 | 23 | 10605.4784
2030-07-17 | 24 | 10211.2842
2030-07-18 | 1 | 9881.376
2030-07-18 | 2 | 9729.9104
2030-07-18 | 3 | 9607.9872
2030-07-18 | 4 | 9504.5046
2030-07-18 | 5 | 9517.3921
2030-07-18 | 6 | 9587.064
2030-07-18 | 7 | 9807.1519
2030-07-18 | 8 | 10322.2487
2030-07-18 | 9 | 10691.3329
2030-07-18 | 10 | 10910.2098
2030-07-18 | 11 | 10944.4243
2030-07-18 | 12 | 10957.2401
2030-07-18 | 13 | 10877.1632
2030-07-18 | 14 | 10845.9763
2030-07-18 | 15 | 10851.3962
2030-07-18 | 16 | 10868.7882
2030-07-18 | 17 | 10877.4413
2030-07-18 | 18 | 10912.551
2030-07-18 | 19 | 10849.7528
2030-07-18 | 20 | 10720.9756
2030-07-18 | 21 | 10682.3636
2030-07-18 | 22 | 10523.5151
2030-07-18 | 23 | 10309.208
2030-07-18 | 24 | 9987.8976
2030-07-19 | 1 | 9713.9907
2030-07-19 | 2 | 9514.1207
2030-07-19 | 3 | 9405.6294
2030-07-19 | 4 | 9380.7986
2030-07-19 | 5 | 9420.7887
2030-07-19 | 6 | 9464.8182
2030-07-19 | 7 | 9668.5956
2030-07-19 | 8 | 10122.7118
2030-07-19 | 9 | 10435.4182
2030-07-19 | 10 | 10637.9531
2030-07-19 | 11 | 10707.1033
2030-07-19 | 12 | 10756.7007
2030-07-19 | 13 | 10767.5711
2030-07-19 | 14 | 10832.8309
2030-07-19 | 15 | 10845.5319
2030-07-19 | 16 | 10830.6377
2030-07-19 | 17 | 10873.9959
2030-07-19 | 18 | 10959.7937
2030-07-19 | 19 | 10748.1253
2030-07-19 | 20 | 10711.8238
2030-07-19 | 21 | 10657.273
2030-07-19 | 22 | 10531.5618
2030-07-19 | 23 | 10323.1538
2030-07-19 | 24 | 9987.7436
2030-07-20 | 1 | 9681.1396
2030-07-20 | 2 | 9496.7486
2030-07-20 | 3 | 9372.5729
2030-07-20 | 4 | 9294.6944
2030-07-20 | 5 | 9311.9802
2030-07-20 | 6 | 9301.7321
2030-07-20 | 7 | 9337.9462
2030-07-20 | 8 | 9557.8163
2030-07-20 | 9 | 9819.977
2030-07-20 | 10 | 10112.9726
2030-07-20 | 11 | 10263.0705
2030-07-20 | 12 | 10386.0186
2030-07-20 | 13 | 10414.4936
2030-07-20 | 14 | 10385.1112
2030-07-20 | 15 | 10377.3621
2030-07-20 | 16 | 10399.9692
2030-07-20 | 17 | 10463.5133
2030-07-20 | 18 | 10474.0203
2030-07-20 | 19 | 10410.6677
2030-07-20 | 20 | 10387.2038
2030-07-20 | 21 | 10374.2299
2030-07-20 | 22 | 10287.1665
2030-07-20 | 23 | 10206.582
2030-07-20 | 24 | 9927.0528
2030-07-21 | 1 | 9669.0735
2030-07-21 | 2 | 9480.6687
2030-07-21 | 3 | 9348.5326
2030-07-21 | 4 | 9274.9005
2030-07-21 | 5 | 9293.8944
2030-07-21 | 6 | 9210.5908
2030-07-21 | 7 | 9257.6065
2030-07-21 | 8 | 9430.7607
2030-07-21 | 9 | 9648.3452
2030-07-21 | 10 | 9917.7776
2030-07-21 | 11 | 10072.5964
2030-07-21 | 12 | 10217.2565
2030-07-21 | 13 | 10322.1279
2030-07-21 | 14 | 10442.93
2030-07-21 | 15 | 10531.2889
2030-07-21 | 16 | 10569.8579
2030-07-21 | 17 | 10724.4426
2030-07-21 | 18 | 10672.7648
2030-07-21 | 19 | 10588.1323
2030-07-21 | 20 | 10622.0686
2030-07-21 | 21 | 10566.7997
2030-07-21 | 22 | 10380.9859
2030-07-21 | 23 | 10230.9016
2030-07-21 | 24 | 9893.0495
2030-07-22 | 1 | 9617.7297
2030-07-22 | 2 | 9497.917
2030-07-22 | 3 | 9399.968
2030-07-22 | 4 | 9355.8674
2030-07-22 | 5 | 9380.3407
2030-07-22 | 6 | 9450.5344
2030-07-22 | 7 | 9766.8548
2030-07-22 | 8 | 10168.1161
2030-07-22 | 9 | 10492.1469
2030-07-22 | 10 | 10697.4214
2030-07-22 | 11 | 10808.2904
2030-07-22 | 12 | 10904.7947
2030-07-22 | 13 | 10915.6084
2030-07-22 | 14 | 10924.008
2030-07-22 | 15 | 10967.5153
2030-07-22 | 16 | 11054.8193
2030-07-22 | 17 | 11142.239
2030-07-22 | 18 | 11071.7927
2030-07-22 | 19 | 10958.5451
2030-07-22 | 20 | 10912.0722
2030-07-22 | 21 | 10868.927
2030-07-22 | 22 | 10740.4735
2030-07-22 | 23 | 10575.9281
2030-07-22 | 24 | 10155.1502
2030-07-23 | 1 | 9823.549
2030-07-23 | 2 | 9681.5028
2030-07-23 | 3 | 9561.245
2030-07-23 | 4 | 9522.508
2030-07-23 | 5 | 9546.6335
2030-07-23 | 6 | 9524.7057
2030-07-23 | 7 | 9798.7857
2030-07-23 | 8 | 10224.2998
2030-07-23 | 9 | 10575.0446
2030-07-23 | 10 | 10816.845
2030-07-23 | 11 | 11012.804
2030-07-23 | 12 | 11132.0064
2030-07-23 | 13 | 11304.3539
2030-07-23 | 14 | 11454.0608
2030-07-23 | 15 | 11497.8966
2030-07-23 | 16 | 11546.286
2030-07-23 | 17 | 11383.2243
2030-07-23 | 18 | 11281.979
2030-07-23 | 19 | 11198.7875
2030-07-23 | 20 | 11214.3967
2030-07-23 | 21 | 11183.6283
2030-07-23 | 22 | 10953.1276
2030-07-23 | 23 | 10645.1812
2030-07-23 | 24 | 10315.5874
2030-07-24 | 1 | 9942.2958
2030-07-24 | 2 | 9702.9944
2030-07-24 | 3 | 9581.2806
2030-07-24 | 4 | 9517.1312
2030-07-24 | 5 | 9533.6618
2030-07-24 | 6 | 9584.6902
2030-07-24 | 7 | 9873.8214
2030-07-24 | 8 | 10285.038
2030-07-24 | 9 | 10648.2417
2030-07-24 | 10 | 10888.5341
2030-07-24 | 11 | 11073.643
2030-07-24 | 12 | 11167.0069
2030-07-24 | 13 | 11422.3439
2030-07-24 | 14 | 11401.9606
2030-07-24 | 15 | 11368.8396
2030-07-24 | 16 | 11472.8496
2030-07-24 | 17 | 11481.273
2030-07-24 | 18 | 11485.6483
2030-07-24 | 19 | 11365.2771
2030-07-24 | 20 | 11282.3023
2030-07-24 | 21 | 11171.8935
2030-07-24 | 22 | 10907.4629
2030-07-24 | 23 | 10683.409
2030-07-24 | 24 | 10294.3772
2030-07-25 | 1 | 9984.2315
2030-07-25 | 2 | 9751.2645
2030-07-25 | 3 | 9602.8951
2030-07-25 | 4 | 9517.5356
2030-07-25 | 5 | 9537.2522
2030-07-25 | 6 | 9597.4643
2030-07-25 | 7 | 9881.269
2030-07-25 | 8 | 10301.8821
2030-07-25 | 9 | 10597.4274
2030-07-25 | 10 | 10747.4743
2030-07-25 | 11 | 10784.3227
2030-07-25 | 12 | 10811.9569
2030-07-25 | 13 | 10804.4554
2030-07-25 | 14 | 10812.2206
2030-07-25 | 15 | 10833.3843
2030-07-25 | 16 | 10865.9246
2030-07-25 | 17 | 10791.2607
2030-07-25 | 18 | 11022.0384
2030-07-25 | 19 | 10688.2618
2030-07-25 | 20 | 10656.5482
2030-07-25 | 21 | 10592.929
2030-07-25 | 22 | 10486.7791
2030-07-25 | 23 | 10340.7756
2030-07-25 | 24 | 10005.9566
2030-07-26 | 1 | 9762.8648
2030-07-26 | 2 | 9566.8083
2030-07-26 | 3 | 9451.7349
2030-07-26 | 4 | 9395.1437
2030-07-26 | 5 | 9416.8073
2030-07-26 | 6 | 9377.4912
2030-07-26 | 7 | 9668.0952
2030-07-26 | 8 | 10117.6955
2030-07-26 | 9 | 10450.4626
2030-07-26 | 10 | 10576.4552
2030-07-26 | 11 | 10602.6395
2030-07-26 | 12 | 10583.9826
2030-07-26 | 13 | 10548.4529
2030-07-26 | 14 | 10563.9409
2030-07-26 | 15 | 10548.7386
2030-07-26 | 16 | 10596.8769
2030-07-26 | 17 | 10647.4553
2030-07-26 | 18 | 10611.3029
2030-07-26 | 19 | 10535.2021
2030-07-26 | 20 | 10547.3294
2030-07-26 | 21 | 10512.1392
2030-07-26 | 22 | 10425.5226
2030-07-26 | 23 | 10247.9708
2030-07-26 | 24 | 9920.5058
2030-07-27 | 1 | 9660.6007
2030-07-27 | 2 | 9462.2937
2030-07-27 | 3 | 9338.5222
2030-07-27 | 4 | 9282.7206
2030-07-27 | 5 | 9286.8967
2030-07-27 | 6 | 9186.3474
2030-07-27 | 7 | 9271.9985
2030-07-27 | 8 | 9481.5456
2030-07-27 | 9 | 9754.3641
2030-07-27 | 10 | 10056.0934
2030-07-27 | 11 | 10238.631
2030-07-27 | 12 | 10347.3895
2030-07-27 | 13 | 10404.7888
2030-07-27 | 14 | 10413.0475
2030-07-27 | 15 | 10498.3259
2030-07-27 | 16 | 10521.0118
2030-07-27 | 17 | 10619.1648
2030-07-27 | 18 | 10676.8421
2030-07-27 | 19 | 10629.6955
2030-07-27 | 20 | 10573.1196
2030-07-27 | 21 | 10501.2797
2030-07-27 | 22 | 10443.5887
2030-07-27 | 23 | 10270.7773
2030-07-27 | 24 | 10006.7242
2030-07-28 | 1 | 9786.6487
2030-07-28 | 2 | 9537.3567
2030-07-28 | 3 | 9398.9747
2030-07-28 | 4 | 9337.4368
2030-07-28 | 5 | 9342.9496
2030-07-28 | 6 | 9231.3983
2030-07-28 | 7 | 9303.8361
2030-07-28 | 8 | 9488.7765
2030-07-28 | 9 | 9732.9877
2030-07-28 | 10 | 10049.9331
2030-07-28 | 11 | 10315.2359
2030-07-28 | 12 | 10626.0615
2030-07-28 | 13 | 10757.0231
2030-07-28 | 14 | 10797.8595
2030-07-28 | 15 | 10795.7852
2030-07-28 | 16 | 10836.385
2030-07-28 | 17 | 11002.1382
2030-07-28 | 18 | 11141.093
2030-07-28 | 19 | 11011.5476
2030-07-28 | 20 | 10961.4515
2030-07-28 | 21 | 10871.2651
2030-07-28 | 22 | 10734.8725
2030-07-28 | 23 | 10553.47
2030-07-28 | 24 | 10182.8359
2030-07-29 | 1 | 9833.2756
2030-07-29 | 2 | 9692.2177
2030-07-29 | 3 | 9564.775
2030-07-29 | 4 | 9512.2777
2030-07-29 | 5 | 9593.92
2030-07-29 | 6 | 9584.3299
2030-07-29 | 7 | 9844.1864
2030-07-29 | 8 | 10337.4083
2030-07-29 | 9 | 10669.0977
2030-07-29 | 10 | 10883.0204
2030-07-29 | 11 | 11001.145
2030-07-29 | 12 | 11076.4123
2030-07-29 | 13 | 11083.1097
2030-07-29 | 14 | 11129.4347
2030-07-29 | 15 | 11094.7271
2030-07-29 | 16 | 11119.1353
2030-07-29 | 17 | 11171.1193
2030-07-29 | 18 | 11230.9562
2030-07-29 | 19 | 11101.0181
2030-07-29 | 20 | 11008.0128
2030-07-29 | 21 | 10881.5346
2030-07-29 | 22 | 10796.4012
2030-07-29 | 23 | 10489.7181
2030-07-29 | 24 | 10083.3305
2030-07-30 | 1 | 9829.668
2030-07-30 | 2 | 9656.664
2030-07-30 | 3 | 9534.4881
2030-07-30 | 4 | 9480.0121
2030-07-30 | 5 | 9503.4432
2030-07-30 | 6 | 9591.014
2030-07-30 | 7 | 9910.1543
2030-07-30 | 8 | 10239.3964
2030-07-30 | 9 | 10547.0786
2030-07-30 | 10 | 10756.184
2030-07-30 | 11 | 10920.235
2030-07-30 | 12 | 11168.4306
2030-07-30 | 13 | 10968.4638
2030-07-30 | 14 | 11023.4055
2030-07-30 | 15 | 11051.6925
2030-07-30 | 16 | 11174.792
2030-07-30 | 17 | 11199.8353
2030-07-30 | 18 | 11238.2594
2030-07-30 | 19 | 11130.9735
2030-07-30 | 20 | 11071.4995
2030-07-30 | 21 | 10947.9736
2030-07-30 | 22 | 10783.9487
2030-07-30 | 23 | 10478.0967
2030-07-30 | 24 | 10064.7394
2030-07-31 | 1 | 9760.752
2030-07-31 | 2 | 9558.91
2030-07-31 | 3 | 9459.7694
2030-07-31 | 4 | 9416.3631
2030-07-31 | 5 | 9447.5337
2030-07-31 | 6 | 9538.1915
2030-07-31 | 7 | 9871.4189
2030-07-31 | 8 | 10256.6616
2030-07-31 | 9 | 10593.5274
2030-07-31 | 10 | 10810.3676
2030-07-31 | 11 | 10949.523
2030-07-31 | 12 | 11064.6692
2030-07-31 | 13 | 11164.0879
2030-07-31 | 14 | 11203.5216
2030-07-31 | 15 | 11331.2136
2030-07-31 | 16 | 11407.1445
2030-07-31 | 17 | 11451.2478
2030-07-31 | 18 | 11408.3957
2030-07-31 | 19 | 11242.3755
2030-07-31 | 20 | 11221.7967
2030-07-31 | 21 | 11122.3885
2030-07-31 | 22 | 11026.081
2030-07-31 | 23 | 10705.6948
2030-07-31 | 24 | 10378.9654
2030-08-01 | 1 | 10003.2771
2030-08-01 | 2 | 9710.8435
2030-08-01 | 3 | 9582.8217
2030-08-01 | 4 | 9505.3883
2030-08-01 | 5 | 9558.3602
2030-08-01 | 6 | 9647.4245
2030-08-01 | 7 | 9895.2681
2030-08-01 | 8 | 10268.2948
2030-08-01 | 9 | 10580.8781
2030-08-01 | 10 | 10841.6178
2030-08-01 | 11 | 11051.3298
2030-08-01 | 12 | 11086.1045
2030-08-01 | 13 | 11076.6804
2030-08-01 | 14 | 11211.9947
2030-08-01 | 15 | 11208.7197
2030-08-01 | 16 | 11354.6773
2030-08-01 | 17 | 11513.0235
2030-08-01 | 18 | 11289.2161
2030-08-01 | 19 | 11174.1369
2030-08-01 | 20 | 11063.1987
2030-08-01 | 21 | 10967.259
2030-08-01 | 22 | 10874.8746
2030-08-01 | 23 | 10623.4117
2030-08-01 | 24 | 10278.4565
2030-08-02 | 1 | 9958.353
2030-08-02 | 2 | 9714.6075
2030-08-02 | 3 | 9556.0736
2030-08-02 | 4 | 9480.5185
2030-08-02 | 5 | 9504.8985
2030-08-02 | 6 | 9606.4803
2030-08-02 | 7 | 9918.213
2030-08-02 | 8 | 10284.0418
2030-08-02 | 9 | 10674.2655
2030-08-02 | 10 | 10941.2669
2030-08-02 | 11 | 11127.3429
2030-08-02 | 12 | 11323.1541
2030-08-02 | 13 | 11419.0879
2030-08-02 | 14 | 11513.6247
2030-08-02 | 15 | 11540.8187
2030-08-02 | 16 | 11604.314
2030-08-02 | 17 | 11588.9646
2030-08-02 | 18 | 11634.918
2030-08-02 | 19 | 11436.6544
2030-08-02 | 20 | 11404.4948
2030-08-02 | 21 | 11219.6221
2030-08-02 | 22 | 11107.0933
2030-08-02 | 23 | 10825.3143
2030-08-02 | 24 | 10488.8082
2030-08-03 | 1 | 10118.5841
2030-08-03 | 2 | 9849.6239
2030-08-03 | 3 | 9665.2679
2030-08-03 | 4 | 9615.2789
2030-08-03 | 5 | 9593.2354
2030-08-03 | 6 | 9539.2247
2030-08-03 | 7 | 9646.5109
2030-08-03 | 8 | 9802.8341
2030-08-03 | 9 | 10046.3516
2030-08-03 | 10 | 10420.3986
2030-08-03 | 11 | 10598.3329
2030-08-03 | 12 | 10716.2932
2030-08-03 | 13 | 10711.0191
2030-08-03 | 14 | 10696.0445
2030-08-03 | 15 | 10729.0115
2030-08-03 | 16 | 10793.6175
2030-08-03 | 17 | 10772.9943
2030-08-03 | 18 | 10850.2513
2030-08-03 | 19 | 10776.2676
2030-08-03 | 20 | 10722.9998
2030-08-03 | 21 | 10574.4427
2030-08-03 | 22 | 10525.4029
2030-08-03 | 23 | 10287.5108
2030-08-03 | 24 | 10016.7004
2030-08-04 | 1 | 9803.1339
2030-08-04 | 2 | 9605.9819
2030-08-04 | 3 | 9470.4664
2030-08-04 | 4 | 9401.8905
2030-08-04 | 5 | 9377.2115
2030-08-04 | 6 | 9385.2569
2030-08-04 | 7 | 9466.1498
2030-08-04 | 8 | 9574.1631
2030-08-04 | 9 | 9741.0112
2030-08-04 | 10 | 9960.3839
2030-08-04 | 11 | 10126.6532
2030-08-04 | 12 | 10277.736
2030-08-04 | 13 | 10317.8162
2030-08-04 | 14 | 10339.3885
2030-08-04 | 15 | 10338.5229
2030-08-04 | 16 | 10417.3651
2030-08-04 | 17 | 10502.1031
2030-08-04 | 18 | 10706.7249
2030-08-04 | 19 | 10641.009
2030-08-04 | 20 | 10592.0505
2030-08-04 | 21 | 10565.2795
2030-08-04 | 22 | 10561.6764
2030-08-04 | 23 | 10319.5794
2030-08-04 | 24 | 10019.528
2030-08-05 | 1 | 9745.37
2030-08-05 | 2 | 9603.0948
2030-08-05 | 3 | 9462.9167
2030-08-05 | 4 | 9435.1578
2030-08-05 | 5 | 9467.3587
2030-08-05 | 6 | 9427.8445
2030-08-05 | 7 | 9597.7182
2030-08-05 | 8 | 9691.3672
2030-08-05 | 9 | 9915.5462
2030-08-05 | 10 | 10126.5251
2030-08-05 | 11 | 10229.4319
2030-08-05 | 12 | 10262.45
2030-08-05 | 13 | 10291.7666
2030-08-05 | 14 | 10325.3952
2030-08-05 | 15 | 10295.1348
2030-08-05 | 16 | 10603.8809
2030-08-05 | 17 | 10664.3472
2030-08-05 | 18 | 10460.4933
2030-08-05 | 19 | 10373.0689
2030-08-05 | 20 | 10333.0407
2030-08-05 | 21 | 10298.0116
2030-08-05 | 22 | 10324.9227
2030-08-05 | 23 | 10190.4386
2030-08-05 | 24 | 9925.9738
2030-08-06 | 1 | 9677.8467
2030-08-06 | 2 | 9492.9263
2030-08-06 | 3 | 9382.3167
2030-08-06 | 4 | 9335.0853
2030-08-06 | 5 | 9408.7198
2030-08-06 | 6 | 9531.7387
2030-08-06 | 7 | 9858.9171
2030-08-06 | 8 | 10233.8499
2030-08-06 | 9 | 10545.6468
2030-08-06 | 10 | 10588.519
2030-08-06 | 11 | 10661.8466
2030-08-06 | 12 | 10705.5026
2030-08-06 | 13 | 10734.7778
2030-08-06 | 14 | 10798.9911
2030-08-06 | 15 | 10934.8029
2030-08-06 | 16 | 11259.2993
2030-08-06 | 17 | 11125.7847
2030-08-06 | 18 | 11030.0779
2030-08-06 | 19 | 11029.0655
2030-08-06 | 20 | 10815.2299
2030-08-06 | 21 | 10839.983
2030-08-06 | 22 | 10845.2514
2030-08-06 | 23 | 10619.8232
2030-08-06 | 24 | 10252.7164
2030-08-07 | 1 | 9909.264
2030-08-07 | 2 | 9745.4118
2030-08-07 | 3 | 9566.9796
2030-08-07 | 4 | 9545.8509
2030-08-07 | 5 | 9543.9562
2030-08-07 | 6 | 9651.994
2030-08-07 | 7 | 10030.6028
2030-08-07 | 8 | 10300.7613
2030-08-07 | 9 | 10579.0998
2030-08-07 | 10 | 10796.392
2030-08-07 | 11 | 10873.0644
2030-08-07 | 12 | 10920.099
2030-08-07 | 13 | 10950.1726
2030-08-07 | 14 | 10925.2821
2030-08-07 | 15 | 10996.5748
2030-08-07 | 16 | 11063.5185
2030-08-07 | 17 | 11011.8455
2030-08-07 | 18 | 11098.5528
2030-08-07 | 19 | 11013.4751
2030-08-07 | 20 | 10974.5177
2030-08-07 | 21 | 10862.2227
2030-08-07 | 22 | 10886.8358
2030-08-07 | 23 | 10634.9347
2030-08-07 | 24 | 10173.3898
2030-08-08 | 1 | 9879.6217
2030-08-08 | 2 | 9682.0612
2030-08-08 | 3 | 9575.4964
2030-08-08 | 4 | 9525.8629
2030-08-08 | 5 | 9589.3117
2030-08-08 | 6 | 9666.8375
2030-08-08 | 7 | 9969.9686
2030-08-08 | 8 | 10264.2004
2030-08-08 | 9 | 10596.9967
2030-08-08 | 10 | 10773.3633
2030-08-08 | 11 | 10855.1732
2030-08-08 | 12 | 10905.3071
2030-08-08 | 13 | 10939.3652
2030-08-08 | 14 | 10865.6453
2030-08-08 | 15 | 10884.9627
2030-08-08 | 16 | 10870.5146
2030-08-08 | 17 | 11155.2194
2030-08-08 | 18 | 10970.0572
2030-08-08 | 19 | 10894.9287
2030-08-08 | 20 | 10666.8871
2030-08-08 | 21 | 10615.1924
2030-08-08 | 22 | 10709.5446
2030-08-08 | 23 | 10452.1177
2030-08-08 | 24 | 10096.9954
2030-08-09 | 1 | 9844.4374
2030-08-09 | 2 | 9615.6164
2030-08-09 | 3 | 9498.0832
2030-08-09 | 4 | 9439.0433
2030-08-09 | 5 | 9464.552
2030-08-09 | 6 | 9597.4669
2030-08-09 | 7 | 9927.6403
2030-08-09 | 8 | 10259.3599
2030-08-09 | 9 | 10532.0036
2030-08-09 | 10 | 10721.906
2030-08-09 | 11 | 10896.1137
2030-08-09 | 12 | 10870.4495
2030-08-09 | 13 | 10816.883
2030-08-09 | 14 | 11090.6287
2030-08-09 | 15 | 10775.8063
2030-08-09 | 16 | 10842.0656
2030-08-09 | 17 | 10895.9732
2030-08-09 | 18 | 10910.6702
2030-08-09 | 19 | 10782.3698
2030-08-09 | 20 | 10756.2185
2030-08-09 | 21 | 10718.2251
2030-08-09 | 22 | 10709.8464
2030-08-09 | 23 | 10419.7333
2030-08-09 | 24 | 10118.829
2030-08-10 | 1 | 9835.7093
2030-08-10 | 2 | 9625.8442
2030-08-10 | 3 | 9520.8268
2030-08-10 | 4 | 9466.2041
2030-08-10 | 5 | 9501.1567
2030-08-10 | 6 | 9451.3898
2030-08-10 | 7 | 9567.2541
2030-08-10 | 8 | 9626.0852
2030-08-10 | 9 | 9923.9407
2030-08-10 | 10 | 10215.2572
2030-08-10 | 11 | 10404.4764
2030-08-10 | 12 | 10481.6563
2030-08-10 | 13 | 10558.9383
2030-08-10 | 14 | 10599.9481
2030-08-10 | 15 | 10596.3221
2030-08-10 | 16 | 10656.6368
2030-08-10 | 17 | 10755.2003
2030-08-10 | 18 | 10807.0566
2030-08-10 | 19 | 10743.7737
2030-08-10 | 20 | 10795.1621
2030-08-10 | 21 | 10645.3159
2030-08-10 | 22 | 10624.2091
2030-08-10 | 23 | 10460.0751
2030-08-10 | 24 | 10169.1418
2030-08-11 | 1 | 10013.4375
2030-08-11 | 2 | 9766.2924
2030-08-11 | 3 | 9617.0095
2030-08-11 | 4 | 9523.4623
2030-08-11 | 5 | 9484.7008
2030-08-11 | 6 | 9509.61
2030-08-11 | 7 | 9566.4576
2030-08-11 | 8 | 9614.6044
2030-08-11 | 9 | 9828.6914
2030-08-11 | 10 | 10058.7838
2030-08-11 | 11 | 10204.9268
2030-08-11 | 12 | 10327.3316
2030-08-11 | 13 | 10403.1987
2030-08-11 | 14 | 10416.7556
2030-08-11 | 15 | 10440.7034
2030-08-11 | 16 | 10459.0527
2030-08-11 | 17 | 10572.8185
2030-08-11 | 18 | 10682.9886
2030-08-11 | 19 | 10601.1675
2030-08-11 | 20 | 10577.5499
2030-08-11 | 21 | 10517.9375
2030-08-11 | 22 | 10540.0225
2030-08-11 | 23 | 10334.2448
2030-08-11 | 24 | 10054.6487
2030-08-12 | 1 | 9816.3941
2030-08-12 | 2 | 9634.1716
2030-08-12 | 3 | 9503.21
2030-08-12 | 4 | 9447.1165
2030-08-12 | 5 | 9462.0582
2030-08-12 | 6 | 9591.3574
2030-08-12 | 7 | 9909.9571
2030-08-12 | 8 | 10224.7286
2030-08-12 | 9 | 10514.0187
2030-08-12 | 10 | 10657.7003
2030-08-12 | 11 | 10693.6792
2030-08-12 | 12 | 10707.9955
2030-08-12 | 13 | 10674.9863
2030-08-12 | 14 | 10708.3323
2030-08-12 | 15 | 10732.0145
2030-08-12 | 16 | 10805.6396
2030-08-12 | 17 | 10874.0917
2030-08-12 | 18 | 11003.5156
2030-08-12 | 19 | 10840.5887
2030-08-12 | 20 | 10802.299
2030-08-12 | 21 | 10754.3913
2030-08-12 | 22 | 10742.9904
2030-08-12 | 23 | 10425.5611
2030-08-12 | 24 | 10061.2207
2030-08-13 | 1 | 9798.7141
2030-08-13 | 2 | 9634.9899
2030-08-13 | 3 | 9492.4944
2030-08-13 | 4 | 9445.9793
2030-08-13 | 5 | 9542.0388
2030-08-13 | 6 | 9659.8675
2030-08-13 | 7 | 9959.2862
2030-08-13 | 8 | 10245.0067
2030-08-13 | 9 | 10551.0043
2030-08-13 | 10 | 10654.7758
2030-08-13 | 11 | 10691.8934
2030-08-13 | 12 | 10701.7929
2030-08-13 | 13 | 10711.282
2030-08-13 | 14 | 10839.8384
2030-08-13 | 15 | 10847.0865
2030-08-13 | 16 | 10957.3131
2030-08-13 | 17 | 11021.6566
2030-08-13 | 18 | 11066.9471
2030-08-13 | 19 | 10877.0417
2030-08-13 | 20 | 10830.0454
2030-08-13 | 21 | 10783.8504
2030-08-13 | 22 | 10779.9278
2030-08-13 | 23 | 10475.2907
2030-08-13 | 24 | 10108.4169
2030-08-14 | 1 | 9739.7112
2030-08-14 | 2 | 9547.6774
2030-08-14 | 3 | 9442.0102
2030-08-14 | 4 | 9384.7344
2030-08-14 | 5 | 9416.0712
2030-08-14 | 6 | 9563.7496
2030-08-14 | 7 | 9866.3249
2030-08-14 | 8 | 10173.0249
2030-08-14 | 9 | 10533.3518
2030-08-14 | 10 | 10725.9798
2030-08-14 | 11 | 10826.0284
2030-08-14 | 12 | 10915.0246
2030-08-14 | 13 | 10942.4119
2030-08-14 | 14 | 11041.2246
2030-08-14 | 15 | 11016.2454
2030-08-14 | 16 | 11116.9633
2030-08-14 | 17 | 11222.8681
2030-08-14 | 18 | 11227.6727
2030-08-14 | 19 | 11142.6765
2030-08-14 | 20 | 11070.1957
2030-08-14 | 21 | 10956.6985
2030-08-14 | 22 | 10935.1773
2030-08-14 | 23 | 10554.1763
2030-08-14 | 24 | 10268.6174
2030-08-15 | 1 | 9896.7878
2030-08-15 | 2 | 9657.0733
2030-08-15 | 3 | 9536.3965
2030-08-15 | 4 | 9452.0637
2030-08-15 | 5 | 9522.6288
2030-08-15 | 6 | 9643.212
2030-08-15 | 7 | 9929.6617
2030-08-15 | 8 | 10279.4418
2030-08-15 | 9 | 10560.7068
2030-08-15 | 10 | 10812.4215
2030-08-15 | 11 | 11075.6326
2030-08-15 | 12 | 11232.9163
2030-08-15 | 13 | 11284.1522
2030-08-15 | 14 | 11350.7028
2030-08-15 | 15 | 11358.7517
2030-08-15 | 16 | 11371.6155
2030-08-15 | 17 | 11416.0391
2030-08-15 | 18 | 11449.6292
2030-08-15 | 19 | 11197.0694
2030-08-15 | 20 | 11144.176
2030-08-15 | 21 | 10975.2889
2030-08-15 | 22 | 10911.7832
2030-08-15 | 23 | 10531.6305
2030-08-15 | 24 | 10238.7619
2030-08-16 | 1 | 9862.5254
2030-08-16 | 2 | 9651.7106
2030-08-16 | 3 | 9527.9927
2030-08-16 | 4 | 9473.6971
2030-08-16 | 5 | 9541.8172
2030-08-16 | 6 | 9617.1347
2030-08-16 | 7 | 9950.7446
2030-08-16 | 8 | 10234.0002
2030-08-16 | 9 | 10568.5167
2030-08-16 | 10 | 10817.0704
2030-08-16 | 11 | 10993.3186
2030-08-16 | 12 | 11100.0356
2030-08-16 | 13 | 11236.8945
2030-08-16 | 14 | 11337.4508
2030-08-16 | 15 | 11386.2063
2030-08-16 | 16 | 11465.6478
2030-08-16 | 17 | 11517.9897
2030-08-16 | 18 | 11511.6179
2030-08-16 | 19 | 11352.3143
2030-08-16 | 20 | 11314.0104
2030-08-16 | 21 | 11094.6551
2030-08-16 | 22 | 11054.3909
2030-08-16 | 23 | 10672.0693
2030-08-16 | 24 | 10314.4829
2030-08-17 | 1 | 10024.2664
2030-08-17 | 2 | 9809.3576
2030-08-17 | 3 | 9664.2353
2030-08-17 | 4 | 9649.6901
2030-08-17 | 5 | 9635.7762
2030-08-17 | 6 | 9665.2061
2030-08-17 | 7 | 9749.3551
2030-08-17 | 8 | 9857.9309
2030-08-17 | 9 | 10163.5139
2030-08-17 | 10 | 10371.803
2030-08-17 | 11 | 10573.4388
2030-08-17 | 12 | 10619.1972
2030-08-17 | 13 | 10492.6633
2030-08-17 | 14 | 10427.3136
2030-08-17 | 15 | 10423.5171
2030-08-17 | 16 | 10587.2833
2030-08-17 | 17 | 10703.7382
2030-08-17 | 18 | 10749.1474
2030-08-17 | 19 | 10688.2198
2030-08-17 | 20 | 10602.3875
2030-08-17 | 21 | 10568.503
2030-08-17 | 22 | 10582.9433
2030-08-17 | 23 | 10311.7624
2030-08-17 | 24 | 10005.1696
2030-08-18 | 1 | 9754.5277
2030-08-18 | 2 | 9596.5699
2030-08-18 | 3 | 9457.3528
2030-08-18 | 4 | 9387.5189
2030-08-18 | 5 | 9411.3414
2030-08-18 | 6 | 9472.7384
2030-08-18 | 7 | 9533.9957
2030-08-18 | 8 | 9562.9017
2030-08-18 | 9 | 9798.3736
2030-08-18 | 10 | 10100.5241
2030-08-18 | 11 | 10357.7011
2030-08-18 | 12 | 10395.9446
2030-08-18 | 13 | 10403.1312
2030-08-18 | 14 | 10456.4824
2030-08-18 | 15 | 10478.1676
2030-08-18 | 16 | 10550.1938
2030-08-18 | 17 | 10700.9882
2030-08-18 | 18 | 10779.2117
2030-08-18 | 19 | 10899.8182
2030-08-18 | 20 | 10794.1846
2030-08-18 | 21 | 10643.803
2030-08-18 | 22 | 10658.1425
2030-08-18 | 23 | 10366.8992
2030-08-18 | 24 | 10036.2615
2030-08-19 | 1 | 9781.0507
2030-08-19 | 2 | 9661.123
2030-08-19 | 3 | 9555.178
2030-08-19 | 4 | 9482.7242
2030-08-19 | 5 | 9507.4215
2030-08-19 | 6 | 9700.6541
2030-08-19 | 7 | 9966.6401
2030-08-19 | 8 | 10283.1052
2030-08-19 | 9 | 10562.3588
2030-08-19 | 10 | 10777.3503
2030-08-19 | 11 | 10915.7488
2030-08-19 | 12 | 11002.3444
2030-08-19 | 13 | 11070.1472
2030-08-19 | 14 | 11174.7614
2030-08-19 | 15 | 11249.5995
2030-08-19 | 16 | 11357.0997
2030-08-19 | 17 | 11421.944
2030-08-19 | 18 | 11439.4884
2030-08-19 | 19 | 11265.1665
2030-08-19 | 20 | 11187.4022
2030-08-19 | 21 | 11067.9674
2030-08-19 | 22 | 10913.2998
2030-08-19 | 23 | 10544.6601
2030-08-19 | 24 | 10124.5857
2030-08-20 | 1 | 9832.6133
2030-08-20 | 2 | 9609.6932
2030-08-20 | 3 | 9496.4533
2030-08-20 | 4 | 9466.9107
2030-08-20 | 5 | 9473.8976
2030-08-20 | 6 | 9645.4417
2030-08-20 | 7 | 9913.0656
2030-08-20 | 8 | 10247.2073
2030-08-20 | 9 | 10537.4193
2030-08-20 | 10 | 10710.1086
2030-08-20 | 11 | 10777.6619
2030-08-20 | 12 | 10811.8595
2030-08-20 | 13 | 10830.846
2030-08-20 | 14 | 10840.0724
2030-08-20 | 15 | 10873.9989
2030-08-20 | 16 | 10904.5718
2030-08-20 | 17 | 10973.8664
2030-08-20 | 18 | 10966.895
2030-08-20 | 19 | 10830.9415
2030-08-20 | 20 | 10740.6585
2030-08-20 | 21 | 10739.3989
2030-08-20 | 22 | 10773.2785
2030-08-20 | 23 | 10440.1825
2030-08-20 | 24 | 10065.5755
2030-08-21 | 1 | 9731.7555
2030-08-21 | 2 | 9583.4255
2030-08-21 | 3 | 9486.1711
2030-08-21 | 4 | 9437.0972
2030-08-21 | 5 | 9462.778
2030-08-21 | 6 | 9629.5517
2030-08-21 | 7 | 9895.0287
2030-08-21 | 8 | 10185.4444
2030-08-21 | 9 | 10483.4782
2030-08-21 | 10 | 10628.9041
2030-08-21 | 11 | 10777.9695
2030-08-21 | 12 | 10845.8837
2030-08-21 | 13 | 10883.4928
2030-08-21 | 14 | 10916.8549
2030-08-21 | 15 | 10815.473
2030-08-21 | 16 | 10812.2747
2030-08-21 | 17 | 10857.4263
2030-08-21 | 18 | 10956.8553
2030-08-21 | 19 | 10822.2779
2030-08-21 | 20 | 10698.8484
2030-08-21 | 21 | 10711.2283
2030-08-21 | 22 | 10680.3639
2030-08-21 | 23 | 10294.3154
2030-08-21 | 24 | 9984.9491
2030-08-22 | 1 | 9643.1005
2030-08-22 | 2 | 9505.4112
2030-08-22 | 3 | 9402.4473
2030-08-22 | 4 | 9348.2328
2030-08-22 | 5 | 9379.647
2030-08-22 | 6 | 9535.8076
2030-08-22 | 7 | 9796.8237
2030-08-22 | 8 | 10136.3779
2030-08-22 | 9 | 10462.3625
2030-08-22 | 10 | 10689.3394
2030-08-22 | 11 | 10848.334
2030-08-22 | 12 | 10929.4942
2030-08-22 | 13 | 11028.284
2030-08-22 | 14 | 10895.092
2030-08-22 | 15 | 11250.7281
2030-08-22 | 16 | 10955.4135
2030-08-22 | 17 | 10953.187
2030-08-22 | 18 | 11036.6371
2030-08-22 | 19 | 10888.4059
2030-08-22 | 20 | 10847.678
2030-08-22 | 21 | 10822.5005
2030-08-22 | 22 | 10813.2129
2030-08-22 | 23 | 10462.9375
2030-08-22 | 24 | 10151.3291
2030-08-23 | 1 | 9855.6086
2030-08-23 | 2 | 9652.5573
2030-08-23 | 3 | 9529.312
2030-08-23 | 4 | 9479.6274
2030-08-23 | 5 | 9514.0567
2030-08-23 | 6 | 9694.2227
2030-08-23 | 7 | 9943.4382
2030-08-23 | 8 | 10271.4875
2030-08-23 | 9 | 10599.7244
2030-08-23 | 10 | 10755.244
2030-08-23 | 11 | 10830.1059
2030-08-23 | 12 | 10820.6466
2030-08-23 | 13 | 10798.6793
2030-08-23 | 14 | 10812.2015
2030-08-23 | 15 | 10834.4361
2030-08-23 | 16 | 10888.6158
2030-08-23 | 17 | 10869.9664
2030-08-23 | 18 | 10877.5591
2030-08-23 | 19 | 10770.9668
2030-08-23 | 20 | 10756.99
2030-08-23 | 21 | 10749.3025
2030-08-23 | 22 | 10736.236
2030-08-23 | 23 | 10486.645
2030-08-23 | 24 | 10182.0671
2030-08-24 | 1 | 9911.6846
2030-08-24 | 2 | 9664.0484
2030-08-24 | 3 | 9563.9851
2030-08-24 | 4 | 9558.8668
2030-08-24 | 5 | 9540.2019
2030-08-24 | 6 | 9626.2046
2030-08-24 | 7 | 9670.3752
2030-08-24 | 8 | 9716.5514
2030-08-24 | 9 | 9962.8749
2030-08-24 | 10 | 10139.3323
2030-08-24 | 11 | 10288.179
2030-08-24 | 12 | 10305.896
2030-08-24 | 13 | 10285.0133
2030-08-24 | 14 | 10347.9933
2030-08-24 | 15 | 10215.8289
2030-08-24 | 16 | 10260.3034
2030-08-24 | 17 | 10393.5357
2030-08-24 | 18 | 10420.7867
2030-08-24 | 19 | 10433.4842
2030-08-24 | 20 | 10354.1244
2030-08-24 | 21 | 10368.1254
2030-08-24 | 22 | 10338.5409
2030-08-24 | 23 | 10122.8655
2030-08-24 | 24 | 9875.85
2030-08-25 | 1 | 9644.0365
2030-08-25 | 2 | 9506.6843
2030-08-25 | 3 | 9374.3302
2030-08-25 | 4 | 9306.3565
2030-08-25 | 5 | 9308.6979
2030-08-25 | 6 | 9370.9021
2030-08-25 | 7 | 9383.9378
2030-08-25 | 8 | 9461.5936
2030-08-25 | 9 | 9647.3771
2030-08-25 | 10 | 9876.4054
2030-08-25 | 11 | 9988.5578
2030-08-25 | 12 | 10058.9304
2030-08-25 | 13 | 10179.7006
2030-08-25 | 14 | 10160.182
2030-08-25 | 15 | 10177.3005
2030-08-25 | 16 | 10281.9553
2030-08-25 | 17 | 10351.8268
2030-08-25 | 18 | 10473.8021
2030-08-25 | 19 | 10471.6426
2030-08-25 | 20 | 10432.5762
2030-08-25 | 21 | 10470.0763
2030-08-25 | 22 | 10404.1032
2030-08-25 | 23 | 10122.7173
2030-08-25 | 24 | 9830.1452
2030-08-26 | 1 | 9596.7902
2030-08-26 | 2 | 9510.1568
2030-08-26 | 3 | 9395.1668
2030-08-26 | 4 | 9349.4522
2030-08-26 | 5 | 9422.2691
2030-08-26 | 6 | 9557.6101
2030-08-26 | 7 | 9809.7783
2030-08-26 | 8 | 10159.1936
2030-08-26 | 9 | 10454.7764
2030-08-26 | 10 | 10579.061
2030-08-26 | 11 | 10666.2326
2030-08-26 | 12 | 10713.1998
2030-08-26 | 13 | 10719.1319
2030-08-26 | 14 | 10743.9787
2030-08-26 | 15 | 10721.9892
2030-08-26 | 16 | 10958.3183
2030-08-26 | 17 | 11138.3665
2030-08-26 | 18 | 11085.5188
2030-08-26 | 19 | 10909.2467
2030-08-26 | 20 | 10774.9453
2030-08-26 | 21 | 10737.4795
2030-08-26 | 22 | 10640.1755
2030-08-26 | 23 | 10285.7783
2030-08-26 | 24 | 9948.3967
2030-08-27 | 1 | 9652.4688
2030-08-27 | 2 | 9478.7029
2030-08-27 | 3 | 9344.0099
2030-08-27 | 4 | 9283.2568
2030-08-27 | 5 | 9279.1084
2030-08-27 | 6 | 9444.3916
2030-08-27 | 7 | 9720.896
2030-08-27 | 8 | 10070.7977
2030-08-27 | 9 | 10354.2752
2030-08-27 | 10 | 10523.5625
2030-08-27 | 11 | 10670.8494
2030-08-27 | 12 | 10706.2674
2030-08-27 | 13 | 10637.5209
2030-08-27 | 14 | 10778.5615
2030-08-27 | 15 | 10917.6109
2030-08-27 | 16 | 11024.7072
2030-08-27 | 17 | 11023.5917
2030-08-27 | 18 | 10949.2092
2030-08-27 | 19 | 10924.75
2030-08-27 | 20 | 10868.6278
2030-08-27 | 21 | 10825.5151
2030-08-27 | 22 | 10738.8642
2030-08-27 | 23 | 10465.4253
2030-08-27 | 24 | 9994.9757
2030-08-28 | 1 | 9755.0491
2030-08-28 | 2 | 9548.7226
2030-08-28 | 3 | 9477.2877
2030-08-28 | 4 | 9447.2243
2030-08-28 | 5 | 9465.5817
2030-08-28 | 6 | 9613.2338
2030-08-28 | 7 | 9823.1409
2030-08-28 | 8 | 10186.2143
2030-08-28 | 9 | 10395.532
2030-08-28 | 10 | 10563.6687
2030-08-28 | 11 | 10618.668
2030-08-28 | 12 | 10617.8093
2030-08-28 | 13 | 10595.0039
2030-08-28 | 14 | 10590.8179
2030-08-28 | 15 | 10631.9443
2030-08-28 | 16 | 10626.6748
2030-08-28 | 17 | 10631.1155
2030-08-28 | 18 | 10631.6194
2030-08-28 | 19 | 10522.7016
2030-08-28 | 20 | 10502.5199
2030-08-28 | 21 | 10582.2066
2030-08-28 | 22 | 10558.4634
2030-08-28 | 23 | 10245.8133
2030-08-28 | 24 | 9858.702
2030-08-29 | 1 | 9573.3244
2030-08-29 | 2 | 9409.5407
2030-08-29 | 3 | 9337.0035
2030-08-29 | 4 | 9321.818
2030-08-29 | 5 | 9347.4661
2030-08-29 | 6 | 9507.0254
2030-08-29 | 7 | 9711.669
2030-08-29 | 8 | 10084.9202
2030-08-29 | 9 | 10338.5748
2030-08-29 | 10 | 10421.0128
2030-08-29 | 11 | 10442.4148
2030-08-29 | 12 | 10453.2219
2030-08-29 | 13 | 10423.2529
2030-08-29 | 14 | 10372.3169
2030-08-29 | 15 | 10413.9953
2030-08-29 | 16 | 10407.7846
2030-08-29 | 17 | 10465.9091
2030-08-29 | 18 | 10521.4672
2030-08-29 | 19 | 10370.2575
2030-08-29 | 20 | 10365.8435
2030-08-29 | 21 | 10473.5363
2030-08-29 | 22 | 10401.0962
2030-08-29 | 23 | 10125.8325
2030-08-29 | 24 | 9798.6535
2030-08-30 | 1 | 9534.7727
2030-08-30 | 2 | 9400.4061
2030-08-30 | 3 | 9307.861
2030-08-30 | 4 | 9272.3035
2030-08-30 | 5 | 9265.0978
2030-08-30 | 6 | 9430.4273
2030-08-30 | 7 | 9629.7037
2030-08-30 | 8 | 10021.6268
2030-08-30 | 9 | 10290.3494
2030-08-30 | 10 | 10434.6406
2030-08-30 | 11 | 10505.3479
2030-08-30 | 12 | 10616.7009
2030-08-30 | 13 | 10572.0822
2030-08-30 | 14 | 10596.5618
2030-08-30 | 15 | 10621.7303
2030-08-30 | 16 | 10621.9611
2030-08-30 | 17 | 10662.0887
2030-08-30 | 18 | 10653.0365
2030-08-30 | 19 | 10526.6266
2030-08-30 | 20 | 10494.4551
2030-08-30 | 21 | 10549.2248
2030-08-30 | 22 | 10466.1833
2030-08-30 | 23 | 10137.4364
2030-08-30 | 24 | 9797.7676
2030-08-31 | 1 | 9520.5795
2030-08-31 | 2 | 9346.3017
2030-08-31 | 3 | 9236.2708
2030-08-31 | 4 | 9183.613
2030-08-31 | 5 | 9185.8481
2030-08-31 | 6 | 9308.4689
2030-08-31 | 7 | 9300.244
2030-08-31 | 8 | 9474.4945
2030-08-31 | 9 | 9684.6154
2030-08-31 | 10 | 9910.613
2030-08-31 | 11 | 10086.1061
2030-08-31 | 12 | 10174.4381
2030-08-31 | 13 | 10165.0822
2030-08-31 | 14 | 10286.2016
2030-08-31 | 15 | 10262.8032
2030-08-31 | 16 | 10374.8142
2030-08-31 | 17 | 10449.2211
2030-08-31 | 18 | 10465.8777
2030-08-31 | 19 | 10399.9007
2030-08-31 | 20 | 10395.1467
2030-08-31 | 21 | 10407.7548
2030-08-31 | 22 | 10307.9567
2030-08-31 | 23 | 10061.7854
2030-08-31 | 24 | 9783.4495
2030-09-01 | 1 | 9544.2105
2030-09-01 | 2 | 9397.8977
2030-09-01 | 3 | 9291.478
2030-09-01 | 4 | 9185.9356
2030-09-01 | 5 | 9228.9754
2030-09-01 | 6 | 9313.9749
2030-09-01 | 7 | 9305.001
2030-09-01 | 8 | 9436.4164
2030-09-01 | 9 | 9654.7495
2030-09-01 | 10 | 9956.5636
2030-09-01 | 11 | 10131.019
2030-09-01 | 12 | 10239.2478
2030-09-01 | 13 | 10308.4926
2030-09-01 | 14 | 10343.2806
2030-09-01 | 15 | 10372.6723
2030-09-01 | 16 | 10400.7473
2030-09-01 | 17 | 10456.7074
2030-09-01 | 18 | 10503.2304
2030-09-01 | 19 | 10426.8106
2030-09-01 | 20 | 10349.4246
2030-09-01 | 21 | 10406.8432
2030-09-01 | 22 | 10356.0105
2030-09-01 | 23 | 10122.2261
2030-09-01 | 24 | 9832.5409
2030-09-02 | 1 | 9611.6407
2030-09-02 | 2 | 9481.1762
2030-09-02 | 3 | 9374.2783
2030-09-02 | 4 | 9297.8244
2030-09-02 | 5 | 9264.4561
2030-09-02 | 6 | 9353.6229
2030-09-02 | 7 | 9287.6543
2030-09-02 | 8 | 9452.3432
2030-09-02 | 9 | 9678.9235
2030-09-02 | 10 | 9901.5903
2030-09-02 | 11 | 10017.6132
2030-09-02 | 12 | 10113.4496
2030-09-02 | 13 | 10101.5745
2030-09-02 | 14 | 10115.1757
2030-09-02 | 15 | 10071.9279
2030-09-02 | 16 | 10087.3613
2030-09-02 | 17 | 10141.3128
2030-09-02 | 18 | 10199.6756
2030-09-02 | 19 | 10164.8919
2030-09-02 | 20 | 10121.1652
2030-09-02 | 21 | 10183.7354
2030-09-02 | 22 | 10151.7537
2030-09-02 | 23 | 9949.9728
2030-09-02 | 24 | 9702.811
2030-09-03 | 1 | 9474.4146
2030-09-03 | 2 | 9412.4696
2030-09-03 | 3 | 9309.8224
2030-09-03 | 4 | 9268.1246
2030-09-03 | 5 | 9296.1479
2030-09-03 | 6 | 9412.1043
2030-09-03 | 7 | 9590.618
2030-09-03 | 8 | 10027.2468
2030-09-03 | 9 | 10292.3837
2030-09-03 | 10 | 10477.2651
2030-09-03 | 11 | 10475.9651
2030-09-03 | 12 | 10478.6031
2030-09-03 | 13 | 10494.0764
2030-09-03 | 14 | 10417.7307
2030-09-03 | 15 | 10434.3399
2030-09-03 | 16 | 10501.6512
2030-09-03 | 17 | 10624.7982
2030-09-03 | 18 | 10599.9152
2030-09-03 | 19 | 10570.8758
2030-09-03 | 20 | 10487.2904
2030-09-03 | 21 | 10554.4352
2030-09-03 | 22 | 10435.8152
2030-09-03 | 23 | 10118.9324
2030-09-03 | 24 | 9837.181
2030-09-04 | 1 | 9570.7077
2030-09-04 | 2 | 9298.323
2030-09-04 | 3 | 9210.1215
2030-09-04 | 4 | 9175.878
2030-09-04 | 5 | 9204.6983
2030-09-04 | 6 | 9375.4004
2030-09-04 | 7 | 9571.3417
2030-09-04 | 8 | 10010.363
2030-09-04 | 9 | 10264.7208
2030-09-04 | 10 | 10392.7942
2030-09-04 | 11 | 10469.1519
2030-09-04 | 12 | 10544.9042
2030-09-04 | 13 | 10620.9508
2030-09-04 | 14 | 10743.8077
2030-09-04 | 15 | 10841.6255
2030-09-04 | 16 | 10921.695
2030-09-04 | 17 | 11070.4476
2030-09-04 | 18 | 11099.4708
2030-09-04 | 19 | 10950.3359
2030-09-04 | 20 | 10891.4932
2030-09-04 | 21 | 10737.607
2030-09-04 | 22 | 10594.5634
2030-09-04 | 23 | 10281.4934
2030-09-04 | 24 | 9929.7909
2030-09-05 | 1 | 9632.0494
2030-09-05 | 2 | 9446.0346
2030-09-05 | 3 | 9342.1965
2030-09-05 | 4 | 9280.0484
2030-09-05 | 5 | 9354.2879
2030-09-05 | 6 | 9536.3937
2030-09-05 | 7 | 9727.8151
2030-09-05 | 8 | 10081.3693
2030-09-05 | 9 | 10350.0408
2030-09-05 | 10 | 10511.1257
2030-09-05 | 11 | 10629.7547
2030-09-05 | 12 | 10653.1009
2030-09-05 | 13 | 10656.6522
2030-09-05 | 14 | 10697.1779
2030-09-05 | 15 | 10709.1711
2030-09-05 | 16 | 10776.3004
2030-09-05 | 17 | 10766.2708
2030-09-05 | 18 | 10773.9112
2030-09-05 | 19 | 10609.0028
2030-09-05 | 20 | 10506.1612
2030-09-05 | 21 | 10615.5773
2030-09-05 | 22 | 10416.7066
2030-09-05 | 23 | 10139.9284
2030-09-05 | 24 | 9833.7795
2030-09-06 | 1 | 9555.4303
2030-09-06 | 2 | 9362.0503
2030-09-06 | 3 | 9249.8204
2030-09-06 | 4 | 9198.2597
2030-09-06 | 5 | 9231.2605
2030-09-06 | 6 | 9357.7398
2030-09-06 | 7 | 9517.9766
2030-09-06 | 8 | 9949.0545
2030-09-06 | 9 | 10231.7028
2030-09-06 | 10 | 10425.5371
2030-09-06 | 11 | 10518.3784
2030-09-06 | 12 | 10657.298
2030-09-06 | 13 | 10637.6736
2030-09-06 | 14 | 10677.5047
2030-09-06 | 15 | 10672.4108
2030-09-06 | 16 | 10800.4337
2030-09-06 | 17 | 10766.7059
2030-09-06 | 18 | 10749.8033
2030-09-06 | 19 | 10638.1251
2030-09-06 | 20 | 10544.0728
2030-09-06 | 21 | 10588.1967
2030-09-06 | 22 | 10438.855
2030-09-06 | 23 | 10151.2571
2030-09-06 | 24 | 9800.623
2030-09-07 | 1 | 9528.3926
2030-09-07 | 2 | 9337.4485
2030-09-07 | 3 | 9248.2145
2030-09-07 | 4 | 9163.359
2030-09-07 | 5 | 9159.8371
2030-09-07 | 6 | 9292.2344
2030-09-07 | 7 | 9288.5748
2030-09-07 | 8 | 9449.1631
2030-09-07 | 9 | 9626.8732
2030-09-07 | 10 | 9927.9235
2030-09-07 | 11 | 10173.4169
2030-09-07 | 12 | 10367.7294
2030-09-07 | 13 | 10471.0158
2030-09-07 | 14 | 10529.671
2030-09-07 | 15 | 10589.8485
2030-09-07 | 16 | 10671.0141
2030-09-07 | 17 | 10711.8378
2030-09-07 | 18 | 10729.9679
2030-09-07 | 19 | 10587.6689
2030-09-07 | 20 | 10404.4952
2030-09-07 | 21 | 10301.514
2030-09-07 | 22 | 10165.5044
2030-09-07 | 23 | 9983.777
2030-09-07 | 24 | 9694.612
2030-09-08 | 1 | 9427.5238
2030-09-08 | 2 | 9266.5585
2030-09-08 | 3 | 9201.7208
2030-09-08 | 4 | 9124.9024
2030-09-08 | 5 | 9128.3401
2030-09-08 | 6 | 9159.9998
2030-09-08 | 7 | 9166.0271
2030-09-08 | 8 | 9316.6275
2030-09-08 | 9 | 9458.8298
2030-09-08 | 10 | 9779.5377
2030-09-08 | 11 | 10010.6334
2030-09-08 | 12 | 10267.2665
2030-09-08 | 13 | 10529.5058
2030-09-08 | 14 | 10706.1176
2030-09-08 | 15 | 10690.7701
2030-09-08 | 16 | 10831.4716
2030-09-08 | 17 | 10882.5605
2030-09-08 | 18 | 10891.3378
2030-09-08 | 19 | 10683.5773
2030-09-08 | 20 | 10505.0329
2030-09-08 | 21 | 10529.4282
2030-09-08 | 22 | 10425.7819
2030-09-08 | 23 | 10173.2304
2030-09-08 | 24 | 9828.2828
2030-09-09 | 1 | 9575.3662
2030-09-09 | 2 | 9462.4971
2030-09-09 | 3 | 9299.7178
2030-09-09 | 4 | 9254.072
2030-09-09 | 5 | 9321.5008
2030-09-09 | 6 | 9480.7708
2030-09-09 | 7 | 9714.9666
2030-09-09 | 8 | 10099.3812
2030-09-09 | 9 | 10292.7683
2030-09-09 | 10 | 10409.5968
2030-09-09 | 11 | 10440.4694
2030-09-09 | 12 | 10416.1888
2030-09-09 | 13 | 10368.5343
2030-09-09 | 14 | 10339.8476
2030-09-09 | 15 | 10376.6026
2030-09-09 | 16 | 10424.5821
2030-09-09 | 17 | 10521.772
2030-09-09 | 18 | 10443.368
2030-09-09 | 19 | 10296.7323
2030-09-09 | 20 | 10274.1227
2030-09-09 | 21 | 10455.347
2030-09-09 | 22 | 10296.8959
2030-09-09 | 23 | 9956.9676
2030-09-09 | 24 | 9651.3636
2030-09-10 | 1 | 9386.3322
2030-09-10 | 2 | 9196.4595
2030-09-10 | 3 | 9083.4135
2030-09-10 | 4 | 9046.006
2030-09-10 | 5 | 9032.1693
2030-09-10 | 6 | 9233.5504
2030-09-10 | 7 | 9481.3373
2030-09-10 | 8 | 9902.3932
2030-09-10 | 9 | 10117.031
2030-09-10 | 10 | 10228.6669
2030-09-10 | 11 | 10246.4675
2030-09-10 | 12 | 10139.8356
2030-09-10 | 13 | 10333.0982
2030-09-10 | 14 | 10368.1111
2030-09-10 | 15 | 10064.5189
2030-09-10 | 16 | 10132.0256
2030-09-10 | 17 | 10165.6766
2030-09-10 | 18 | 10388.0361
2030-09-10 | 19 | 10312.6048
2030-09-10 | 20 | 10203.4992
2030-09-10 | 21 | 10388.6636
2030-09-10 | 22 | 10248.1491
2030-09-10 | 23 | 9956.9586
2030-09-10 | 24 | 9614.1026
2030-09-11 | 1 | 9357.629
2030-09-11 | 2 | 9166.2789
2030-09-11 | 3 | 9080.06
2030-09-11 | 4 | 9042.6889
2030-09-11 | 5 | 9032.6441
2030-09-11 | 6 | 9196.4136
2030-09-11 | 7 | 9528.7476
2030-09-11 | 8 | 9971.3849
2030-09-11 | 9 | 10104.5479
2030-09-11 | 10 | 10199.3616
2030-09-11 | 11 | 10258.3247
2030-09-11 | 12 | 10305.3587
2030-09-11 | 13 | 10392.8451
2030-09-11 | 14 | 10418.0801
2030-09-11 | 15 | 10360.8142
2030-09-11 | 16 | 10398.2937
2030-09-11 | 17 | 10458.6861
2030-09-11 | 18 | 10437.3166
2030-09-11 | 19 | 10249.6918
2030-09-11 | 20 | 10235.4302
2030-09-11 | 21 | 10365.1565
2030-09-11 | 22 | 10209.1008
2030-09-11 | 23 | 9947.9335
2030-09-11 | 24 | 9625.8048
2030-09-12 | 1 | 9369.8605
2030-09-12 | 2 | 9239.0877
2030-09-12 | 3 | 9137.1946
2030-09-12 | 4 | 9110.537
2030-09-12 | 5 | 9134.0759
2030-09-12 | 6 | 9289.37
2030-09-12 | 7 | 9629.8238
2030-09-12 | 8 | 10045.599
2030-09-12 | 9 | 10190.499
2030-09-12 | 10 | 10247.6236
2030-09-12 | 11 | 10230.3298
2030-09-12 | 12 | 10190.5946
2030-09-12 | 13 | 10159.6643
2030-09-12 | 14 | 10177.2137
2030-09-12 | 15 | 10173.0988
2030-09-12 | 16 | 10171.8135
2030-09-12 | 17 | 10177.5725
2030-09-12 | 18 | 10187.8823
2030-09-12 | 19 | 10159.8395
2030-09-12 | 20 | 10178.2568
2030-09-12 | 21 | 10338.0308
2030-09-12 | 22 | 10186.0483
2030-09-12 | 23 | 9900.1269
2030-09-12 | 24 | 9598.125
2030-09-13 | 1 | 9387.5191
2030-09-13 | 2 | 9189.9091
2030-09-13 | 3 | 9147.7146
2030-09-13 | 4 | 9078.9776
2030-09-13 | 5 | 9105.9775
2030-09-13 | 6 | 9266.3354
2030-09-13 | 7 | 9583.7669
2030-09-13 | 8 | 10009.5629
2030-09-13 | 9 | 10159.222
2030-09-13 | 10 | 10295.1086
2030-09-13 | 11 | 10249.1606
2030-09-13 | 12 | 10193.6884
2030-09-13 | 13 | 10296.0332
2030-09-13 | 14 | 10159.1755
2030-09-13 | 15 | 10203.2127
2030-09-13 | 16 | 10313.2743
2030-09-13 | 17 | 10424.436
2030-09-13 | 18 | 10408.1897
2030-09-13 | 19 | 10242.4755
2030-09-13 | 20 | 10219.5232
2030-09-13 | 21 | 10385.6805
2030-09-13 | 22 | 10209.9249
2030-09-13 | 23 | 9949.286
2030-09-13 | 24 | 9642.8701
2030-09-14 | 1 | 9381.4308
2030-09-14 | 2 | 9194.07
2030-09-14 | 3 | 9099.851
2030-09-14 | 4 | 9044.1582
2030-09-14 | 5 | 9072.7461
2030-09-14 | 6 | 9106.1264
2030-09-14 | 7 | 9244.6521
2030-09-14 | 8 | 9407.8724
2030-09-14 | 9 | 9493.3112
2030-09-14 | 10 | 9685.7142
2030-09-14 | 11 | 9816.4049
2030-09-14 | 12 | 9887.6107
2030-09-14 | 13 | 9912.5852
2030-09-14 | 14 | 9883.3745
2030-09-14 | 15 | 9852.8996
2030-09-14 | 16 | 9901.6633
2030-09-14 | 17 | 9940.5398
2030-09-14 | 18 | 10005.9968
2030-09-14 | 19 | 9962.6475
2030-09-14 | 20 | 9889.7074
2030-09-14 | 21 | 10038.8147
2030-09-14 | 22 | 9989.0288
2030-09-14 | 23 | 9762.8796
2030-09-14 | 24 | 9559.8482
2030-09-15 | 1 | 9331.9234
2030-09-15 | 2 | 9173.0923
2030-09-15 | 3 | 9107.0498
2030-09-15 | 4 | 9054.1958
2030-09-15 | 5 | 9005.5543
2030-09-15 | 6 | 9105.4784
2030-09-15 | 7 | 9195.9342
2030-09-15 | 8 | 9317.0856
2030-09-15 | 9 | 9381.6584
2030-09-15 | 10 | 9605.8272
2030-09-15 | 11 | 9757.7343
2030-09-15 | 12 | 9905.2488
2030-09-15 | 13 | 9963.1272
2030-09-15 | 14 | 9950.2452
2030-09-15 | 15 | 9927.602
2030-09-15 | 16 | 9979.19
2030-09-15 | 17 | 10034.2697
2030-09-15 | 18 | 10098.9226
2030-09-15 | 19 | 10023.1425
2030-09-15 | 20 | 9994.7486
2030-09-15 | 21 | 10116.5843
2030-09-15 | 22 | 9988.4482
2030-09-15 | 23 | 9788.9273
2030-09-15 | 24 | 9470.4405
2030-09-16 | 1 | 9240.0333
2030-09-16 | 2 | 9170.5507
2030-09-16 | 3 | 9076.9611
2030-09-16 | 4 | 9045.3974
2030-09-16 | 5 | 9116.2216
2030-09-16 | 6 | 9289.7717
2030-09-16 | 7 | 9572.0148
2030-09-16 | 8 | 10025.139
2030-09-16 | 9 | 10232.2498
2030-09-16 | 10 | 10323.7545
2030-09-16 | 11 | 10308.2328
2030-09-16 | 12 | 10408.038
2030-09-16 | 13 | 10403.6441
2030-09-16 | 14 | 10387.9038
2030-09-16 | 15 | 10354.7123
2030-09-16 | 16 | 10352.0696
2030-09-16 | 17 | 10379.9454
2030-09-16 | 18 | 10367.8068
2030-09-16 | 19 | 10312.714
2030-09-16 | 20 | 10289.395
2030-09-16 | 21 | 10468.9684
2030-09-16 | 22 | 10316.3692
2030-09-16 | 23 | 10074.0956
2030-09-16 | 24 | 9750.8559
2030-09-17 | 1 | 9529.3156
2030-09-17 | 2 | 9359.7237
2030-09-17 | 3 | 9295.1956
2030-09-17 | 4 | 9236.6892
2030-09-17 | 5 | 9272.7347
2030-09-17 | 6 | 9386.5934
2030-09-17 | 7 | 9735.0646
2030-09-17 | 8 | 10173.0324
2030-09-17 | 9 | 10322.9325
2030-09-17 | 10 | 10477.0078
2030-09-17 | 11 | 10429.435
2030-09-17 | 12 | 10390.3021
2030-09-17 | 13 | 10240.7486
2030-09-17 | 14 | 10322.6073
2030-09-17 | 15 | 10374.6119
2030-09-17 | 16 | 10334.0928
2030-09-17 | 17 | 10464.6206
2030-09-17 | 18 | 10505.3722
2030-09-17 | 19 | 10528.0187
2030-09-17 | 20 | 10566.4981
2030-09-17 | 21 | 10709.6256
2030-09-17 | 22 | 10554.7756
2030-09-17 | 23 | 10252.0435
2030-09-17 | 24 | 9900.557
2030-09-18 | 1 | 9666.8539
2030-09-18 | 2 | 9441.7674
2030-09-18 | 3 | 9355.5802
2030-09-18 | 4 | 9317.4132
2030-09-18 | 5 | 9422.0798
2030-09-18 | 6 | 9476.058
2030-09-18 | 7 | 9809.0364
2030-09-18 | 8 | 10227.3246
2030-09-18 | 9 | 10401.4509
2030-09-18 | 10 | 10505.6567
2030-09-18 | 11 | 10483.0564
2030-09-18 | 12 | 10329.2534
2030-09-18 | 13 | 10348.4084
2030-09-18 | 14 | 10322.573
2030-09-18 | 15 | 10213.4897
2030-09-18 | 16 | 10252.5995
2030-09-18 | 17 | 10311.7149
2030-09-18 | 18 | 10451.397
2030-09-18 | 19 | 10554.4935
2030-09-18 | 20 | 10606.354
2030-09-18 | 21 | 10723.61
2030-09-18 | 22 | 10591.2939
2030-09-18 | 23 | 10283.3541
2030-09-18 | 24 | 9927.5595
2030-09-19 | 1 | 9681.3928
2030-09-19 | 2 | 9492.3919
2030-09-19 | 3 | 9385.7098
2030-09-19 | 4 | 9328.7713
2030-09-19 | 5 | 9338.6678
2030-09-19 | 6 | 9470.3453
2030-09-19 | 7 | 9789.9851
2030-09-19 | 8 | 10159.6995
2030-09-19 | 9 | 10305.6678
2030-09-19 | 10 | 10403.5109
2030-09-19 | 11 | 10294.5936
2030-09-19 | 12 | 10244.3247
2030-09-19 | 13 | 10189.0768
2030-09-19 | 14 | 9957.9173
2030-09-19 | 15 | 9972.5234
2030-09-19 | 16 | 10044.0187
2030-09-19 | 17 | 10036.4949
2030-09-19 | 18 | 10083.4975
2030-09-19 | 19 | 10106.8043
2030-09-19 | 20 | 10241.0685
2030-09-19 | 21 | 10306.4015
2030-09-19 | 22 | 10181.0444
2030-09-19 | 23 | 9969.1409
2030-09-19 | 24 | 9653.2255
2030-09-20 | 1 | 9394.2165
2030-09-20 | 2 | 9215.7406
2030-09-20 | 3 | 9141.9023
2030-09-20 | 4 | 9111.9688
2030-09-20 | 5 | 9176.5281
2030-09-20 | 6 | 9337.7984
2030-09-20 | 7 | 9630.1408
2030-09-20 | 8 | 10033.9148
2030-09-20 | 9 | 10172.009
2030-09-20 | 10 | 10271.8741
2030-09-20 | 11 | 10162.0818
2030-09-20 | 12 | 10103.8989
2030-09-20 | 13 | 10066.331
2030-09-20 | 14 | 10158.7927
2030-09-20 | 15 | 10112.2665
2030-09-20 | 16 | 10166.6726
2030-09-20 | 17 | 10126.483
2030-09-20 | 18 | 10234.533
2030-09-20 | 19 | 10116.4675
2030-09-20 | 20 | 10221.6943
2030-09-20 | 21 | 10335.7362
2030-09-20 | 22 | 10200.4931
2030-09-20 | 23 | 9937.1586
2030-09-20 | 24 | 9627.9826
2030-09-21 | 1 | 9362.3376
2030-09-21 | 2 | 9181.6875
2030-09-21 | 3 | 9079.6528
2030-09-21 | 4 | 9034.3196
2030-09-21 | 5 | 9030.9544
2030-09-21 | 6 | 9122.0817
2030-09-21 | 7 | 9282.2419
2030-09-21 | 8 | 9428.9281
2030-09-21 | 9 | 9535.9668
2030-09-21 | 10 | 9750.2475
2030-09-21 | 11 | 9819.7357
2030-09-21 | 12 | 9807.3851
2030-09-21 | 13 | 9694.7616
2030-09-21 | 14 | 9660.6753
2030-09-21 | 15 | 9635.648
2030-09-21 | 16 | 9629.8553
2030-09-21 | 17 | 9771.6003
2030-09-21 | 18 | 9777.2651
2030-09-21 | 19 | 9854.5731
2030-09-21 | 20 | 10013.1504
2030-09-21 | 21 | 10094.8903
2030-09-21 | 22 | 9984.3451
2030-09-21 | 23 | 9798.4418
2030-09-21 | 24 | 9556.5299
2030-09-22 | 1 | 9344.9749
2030-09-22 | 2 | 9181.2771
2030-09-22 | 3 | 9115.9944
2030-09-22 | 4 | 9053.4875
2030-09-22 | 5 | 9047.9456
2030-09-22 | 6 | 9113.9506
2030-09-22 | 7 | 9245.2668
2030-09-22 | 8 | 9349.206
2030-09-22 | 9 | 9415.6286
2030-09-22 | 10 | 9608.9172
2030-09-22 | 11 | 9688.7198
2030-09-22 | 12 | 9796.2218
2030-09-22 | 13 | 9832.0203
2030-09-22 | 14 | 9905.1848
2030-09-22 | 15 | 9899.0221
2030-09-22 | 16 | 9903.5329
2030-09-22 | 17 | 9929.7017
2030-09-22 | 18 | 9820.247
2030-09-22 | 19 | 9971.2982
2030-09-22 | 20 | 10038.1825
2030-09-22 | 21 | 10133.0729
2030-09-22 | 22 | 10004.6554
2030-09-22 | 23 | 9782.8758
2030-09-22 | 24 | 9519.6482
2030-09-23 | 1 | 9262.103
2030-09-23 | 2 | 9177.8795
2030-09-23 | 3 | 9080.8745
2030-09-23 | 4 | 9068.8439
2030-09-23 | 5 | 9088.3187
2030-09-23 | 6 | 9238.6965
2030-09-23 | 7 | 9579.1878
2030-09-23 | 8 | 9963.9327
2030-09-23 | 9 | 10140.4784
2030-09-23 | 10 | 10213.9375
2030-09-23 | 11 | 10140.4983
2030-09-23 | 12 | 10089.2172
2030-09-23 | 13 | 10082.7325
2030-09-23 | 14 | 10126.5884
2030-09-23 | 15 | 10322.8901
2030-09-23 | 16 | 10227.2747
2030-09-23 | 17 | 10316.1748
2030-09-23 | 18 | 10395.7793
2030-09-23 | 19 | 10333.6961
2030-09-23 | 20 | 10368.822
2030-09-23 | 21 | 10412.2514
2030-09-23 | 22 | 10264.5543
2030-09-23 | 23 | 9966.6579
2030-09-23 | 24 | 9629.8129
2030-09-24 | 1 | 9389.3706
2030-09-24 | 2 | 9162.9119
2030-09-24 | 3 | 9133.2038
2030-09-24 | 4 | 9117.6873
2030-09-24 | 5 | 9195.1778
2030-09-24 | 6 | 9366.2206
2030-09-24 | 7 | 9755.414
2030-09-24 | 8 | 10102.8893
2030-09-24 | 9 | 10243.8036
2030-09-24 | 10 | 10309.1114
2030-09-24 | 11 | 10453.682
2030-09-24 | 12 | 10254.1051
2030-09-24 | 13 | 10184.2637
2030-09-24 | 14 | 10115.0377
2030-09-24 | 15 | 10119.9642
2030-09-24 | 16 | 10206.1925
2030-09-24 | 17 | 10229.7974
2030-09-24 | 18 | 10215.2691
2030-09-24 | 19 | 10228.4125
2030-09-24 | 20 | 10379.4535
2030-09-24 | 21 | 10477.9416
2030-09-24 | 22 | 10303.0076
2030-09-24 | 23 | 10041.1276
2030-09-24 | 24 | 9742.8091
2030-09-25 | 1 | 9582.0787
2030-09-25 | 2 | 9384.5319
2030-09-25 | 3 | 9331.6802
2030-09-25 | 4 | 9303.7091
2030-09-25 | 5 | 9345.9395
2030-09-25 | 6 | 9482.9188
2030-09-25 | 7 | 9944.3881
2030-09-25 | 8 | 10321.5134
2030-09-25 | 9 | 10546.8512
2030-09-25 | 10 | 10471.0487
2030-09-25 | 11 | 10298.2766
2030-09-25 | 12 | 10127.0085
2030-09-25 | 13 | 10032.3251
2030-09-25 | 14 | 10050.5856
2030-09-25 | 15 | 10032.7912
2030-09-25 | 16 | 10026.3414
2030-09-25 | 17 | 10059.471
2030-09-25 | 18 | 10151.1584
2030-09-25 | 19 | 10163.2346
2030-09-25 | 20 | 10352.108
2030-09-25 | 21 | 10446.2271
2030-09-25 | 22 | 10273.0297
2030-09-25 | 23 | 9994.6974
2030-09-25 | 24 | 9635.6799
2030-09-26 | 1 | 9361.7627
2030-09-26 | 2 | 9202.4636
2030-09-26 | 3 | 9094.5035
2030-09-26 | 4 | 9043.0365
2030-09-26 | 5 | 9143.2874
2030-09-26 | 6 | 9237.2191
2030-09-26 | 7 | 9589.7524
2030-09-26 | 8 | 9914.8323
2030-09-26 | 9 | 10098.8217
2030-09-26 | 10 | 10267.5173
2030-09-26 | 11 | 10371.1813
2030-09-26 | 12 | 10418.8764
2030-09-26 | 13 | 10396.947
2030-09-26 | 14 | 10331.2017
2030-09-26 | 15 | 10276.6088
2030-09-26 | 16 | 10325.5825
2030-09-26 | 17 | 10446.5269
2030-09-26 | 18 | 10403.1889
2030-09-26 | 19 | 10275.7182
2030-09-26 | 20 | 10380.8029
2030-09-26 | 21 | 10402.6305
2030-09-26 | 22 | 10274.0699
2030-09-26 | 23 | 9963.9442
2030-09-26 | 24 | 9664.6962
2030-09-27 | 1 | 9417.6139
2030-09-27 | 2 | 9240.5629
2030-09-27 | 3 | 9140.9428
2030-09-27 | 4 | 9134.6554
2030-09-27 | 5 | 9209.9069
2030-09-27 | 6 | 9374.7564
2030-09-27 | 7 | 9778.1223
2030-09-27 | 8 | 10126.5956
2030-09-27 | 9 | 10285.2653
2030-09-27 | 10 | 10333.5818
2030-09-27 | 11 | 10287.8435
2030-09-27 | 12 | 10271.0024
2030-09-27 | 13 | 10133.2226
2030-09-27 | 14 | 10125.0523
2030-09-27 | 15 | 10117.5353
2030-09-27 | 16 | 10424.8534
2030-09-27 | 17 | 10430.9284
2030-09-27 | 18 | 10394.1191
2030-09-27 | 19 | 10300.7684
2030-09-27 | 20 | 10367.8634
2030-09-27 | 21 | 10420.879
2030-09-27 | 22 | 10221.0455
2030-09-27 | 23 | 9992.901
2030-09-27 | 24 | 9694.8856
2030-09-28 | 1 | 9446.7269
2030-09-28 | 2 | 9248.089
2030-09-28 | 3 | 9154.6613
2030-09-28 | 4 | 9109.3872
2030-09-28 | 5 | 9119.9221
2030-09-28 | 6 | 9170.8908
2030-09-28 | 7 | 9339.1578
2030-09-28 | 8 | 9439.8965
2030-09-28 | 9 | 9577.7692
2030-09-28 | 10 | 9759.4596
2030-09-28 | 11 | 9776.1054
2030-09-28 | 12 | 9705.9011
2030-09-28 | 13 | 9667.2207
2030-09-28 | 14 | 9661.3048
2030-09-28 | 15 | 9637.4845
2030-09-28 | 16 | 9637.597
2030-09-28 | 17 | 9672.7219
2030-09-28 | 18 | 9772.9912
2030-09-28 | 19 | 9829.6699
2030-09-28 | 20 | 10055.0546
2030-09-28 | 21 | 10116.7671
2030-09-28 | 22 | 10033.3273
2030-09-28 | 23 | 9880.8867
2030-09-28 | 24 | 9644.327
2030-09-29 | 1 | 9412.5641
2030-09-29 | 2 | 9250.7456
2030-09-29 | 3 | 9143.2312
2030-09-29 | 4 | 9104.9489
2030-09-29 | 5 | 9106.3523
2030-09-29 | 6 | 9193.5448
2030-09-29 | 7 | 9367.6425
2030-09-29 | 8 | 9437.1614
2030-09-29 | 9 | 9540.2932
2030-09-29 | 10 | 9611.0817
2030-09-29 | 11 | 9591.3501
2030-09-29 | 12 | 9553.8454
2030-09-29 | 13 | 9533.6753
2030-09-29 | 14 | 9542.0022
2030-09-29 | 15 | 9529.8187
2030-09-29 | 16 | 9540.1738
2030-09-29 | 17 | 9620.203
2030-09-29 | 18 | 9774.5558
2030-09-29 | 19 | 9873.5974
2030-09-29 | 20 | 10107.7762
2030-09-29 | 21 | 10168.659
2030-09-29 | 22 | 10062.8599
2030-09-29 | 23 | 9869.4638
2030-09-29 | 24 | 9575.1545
2030-09-30 | 1 | 9300.7405
2030-09-30 | 2 | 9228.4538
2030-09-30 | 3 | 9163.4029
2030-09-30 | 4 | 9157.1315
2030-09-30 | 5 | 9196.8095
2030-09-30 | 6 | 9385.1831
2030-09-30 | 7 | 9766.8005
2030-09-30 | 8 | 10200.0693
2030-09-30 | 9 | 10399.4237
2030-09-30 | 10 | 10446.2256
2030-09-30 | 11 | 10304.9211
2030-09-30 | 12 | 10154.3875
2030-09-30 | 13 | 10079.3636
2030-09-30 | 14 | 10048.0186
2030-09-30 | 15 | 10031.1278
2030-09-30 | 16 | 10024.6388
2030-09-30 | 17 | 10085.7702
2030-09-30 | 18 | 10160.3381
2030-09-30 | 19 | 10163.5114
2030-09-30 | 20 | 10444.7291
2030-09-30 | 21 | 10548.5145
2030-09-30 | 22 | 10423.7797
2030-09-30 | 23 | 10165.4781
2030-09-30 | 24 | 9829.0954
2030-10-01 | 1 | 9601.2508
2030-10-01 | 2 | 9557.2708
2030-10-01 | 3 | 9487.9704
2030-10-01 | 4 | 9485.7773
2030-10-01 | 5 | 9531.2637
2030-10-01 | 6 | 9699.8518
2030-10-01 | 7 | 10048.6235
2030-10-01 | 8 | 10364.1481
2030-10-01 | 9 | 10606.239
2030-10-01 | 10 | 10594.6278
2030-10-01 | 11 | 10476.5993
2030-10-01 | 12 | 10357.7362
2030-10-01 | 13 | 10268.3499
2030-10-01 | 14 | 10256.8723
2030-10-01 | 15 | 10248.4714
2030-10-01 | 16 | 10245.3941
2030-10-01 | 17 | 10288.3484
2030-10-01 | 18 | 10371.3445
2030-10-01 | 19 | 10382.8607
2030-10-01 | 20 | 10630.0299
2030-10-01 | 21 | 10684.1479
2030-10-01 | 22 | 10561.6669
2030-10-01 | 23 | 10320.2913
2030-10-01 | 24 | 9983.1721
2030-10-02 | 1 | 9700.5495
2030-10-02 | 2 | 9515.4096
2030-10-02 | 3 | 9453.4728
2030-10-02 | 4 | 9463.4867
2030-10-02 | 5 | 9489.3774
2030-10-02 | 6 | 9559.3034
2030-10-02 | 7 | 9936.8649
2030-10-02 | 8 | 10300.4969
2030-10-02 | 9 | 10526.1097
2030-10-02 | 10 | 10528.5837
2030-10-02 | 11 | 10422.8253
2030-10-02 | 12 | 10378.9656
2030-10-02 | 13 | 10333.867
2030-10-02 | 14 | 10323.7714
2030-10-02 | 15 | 10286.9505
2030-10-02 | 16 | 10294.1252
2030-10-02 | 17 | 10339.1892
2030-10-02 | 18 | 10399.1992
2030-10-02 | 19 | 10362.1271
2030-10-02 | 20 | 10568.4702
2030-10-02 | 21 | 10602.8241
2030-10-02 | 22 | 10507.5744
2030-10-02 | 23 | 10217.115
2030-10-02 | 24 | 9879.507
2030-10-03 | 1 | 9629.0222
2030-10-03 | 2 | 9505.4964
2030-10-03 | 3 | 9421.4877
2030-10-03 | 4 | 9387.3177
2030-10-03 | 5 | 9407.5882
2030-10-03 | 6 | 9561.4362
2030-10-03 | 7 | 9913.4684
2030-10-03 | 8 | 10235.1137
2030-10-03 | 9 | 10465.9384
2030-10-03 | 10 | 10530.8496
2030-10-03 | 11 | 10414.1767
2030-10-03 | 12 | 10354.132
2030-10-03 | 13 | 10290.7353
2030-10-03 | 14 | 10299.8173
2030-10-03 | 15 | 10295.4153
2030-10-03 | 16 | 10287.4709
2030-10-03 | 17 | 10320.2152
2030-10-03 | 18 | 10378.9991
2030-10-03 | 19 | 10326.0666
2030-10-03 | 20 | 10568.9052
2030-10-03 | 21 | 10574.5438
2030-10-03 | 22 | 10485.7208
2030-10-03 | 23 | 10202.4155
2030-10-03 | 24 | 9904.9584
2030-10-04 | 1 | 9651.7125
2030-10-04 | 2 | 9490.9481
2030-10-04 | 3 | 9394.5819
2030-10-04 | 4 | 9396.5627
2030-10-04 | 5 | 9409.0803
2030-10-04 | 6 | 9578.9173
2030-10-04 | 7 | 9944.747
2030-10-04 | 8 | 10231.579
2030-10-04 | 9 | 10480.0037
2030-10-04 | 10 | 10489.2763
2030-10-04 | 11 | 10418.4291
2030-10-04 | 12 | 10362.274
2030-10-04 | 13 | 10318.2854
2030-10-04 | 14 | 10358.0419
2030-10-04 | 15 | 10348.5295
2030-10-04 | 16 | 10367.8826
2030-10-04 | 17 | 10409.3601
2030-10-04 | 18 | 10435.3372
2030-10-04 | 19 | 10382.0213
2030-10-04 | 20 | 10603.9653
2030-10-04 | 21 | 10603.4233
2030-10-04 | 22 | 10467.2107
2030-10-04 | 23 | 10162.6844
2030-10-04 | 24 | 9853.1451
2030-10-05 | 1 | 9630.8691
2030-10-05 | 2 | 9414.9834
2030-10-05 | 3 | 9318.524
2030-10-05 | 4 | 9311.0448
2030-10-05 | 5 | 9354.1136
2030-10-05 | 6 | 9398.2931
2030-10-05 | 7 | 9559.1797
2030-10-05 | 8 | 9606.3832
2030-10-05 | 9 | 9756.7075
2030-10-05 | 10 | 9887.9481
2030-10-05 | 11 | 9938.3408
2030-10-05 | 12 | 10008.097
2030-10-05 | 13 | 9917.4235
2030-10-05 | 14 | 9915.9753
2030-10-05 | 15 | 9922.0359
2030-10-05 | 16 | 9920.8136
2030-10-05 | 17 | 10004.0196
2030-10-05 | 18 | 10070.4383
2030-10-05 | 19 | 10078.0323
2030-10-05 | 20 | 10280.3164
2030-10-05 | 21 | 10280.8892
2030-10-05 | 22 | 10171.2556
2030-10-05 | 23 | 10021.4241
2030-10-05 | 24 | 9791.8911
2030-10-06 | 1 | 9575.1985
2030-10-06 | 2 | 9418.9243
2030-10-06 | 3 | 9304.8599
2030-10-06 | 4 | 9210.196
2030-10-06 | 5 | 9197.7583
2030-10-06 | 6 | 9210.7033
2030-10-06 | 7 | 9358.8248
2030-10-06 | 8 | 9403.4465
2030-10-06 | 9 | 9514.8896
2030-10-06 | 10 | 9693.3227
2030-10-06 | 11 | 9775.8112
2030-10-06 | 12 | 9940.0249
2030-10-06 | 13 | 9738.1322
2030-10-06 | 14 | 9836.729
2030-10-06 | 15 | 9843.6225
2030-10-06 | 16 | 9861.4979
2030-10-06 | 17 | 9903.3868
2030-10-06 | 18 | 10179.0141
2030-10-06 | 19 | 10114.9259
2030-10-06 | 20 | 10339.7805
2030-10-06 | 21 | 10281.9089
2030-10-06 | 22 | 10171.9204
2030-10-06 | 23 | 9928.9833
2030-10-06 | 24 | 9641.0578
2030-10-07 | 1 | 9404.2357
2030-10-07 | 2 | 9328.6799
2030-10-07 | 3 | 9237.3335
2030-10-07 | 4 | 9198.9298
2030-10-07 | 5 | 9242.8759
2030-10-07 | 6 | 9417.8475
2030-10-07 | 7 | 9790.5195
2030-10-07 | 8 | 10094.927
2030-10-07 | 9 | 10329.037
2030-10-07 | 10 | 10381.7254
2030-10-07 | 11 | 10361.3079
2030-10-07 | 12 | 10336.5708
2030-10-07 | 13 | 10326.9052
2030-10-07 | 14 | 10320.1517
2030-10-07 | 15 | 10343.5386
2030-10-07 | 16 | 10533.8793
2030-10-07 | 17 | 10391.5835
2030-10-07 | 18 | 10426.722
2030-10-07 | 19 | 10373.2074
2030-10-07 | 20 | 10590.1415
2030-10-07 | 21 | 10543.0867
2030-10-07 | 22 | 10394.7507
2030-10-07 | 23 | 10094.3809
2030-10-07 | 24 | 9735.713
2030-10-08 | 1 | 9468.1021
2030-10-08 | 2 | 9287.7589
2030-10-08 | 3 | 9195.2012
2030-10-08 | 4 | 9149.9127
2030-10-08 | 5 | 9195.436
2030-10-08 | 6 | 9368.9043
2030-10-08 | 7 | 9741.0703
2030-10-08 | 8 | 10024.296
2030-10-08 | 9 | 10264.2414
2030-10-08 | 10 | 10344.7723
2030-10-08 | 11 | 10319.5031
2030-10-08 | 12 | 10283.9252
2030-10-08 | 13 | 10269.2373
2030-10-08 | 14 | 10294.7532
2030-10-08 | 15 | 10288.7489
2030-10-08 | 16 | 10267.143
2030-10-08 | 17 | 10276.6492
2030-10-08 | 18 | 10321.6504
2030-10-08 | 19 | 10338.0004
2030-10-08 | 20 | 10576.8364
2030-10-08 | 21 | 10521.6157
2030-10-08 | 22 | 10384.9947
2030-10-08 | 23 | 10090.8594
2030-10-08 | 24 | 9748.5732
2030-10-09 | 1 | 9481.2289
2030-10-09 | 2 | 9302.9447
2030-10-09 | 3 | 9223.4281
2030-10-09 | 4 | 9197.0532
2030-10-09 | 5 | 9277.9561
2030-10-09 | 6 | 9411.1284
2030-10-09 | 7 | 9792.5935
2030-10-09 | 8 | 10117.0394
2030-10-09 | 9 | 10368.2267
2030-10-09 | 10 | 10439.0022
2030-10-09 | 11 | 10421.2811
2030-10-09 | 12 | 10437.9067
2030-10-09 | 13 | 10560.1743
2030-10-09 | 14 | 10376.5664
2030-10-09 | 15 | 10348.012
2030-10-09 | 16 | 10293.8253
2030-10-09 | 17 | 10463.039
2030-10-09 | 18 | 10425.4622
2030-10-09 | 19 | 10455.6208
2030-10-09 | 20 | 10653.7373
2030-10-09 | 21 | 10614.5663
2030-10-09 | 22 | 10470.5279
2030-10-09 | 23 | 10179.5924
2030-10-09 | 24 | 9836.2872
2030-10-10 | 1 | 9574.6112
2030-10-10 | 2 | 9429.0137
2030-10-10 | 3 | 9329.7628
2030-10-10 | 4 | 9276.3682
2030-10-10 | 5 | 9309.0921
2030-10-10 | 6 | 9464.5348
2030-10-10 | 7 | 9816.139
2030-10-10 | 8 | 10061.152
2030-10-10 | 9 | 10391.1202
2030-10-10 | 10 | 10460.42
2030-10-10 | 11 | 10498.5322
2030-10-10 | 12 | 10454.2352
2030-10-10 | 13 | 10465.9787
2030-10-10 | 14 | 10500.2134
2030-10-10 | 15 | 10266.6796
2030-10-10 | 16 | 10427.9582
2030-10-10 | 17 | 10502.6785
2030-10-10 | 18 | 10508.1023
2030-10-10 | 19 | 10556.0446
2030-10-10 | 20 | 10697.8835
2030-10-10 | 21 | 10613.989
2030-10-10 | 22 | 10525.0385
2030-10-10 | 23 | 10263.3458
2030-10-10 | 24 | 9957.9306
2030-10-11 | 1 | 9693.8157
2030-10-11 | 2 | 9507.9431
2030-10-11 | 3 | 9394.2433
2030-10-11 | 4 | 9348.8871
2030-10-11 | 5 | 9386.8061
2030-10-11 | 6 | 9543.5933
2030-10-11 | 7 | 9896.66
2030-10-11 | 8 | 10144.2063
2030-10-11 | 9 | 10419.9
2030-10-11 | 10 | 10557.4056
2030-10-11 | 11 | 10596.841
2030-10-11 | 12 | 10382.4587
2030-10-11 | 13 | 10313.9648
2030-10-11 | 14 | 10283.2436
2030-10-11 | 15 | 10328.028
2030-10-11 | 16 | 10386.128
2030-10-11 | 17 | 10414.9264
2030-10-11 | 18 | 10592.2267
2030-10-11 | 19 | 10517.2758
2030-10-11 | 20 | 10724.7405
2030-10-11 | 21 | 10650.3153
2030-10-11 | 22 | 10550.2018
2030-10-11 | 23 | 10233.2006
2030-10-11 | 24 | 9928.795
2030-10-12 | 1 | 9667.7028
2030-10-12 | 2 | 9490.3061
2030-10-12 | 3 | 9393.0323
2030-10-12 | 4 | 9351.8119
2030-10-12 | 5 | 9368.6955
2030-10-12 | 6 | 9495.0597
2030-10-12 | 7 | 9650.3883
2030-10-12 | 8 | 9675.3709
2030-10-12 | 9 | 9979.4808
2030-10-12 | 10 | 10129.1441
2030-10-12 | 11 | 10226.3227
2030-10-12 | 12 | 10291.3788
2030-10-12 | 13 | 10294.828
2030-10-12 | 14 | 10237.8822
2030-10-12 | 15 | 10070.2858
2030-10-12 | 16 | 9936.3967
2030-10-12 | 17 | 10035.195
2030-10-12 | 18 | 10131.5897
2030-10-12 | 19 | 10319.4232
2030-10-12 | 20 | 10516.7865
2030-10-12 | 21 | 10461.7262
2030-10-12 | 22 | 10355.7316
2030-10-12 | 23 | 10175.1748
2030-10-12 | 24 | 9946.0374
2030-10-13 | 1 | 9735.3573
2030-10-13 | 2 | 9601.7602
2030-10-13 | 3 | 9481.9911
2030-10-13 | 4 | 9419.1666
2030-10-13 | 5 | 9468.1771
2030-10-13 | 6 | 9457.7718
2030-10-13 | 7 | 9536.4032
2030-10-13 | 8 | 9474.4319
2030-10-13 | 9 | 9681.6624
2030-10-13 | 10 | 9887.0865
2030-10-13 | 11 | 9956.2803
2030-10-13 | 12 | 9888.2706
2030-10-13 | 13 | 9872.9475
2030-10-13 | 14 | 10024.7097
2030-10-13 | 15 | 10033.0272
2030-10-13 | 16 | 10020.063
2030-10-13 | 17 | 10127.7905
2030-10-13 | 18 | 10300.9925
2030-10-13 | 19 | 10447.2174
2030-10-13 | 20 | 10580.8336
2030-10-13 | 21 | 10519.3846
2030-10-13 | 22 | 10448.8012
2030-10-13 | 23 | 10222.2306
2030-10-13 | 24 | 9925.2607
2030-10-14 | 1 | 9661.6763
2030-10-14 | 2 | 9603.7681
2030-10-14 | 3 | 9497.953
2030-10-14 | 4 | 9460.5199
2030-10-14 | 5 | 9457.5508
2030-10-14 | 6 | 9528.5542
2030-10-14 | 7 | 9606.9895
2030-10-14 | 8 | 9630.6792
2030-10-14 | 9 | 9908.3055
2030-10-14 | 10 | 10033.2404
2030-10-14 | 11 | 10034.8711
2030-10-14 | 12 | 9999.348
2030-10-14 | 13 | 10069.0523
2030-10-14 | 14 | 10155.8699
2030-10-14 | 15 | 10200.947
2030-10-14 | 16 | 9970.921
2030-10-14 | 17 | 10156.5675
2030-10-14 | 18 | 10169.4482
2030-10-14 | 19 | 10372.3654
2030-10-14 | 20 | 10524.7809
2030-10-14 | 21 | 10495.0259
2030-10-14 | 22 | 10365.5272
2030-10-14 | 23 | 10198.2402
2030-10-14 | 24 | 9974.356
2030-10-15 | 1 | 9759.8127
2030-10-15 | 2 | 9602.526
2030-10-15 | 3 | 9569.5394
2030-10-15 | 4 | 9551.3911
2030-10-15 | 5 | 9587.9295
2030-10-15 | 6 | 9720.5021
2030-10-15 | 7 | 10089.9237
2030-10-15 | 8 | 10534.3402
2030-10-15 | 9 | 10788.4012
2030-10-15 | 10 | 10757.762
2030-10-15 | 11 | 10768.6282
2030-10-15 | 12 | 10736.6989
2030-10-15 | 13 | 10564.7896
2030-10-15 | 14 | 10423.4011
2030-10-15 | 15 | 10411.3379
2030-10-15 | 16 | 10420.8306
2030-10-15 | 17 | 10400.8906
2030-10-15 | 18 | 10614.0132
2030-10-15 | 19 | 10776.6458
2030-10-15 | 20 | 10920.521
2030-10-15 | 21 | 10866.3087
2030-10-15 | 22 | 10734.4075
2030-10-15 | 23 | 10435.7416
2030-10-15 | 24 | 10110.6288
2030-10-16 | 1 | 9835.6771
2030-10-16 | 2 | 9673.4642
2030-10-16 | 3 | 9578.9941
2030-10-16 | 4 | 9489.2757
2030-10-16 | 5 | 9474.0865
2030-10-16 | 6 | 9620.0776
2030-10-16 | 7 | 9940.5094
2030-10-16 | 8 | 10398.1945
2030-10-16 | 9 | 10784.8701
2030-10-16 | 10 | 10743.1713
2030-10-16 | 11 | 10718.8427
2030-10-16 | 12 | 10609.3566
2030-10-16 | 13 | 10545.3143
2030-10-16 | 14 | 10557.8817
2030-10-16 | 15 | 10550.9197
2030-10-16 | 16 | 10450.6254
2030-10-16 | 17 | 10516.5247
2030-10-16 | 18 | 10761.8281
2030-10-16 | 19 | 10806.2435
2030-10-16 | 20 | 11000.6902
2030-10-16 | 21 | 10977.7996
2030-10-16 | 22 | 10807.405
2030-10-16 | 23 | 10497.7265
2030-10-16 | 24 | 10191.7294
2030-10-17 | 1 | 9910.2424
2030-10-17 | 2 | 9778.8874
2030-10-17 | 3 | 9650.0595
2030-10-17 | 4 | 9585.081
2030-10-17 | 5 | 9579.3295
2030-10-17 | 6 | 9675.9954
2030-10-17 | 7 | 9977.5887
2030-10-17 | 8 | 10409.9195
2030-10-17 | 9 | 10729.729
2030-10-17 | 10 | 10663.97
2030-10-17 | 11 | 10581.154
2030-10-17 | 12 | 10592.8715
2030-10-17 | 13 | 10354.6842
2030-10-17 | 14 | 10343.2043
2030-10-17 | 15 | 10266.7528
2030-10-17 | 16 | 10318.08
2030-10-17 | 17 | 10518.2762
2030-10-17 | 18 | 10503.708
2030-10-17 | 19 | 10613.3662
2030-10-17 | 20 | 10781.0753
2030-10-17 | 21 | 10729.7834
2030-10-17 | 22 | 10614.7359
2030-10-17 | 23 | 10369.8392
2030-10-17 | 24 | 10042.8961
2030-10-18 | 1 | 9774.3584
2030-10-18 | 2 | 9575.5709
2030-10-18 | 3 | 9444.6888
2030-10-18 | 4 | 9398.1193
2030-10-18 | 5 | 9426.1275
2030-10-18 | 6 | 9557.2364
2030-10-18 | 7 | 9916.3219
2030-10-18 | 8 | 10341.2412
2030-10-18 | 9 | 10652.8717
2030-10-18 | 10 | 10619.2652
2030-10-18 | 11 | 10524.2529
2030-10-18 | 12 | 10427.4453
2030-10-18 | 13 | 10491.261
2030-10-18 | 14 | 10367.6186
2030-10-18 | 15 | 10442.9259
2030-10-18 | 16 | 10332.5041
2030-10-18 | 17 | 10403.261
2030-10-18 | 18 | 10509.8878
2030-10-18 | 19 | 10587.5781
2030-10-18 | 20 | 10770.5067
2030-10-18 | 21 | 10657.1886
2030-10-18 | 22 | 10521.0703
2030-10-18 | 23 | 10248.2757
2030-10-18 | 24 | 9933.6634
2030-10-19 | 1 | 9677.1191
2030-10-19 | 2 | 9494.6548
2030-10-19 | 3 | 9403.7066
2030-10-19 | 4 | 9350.0102
2030-10-19 | 5 | 9379.7786
2030-10-19 | 6 | 9428.9671
2030-10-19 | 7 | 9559.0625
2030-10-19 | 8 | 9741.1335
2030-10-19 | 9 | 9972.4268
2030-10-19 | 10 | 10003.2659
2030-10-19 | 11 | 10078.279
2030-10-19 | 12 | 10107.0785
2030-10-19 | 13 | 10080.1503
2030-10-19 | 14 | 10040.0203
2030-10-19 | 15 | 10079.8188
2030-10-19 | 16 | 10039.325
2030-10-19 | 17 | 10191.1693
2030-10-19 | 18 | 10228.8674
2030-10-19 | 19 | 10358.3764
2030-10-19 | 20 | 10428.4157
2030-10-19 | 21 | 10386.1964
2030-10-19 | 22 | 10260.4335
2030-10-19 | 23 | 10074.3936
2030-10-19 | 24 | 9833.0111
2030-10-20 | 1 | 9605.2577
2030-10-20 | 2 | 9457.5583
2030-10-20 | 3 | 9341.9419
2030-10-20 | 4 | 9285.7446
2030-10-20 | 5 | 9287.1053
2030-10-20 | 6 | 9328.0842
2030-10-20 | 7 | 9502.8841
2030-10-20 | 8 | 9667.171
2030-10-20 | 9 | 9867.1843
2030-10-20 | 10 | 9823.543
2030-10-20 | 11 | 9833.9396
2030-10-20 | 12 | 9808.1948
2030-10-20 | 13 | 9789.9762
2030-10-20 | 14 | 9822.4601
2030-10-20 | 15 | 9766.375
2030-10-20 | 16 | 9767.2056
2030-10-20 | 17 | 9886.2173
2030-10-20 | 18 | 10050.2157
2030-10-20 | 19 | 10292.1932
2030-10-20 | 20 | 10460.943
2030-10-20 | 21 | 10401.3316
2030-10-20 | 22 | 10279.4952
2030-10-20 | 23 | 10047.6733
2030-10-20 | 24 | 9746.2711
2030-10-21 | 1 | 9498.1654
2030-10-21 | 2 | 9449.8736
2030-10-21 | 3 | 9326.8102
2030-10-21 | 4 | 9289.4567
2030-10-21 | 5 | 9362.0696
2030-10-21 | 6 | 9522.246
2030-10-21 | 7 | 9932.8263
2030-10-21 | 8 | 10367.9881
2030-10-21 | 9 | 10621.1047
2030-10-21 | 10 | 10564.5881
2030-10-21 | 11 | 10502.614
2030-10-21 | 12 | 10436.2073
2030-10-21 | 13 | 10363.2929
2030-10-21 | 14 | 10421.5643
2030-10-21 | 15 | 10358.8269
2030-10-21 | 16 | 10421.0086
2030-10-21 | 17 | 10418.7839
2030-10-21 | 18 | 10504.9566
2030-10-21 | 19 | 10711.7653
2030-10-21 | 20 | 10747.817
2030-10-21 | 21 | 10662.4716
2030-10-21 | 22 | 10518.17
2030-10-21 | 23 | 10216.3655
2030-10-21 | 24 | 9861.502
2030-10-22 | 1 | 9587.7028
2030-10-22 | 2 | 9399.1379
2030-10-22 | 3 | 9322.5369
2030-10-22 | 4 | 9292.5772
2030-10-22 | 5 | 9314.9009
2030-10-22 | 6 | 9455.212
2030-10-22 | 7 | 9811.3019
2030-10-22 | 8 | 10239.4024
2030-10-22 | 9 | 10536.024
2030-10-22 | 10 | 10514.1479
2030-10-22 | 11 | 10585.6736
2030-10-22 | 12 | 10507.5339
2030-10-22 | 13 | 10597.7624
2030-10-22 | 14 | 10611.6079
2030-10-22 | 15 | 10425.545
2030-10-22 | 16 | 10398.4124
2030-10-22 | 17 | 10401.6346
2030-10-22 | 18 | 10383.1587
2030-10-22 | 19 | 10520.7709
2030-10-22 | 20 | 10634.9352
2030-10-22 | 21 | 10556.5646
2030-10-22 | 22 | 10406.5418
2030-10-22 | 23 | 10104.9007
2030-10-22 | 24 | 9798.3202
2030-10-23 | 1 | 9534.8954
2030-10-23 | 2 | 9362.9032
2030-10-23 | 3 | 9259.4724
2030-10-23 | 4 | 9240.6307
2030-10-23 | 5 | 9280.6885
2030-10-23 | 6 | 9458.846
2030-10-23 | 7 | 9838.8617
2030-10-23 | 8 | 10340.0111
2030-10-23 | 9 | 10593.5191
2030-10-23 | 10 | 10507.6814
2030-10-23 | 11 | 10417.1689
2030-10-23 | 12 | 10355.2141
2030-10-23 | 13 | 10298.2036
2030-10-23 | 14 | 10289.7717
2030-10-23 | 15 | 10273.2475
2030-10-23 | 16 | 10276.9339
2030-10-23 | 17 | 10412.1332
2030-10-23 | 18 | 10493.0835
2030-10-23 | 19 | 10678.1803
2030-10-23 | 20 | 10715.5181
2030-10-23 | 21 | 10644.79
2030-10-23 | 22 | 10504.1037
2030-10-23 | 23 | 10255.7506
2030-10-23 | 24 | 9914.9685
2030-10-24 | 1 | 9611.8909
2030-10-24 | 2 | 9475.9833
2030-10-24 | 3 | 9386.0598
2030-10-24 | 4 | 9351.4632
2030-10-24 | 5 | 9426.3594
2030-10-24 | 6 | 9564.9475
2030-10-24 | 7 | 9913.6299
2030-10-24 | 8 | 10352.3776
2030-10-24 | 9 | 10624.0671
2030-10-24 | 10 | 10576.5209
2030-10-24 | 11 | 10521.4334
2030-10-24 | 12 | 10632.1209
2030-10-24 | 13 | 10603.7012
2030-10-24 | 14 | 10611.8639
2030-10-24 | 15 | 10602.8849
2030-10-24 | 16 | 10649.0735
2030-10-24 | 17 | 10760.7707
2030-10-24 | 18 | 10679.0419
2030-10-24 | 19 | 10866.1489
2030-10-24 | 20 | 10853.4085
2030-10-24 | 21 | 10739.1838
2030-10-24 | 22 | 10580.7551
2030-10-24 | 23 | 10354.7149
2030-10-24 | 24 | 10051.9791
2030-10-25 | 1 | 9784.9283
2030-10-25 | 2 | 9560.3045
2030-10-25 | 3 | 9476.2763
2030-10-25 | 4 | 9410.752
2030-10-25 | 5 | 9460.3091
2030-10-25 | 6 | 9649.1747
2030-10-25 | 7 | 9992.7633
2030-10-25 | 8 | 10427.7337
2030-10-25 | 9 | 10666.6183
2030-10-25 | 10 | 10675.5288
2030-10-25 | 11 | 10640.1791
2030-10-25 | 12 | 10626.641
2030-10-25 | 13 | 10440.2367
2030-10-25 | 14 | 10588.5466
2030-10-25 | 15 | 10549.4357
2030-10-25 | 16 | 10454.2587
2030-10-25 | 17 | 10552.5144
2030-10-25 | 18 | 10545.0224
2030-10-25 | 19 | 10898.3541
2030-10-25 | 20 | 10931.8804
2030-10-25 | 21 | 10932.4704
2030-10-25 | 22 | 10801.0932
2030-10-25 | 23 | 10532.9156
2030-10-25 | 24 | 10241.233
2030-10-26 | 1 | 9961.0319
2030-10-26 | 2 | 9800.0009
2030-10-26 | 3 | 9727.9918
2030-10-26 | 4 | 9672.2558
2030-10-26 | 5 | 9673.6309
2030-10-26 | 6 | 9687.4385
2030-10-26 | 7 | 9813.3927
2030-10-26 | 8 | 10020.8631
2030-10-26 | 9 | 10216.517
2030-10-26 | 10 | 10246.0946
2030-10-26 | 11 | 10307.0651
2030-10-26 | 12 | 10121.9167
2030-10-26 | 13 | 10036.888
2030-10-26 | 14 | 10130.7376
2030-10-26 | 15 | 10261.2942
2030-10-26 | 16 | 10232.4621
2030-10-26 | 17 | 10276.6909
2030-10-26 | 18 | 10291.8755
2030-10-26 | 19 | 10476.7893
2030-10-26 | 20 | 10480.5322
2030-10-26 | 21 | 10476.0397
2030-10-26 | 22 | 10392.7257
2030-10-26 | 23 | 10219.3327
2030-10-26 | 24 | 9964.0075
2030-10-27 | 1 | 9720.2666
2030-10-27 | 2 | 9542.6318
2030-10-27 | 3 | 9431.2644
2030-10-27 | 4 | 9371.2105
2030-10-27 | 5 | 9358.5871
2030-10-27 | 6 | 9393.7981
2030-10-27 | 7 | 9508.9391
2030-10-27 | 8 | 9607.4883
2030-10-27 | 9 | 9769.6632
2030-10-27 | 10 | 9858.2748
2030-10-27 | 11 | 10000.912
2030-10-27 | 12 | 10055.6823
2030-10-27 | 13 | 10167.2758
2030-10-27 | 14 | 10188.947
2030-10-27 | 15 | 10117.9405
2030-10-27 | 16 | 10117.572
2030-10-27 | 17 | 10262.7386
2030-10-27 | 18 | 10308.9024
2030-10-27 | 19 | 10475.5538
2030-10-27 | 20 | 10453.6505
2030-10-27 | 21 | 10388.6292
2030-10-27 | 22 | 10284.3662
2030-10-27 | 23 | 10061.1899
2030-10-27 | 24 | 9761.0865
2030-10-28 | 1 | 9507.0796
2030-10-28 | 2 | 9390.8228
2030-10-28 | 3 | 9299.5452
2030-10-28 | 4 | 9298.9377
2030-10-28 | 5 | 9288.8578
2030-10-28 | 6 | 9448.3241
2030-10-28 | 7 | 9816.0589
2030-10-28 | 8 | 10247.208
2030-10-28 | 9 | 10465.9697
2030-10-28 | 10 | 10484.686
2030-10-28 | 11 | 10564.6013
2030-10-28 | 12 | 10600.9398
2030-10-28 | 13 | 10598.99
2030-10-28 | 14 | 10598.6578
2030-10-28 | 15 | 10573.7455
2030-10-28 | 16 | 10611.3888
2030-10-28 | 17 | 10668.627
2030-10-28 | 18 | 10728.8846
2030-10-28 | 19 | 10910.6952
2030-10-28 | 20 | 10876.8218
2030-10-28 | 21 | 10776.63
2030-10-28 | 22 | 10605.9845
2030-10-28 | 23 | 10295.2367
2030-10-28 | 24 | 9963.3675
2030-10-29 | 1 | 9692.6353
2030-10-29 | 2 | 9553.0408
2030-10-29 | 3 | 9479.6303
2030-10-29 | 4 | 9440.5174
2030-10-29 | 5 | 9498.5581
2030-10-29 | 6 | 9646.7333
2030-10-29 | 7 | 9985.5089
2030-10-29 | 8 | 10458.3786
2030-10-29 | 9 | 10697.4286
2030-10-29 | 10 | 10724.4125
2030-10-29 | 11 | 10697.3672
2030-10-29 | 12 | 10713.9995
2030-10-29 | 13 | 10784.796
2030-10-29 | 14 | 10775.8073
2030-10-29 | 15 | 10519.0089
2030-10-29 | 16 | 10747.3995
2030-10-29 | 17 | 10771.3794
2030-10-29 | 18 | 10754.4579
2030-10-29 | 19 | 10952.1182
2030-10-29 | 20 | 10952.7301
2030-10-29 | 21 | 10874.5073
2030-10-29 | 22 | 10723.2576
2030-10-29 | 23 | 10452.7319
2030-10-29 | 24 | 10149.7956
2030-10-30 | 1 | 9886.2276
2030-10-30 | 2 | 9703.0983
2030-10-30 | 3 | 9628.5434
2030-10-30 | 4 | 9602.3993
2030-10-30 | 5 | 9635.4253
2030-10-30 | 6 | 9798.0227
2030-10-30 | 7 | 10110.6576
2030-10-30 | 8 | 10642.8612
2030-10-30 | 9 | 10852.0476
2030-10-30 | 10 | 10888.132
2030-10-30 | 11 | 10807.1583
2030-10-30 | 12 | 10731.3758
2030-10-30 | 13 | 10704.9388
2030-10-30 | 14 | 10715.7471
2030-10-30 | 15 | 10763.9448
2030-10-30 | 16 | 10760.6372
2030-10-30 | 17 | 10966.0428
2030-10-30 | 18 | 10984.4686
2030-10-30 | 19 | 11396.2537
2030-10-30 | 20 | 11350.1544
2030-10-30 | 21 | 11248.0238
2030-10-30 | 22 | 11076.7616
2030-10-30 | 23 | 10769.847
2030-10-30 | 24 | 10405.0898
2030-10-31 | 1 | 10135.0138
2030-10-31 | 2 | 10011.8767
2030-10-31 | 3 | 9982.287
2030-10-31 | 4 | 9907.2521
2030-10-31 | 5 | 9954.4691
2030-10-31 | 6 | 10081.5381
2030-10-31 | 7 | 10348.1645
2030-10-31 | 8 | 10812.8438
2030-10-31 | 9 | 11042.6235
2030-10-31 | 10 | 11122.8184
2030-10-31 | 11 | 11074.16
2030-10-31 | 12 | 11014.3207
2030-10-31 | 13 | 10929.7404
2030-10-31 | 14 | 10919.0825
2030-10-31 | 15 | 10904.88
2030-10-31 | 16 | 10886.6608
2030-10-31 | 17 | 10940.0051
2030-10-31 | 18 | 11088.1495
2030-10-31 | 19 | 11482.3294
2030-10-31 | 20 | 11575.2742
2030-10-31 | 21 | 11491.8118
2030-10-31 | 22 | 11350.4069
2030-10-31 | 23 | 11072.7517
2030-10-31 | 24 | 10778.154
2030-11-01 | 1 | 10490.721
2030-11-01 | 2 | 10350.4273
2030-11-01 | 3 | 10214.5193
2030-11-01 | 4 | 10154.7865
2030-11-01 | 5 | 10173.091
2030-11-01 | 6 | 10296.2306
2030-11-01 | 7 | 10606.9606
2030-11-01 | 8 | 11068.5673
2030-11-01 | 9 | 11317.7201
2030-11-01 | 10 | 11405.1308
2030-11-01 | 11 | 11434.6803
2030-11-01 | 12 | 11428.7054
2030-11-01 | 13 | 11500.1967
2030-11-01 | 14 | 11453.846
2030-11-01 | 15 | 11413.1068
2030-11-01 | 16 | 11382.79
2030-11-01 | 17 | 11234.0715
2030-11-01 | 18 | 11398.6351
2030-11-01 | 19 | 11654.1251
2030-11-01 | 20 | 11614.4137
2030-11-01 | 21 | 11568.524
2030-11-01 | 22 | 11363.3249
2030-11-01 | 23 | 11107.0858
2030-11-01 | 24 | 10799.8752
2030-11-02 | 1 | 10502.7382
2030-11-02 | 2 | 10180.8484
2030-11-02 | 3 | 10044.6384
2030-11-02 | 4 | 9952.1721
2030-11-02 | 5 | 9908.3061
2030-11-02 | 6 | 9890.9291
2030-11-02 | 7 | 9895.4611
2030-11-02 | 8 | 10073.012
2030-11-02 | 9 | 10329.0435
2030-11-02 | 10 | 10528.5781
2030-11-02 | 11 | 10585.5421
2030-11-02 | 12 | 10603.0392
2030-11-02 | 13 | 10494.0604
2030-11-02 | 14 | 10321.2153
2030-11-02 | 15 | 10269.9745
2030-11-02 | 16 | 10347.4675
2030-11-02 | 17 | 10500.7413
2030-11-02 | 18 | 10667.4765
2030-11-02 | 19 | 10945.1385
2030-11-02 | 20 | 10951.551
2030-11-02 | 21 | 10890.0007
2030-11-02 | 22 | 10771.7669
2030-11-02 | 23 | 10568.2455
2030-11-02 | 24 | 10306.6471
2030-11-03 | 1 | 10048.912
2030-11-03 | 2 | 9843.0173
2030-11-03 | 02X | 9833.852
2030-11-03 | 3 | 9765.2537
2030-11-03 | 4 | 9741.783
2030-11-03 | 5 | 9772.6114
2030-11-03 | 6 | 9857.6501
2030-11-03 | 7 | 10067.0451
2030-11-03 | 8 | 10200.4321
2030-11-03 | 9 | 10306.3287
2030-11-03 | 10 | 10336.5192
2030-11-03 | 11 | 10471.2016
2030-11-03 | 12 | 10329.536
2030-11-03 | 13 | 10391.5905
2030-11-03 | 14 | 10323.2553
2030-11-03 | 15 | 10350.1087
2030-11-03 | 16 | 10495.2174
2030-11-03 | 17 | 10719.0802
2030-11-03 | 18 | 11028.0923
2030-11-03 | 19 | 11007.2154
2030-11-03 | 20 | 10954.2241
2030-11-03 | 21 | 10822.315
2030-11-03 | 22 | 10582.3273
2030-11-03 | 23 | 10266.9949
2030-11-03 | 24 | 10004.0966
2030-11-04 | 1 | 9877.6615
2030-11-04 | 2 | 9788.8176
2030-11-04 | 3 | 9750.4824
2030-11-04 | 4 | 9769.1199
2030-11-04 | 5 | 9940.8227
2030-11-04 | 6 | 10282.7594
2030-11-04 | 7 | 10768.7036
2030-11-04 | 8 | 10963.1255
2030-11-04 | 9 | 10902.7183
2030-11-04 | 10 | 10852.8389
2030-11-04 | 11 | 10774.9649
2030-11-04 | 12 | 10763.3645
2030-11-04 | 13 | 10747.3671
2030-11-04 | 14 | 10738.5967
2030-11-04 | 15 | 10761.3574
2030-11-04 | 16 | 10902.6278
2030-11-04 | 17 | 11140.2233
2030-11-04 | 18 | 11403.4803
2030-11-04 | 19 | 11362.479
2030-11-04 | 20 | 11287.1071
2030-11-04 | 21 | 11138.3072
2030-11-04 | 22 | 10879.7188
2030-11-04 | 23 | 10474.7645
2030-11-04 | 24 | 10196.3652
2030-11-05 | 1 | 10000.1022
2030-11-05 | 2 | 9916.8575
2030-11-05 | 3 | 9883.4247
2030-11-05 | 4 | 9907.8246
2030-11-05 | 5 | 10061.364
2030-11-05 | 6 | 10417.7886
2030-11-05 | 7 | 10923.0712
2030-11-05 | 8 | 11155.64
2030-11-05 | 9 | 11193.135
2030-11-05 | 10 | 11222.7422
2030-11-05 | 11 | 11117.1657
2030-11-05 | 12 | 11091.3735
2030-11-05 | 13 | 11082.8525
2030-11-05 | 14 | 11036.0165
2030-11-05 | 15 | 11074.4378
2030-11-05 | 16 | 11222.3549
2030-11-05 | 17 | 11471.4161
2030-11-05 | 18 | 11763.0883
2030-11-05 | 19 | 11688.4441
2030-11-05 | 20 | 11595.0015
2030-11-05 | 21 | 11480.8921
2030-11-05 | 22 | 11143.4725
2030-11-05 | 23 | 10783.7097
2030-11-05 | 24 | 10500.1703
2030-11-06 | 1 | 10300.3213
2030-11-06 | 2 | 10209.9831
2030-11-06 | 3 | 10164.9204
2030-11-06 | 4 | 10170.6021
2030-11-06 | 5 | 10302.4014
2030-11-06 | 6 | 10588.8515
2030-11-06 | 7 | 11034.3422
2030-11-06 | 8 | 11254.4844
2030-11-06 | 9 | 11257.6908
2030-11-06 | 10 | 11211.8262
2030-11-06 | 11 | 11127.218
2030-11-06 | 12 | 11079.5166
2030-11-06 | 13 | 11052.8893
2030-11-06 | 14 | 11007.2416
2030-11-06 | 15 | 11048.993
2030-11-06 | 16 | 11181.253
2030-11-06 | 17 | 11408.8289
2030-11-06 | 18 | 11673.6835
2030-11-06 | 19 | 11622.3817
2030-11-06 | 20 | 11563.5324
2030-11-06 | 21 | 11441.3488
2030-11-06 | 22 | 11161.0346
2030-11-06 | 23 | 10806.7652
2030-11-06 | 24 | 10505.6254
2030-11-07 | 1 | 10335.5561
2030-11-07 | 2 | 10235.6398
2030-11-07 | 3 | 10174.3056
2030-11-07 | 4 | 10168.4373
2030-11-07 | 5 | 10286.6054
2030-11-07 | 6 | 10555.645
2030-11-07 | 7 | 11031.552
2030-11-07 | 8 | 11221.0447
2030-11-07 | 9 | 11239.172
2030-11-07 | 10 | 11152.5021
2030-11-07 | 11 | 11066.0062
2030-11-07 | 12 | 11040.6224
2030-11-07 | 13 | 11017.8501
2030-11-07 | 14 | 10978.6057
2030-11-07 | 15 | 10986.216
2030-11-07 | 16 | 11099.905
2030-11-07 | 17 | 11337.4816
2030-11-07 | 18 | 11615.9232
2030-11-07 | 19 | 11562.7911
2030-11-07 | 20 | 11503.6598
2030-11-07 | 21 | 11345.6343
2030-11-07 | 22 | 11087.9919
2030-11-07 | 23 | 10772.9759
2030-11-07 | 24 | 10487.4048
2030-11-08 | 1 | 10264.8452
2030-11-08 | 2 | 10151.733
2030-11-08 | 3 | 10104.8594
2030-11-08 | 4 | 10088.7699
2030-11-08 | 5 | 10205.6427
2030-11-08 | 6 | 10477.4028
2030-11-08 | 7 | 10939.6204
2030-11-08 | 8 | 11150.0414
2030-11-08 | 9 | 11176.537
2030-11-08 | 10 | 11118.4991
2030-11-08 | 11 | 11070.0792
2030-11-08 | 12 | 10947.8058
2030-11-08 | 13 | 10922.0777
2030-11-08 | 14 | 11020.642
2030-11-08 | 15 | 10901.7225
2030-11-08 | 16 | 11021.7907
2030-11-08 | 17 | 11306.217
2030-11-08 | 18 | 11496.7366
2030-11-08 | 19 | 11416.0187
2030-11-08 | 20 | 11343.9095
2030-11-08 | 21 | 11197.2723
2030-11-08 | 22 | 10936.2341
2030-11-08 | 23 | 10613.7463
2030-11-08 | 24 | 10327.0393
2030-11-09 | 1 | 10110.6365
2030-11-09 | 2 | 9982.6571
2030-11-09 | 3 | 9907.0952
2030-11-09 | 4 | 9893.0373
2030-11-09 | 5 | 9933.597
2030-11-09 | 6 | 10033.1541
2030-11-09 | 7 | 10253.3844
2030-11-09 | 8 | 10379.9661
2030-11-09 | 9 | 10534.5116
2030-11-09 | 10 | 10578.2718
2030-11-09 | 11 | 10768.7814
2030-11-09 | 12 | 10740.2322
2030-11-09 | 13 | 10661.4363
2030-11-09 | 14 | 10444.0286
2030-11-09 | 15 | 10422.5642
2030-11-09 | 16 | 10651.2749
2030-11-09 | 17 | 10910.3952
2030-11-09 | 18 | 11171.2655
2030-11-09 | 19 | 11100.3372
2030-11-09 | 20 | 11017.8146
2030-11-09 | 21 | 10902.5684
2030-11-09 | 22 | 10714.9013
2030-11-09 | 23 | 10468.6196
2030-11-09 | 24 | 10230.4453
2030-11-10 | 1 | 10057.1533
2030-11-10 | 2 | 9945.5961
2030-11-10 | 3 | 9894.4565
2030-11-10 | 4 | 9875.8168
2030-11-10 | 5 | 9922.9313
2030-11-10 | 6 | 10022.7094
2030-11-10 | 7 | 10220.8212
2030-11-10 | 8 | 10279.9659
2030-11-10 | 9 | 10472.2679
2030-11-10 | 10 | 10632.1985
2030-11-10 | 11 | 10678.8705
2030-11-10 | 12 | 10614.5593
2030-11-10 | 13 | 10602.4502
2030-11-10 | 14 | 10685.7305
2030-11-10 | 15 | 10690.3866
2030-11-10 | 16 | 10766.0315
2030-11-10 | 17 | 10992.298
2030-11-10 | 18 | 11242.3568
2030-11-10 | 19 | 11188.1546
2030-11-10 | 20 | 11124.0487
2030-11-10 | 21 | 11000.8272
2030-11-10 | 22 | 10762.4146
2030-11-10 | 23 | 10444.9895
2030-11-10 | 24 | 10174.3566
2030-11-11 | 1 | 10042.7753
2030-11-11 | 2 | 9912.6988
2030-11-11 | 3 | 9825.5581
2030-11-11 | 4 | 9800.4409
2030-11-11 | 5 | 9813.7843
2030-11-11 | 6 | 9879.8093
2030-11-11 | 7 | 10015.8051
2030-11-11 | 8 | 10101.8384
2030-11-11 | 9 | 10287.4443
2030-11-11 | 10 | 10272.2675
2030-11-11 | 11 | 10337.5941
2030-11-11 | 12 | 10398.6793
2030-11-11 | 13 | 10476.5819
2030-11-11 | 14 | 10487.8556
2030-11-11 | 15 | 10428.0929
2030-11-11 | 16 | 10597.2082
2030-11-11 | 17 | 10806.0582
2030-11-11 | 18 | 11028.5573
2030-11-11 | 19 | 10972.1222
2030-11-11 | 20 | 10903.4711
2030-11-11 | 21 | 10771.5102
2030-11-11 | 22 | 10521.17
2030-11-11 | 23 | 10203.4271
2030-11-11 | 24 | 9939.5048
2030-11-12 | 1 | 9844.5748
2030-11-12 | 2 | 9758.7265
2030-11-12 | 3 | 9731.3845
2030-11-12 | 4 | 9800.9586
2030-11-12 | 5 | 9924.4674
2030-11-12 | 6 | 10277.4456
2030-11-12 | 7 | 10764.2407
2030-11-12 | 8 | 10942.2365
2030-11-12 | 9 | 11039.7183
2030-11-12 | 10 | 11053.1038
2030-11-12 | 11 | 11128.1704
2030-11-12 | 12 | 10941.148
2030-11-12 | 13 | 10825.2139
2030-11-12 | 14 | 10844.7115
2030-11-12 | 15 | 10868.2896
2030-11-12 | 16 | 11074.9902
2030-11-12 | 17 | 11293.2969
2030-11-12 | 18 | 11428.7117
2030-11-12 | 19 | 11336.4791
2030-11-12 | 20 | 11259.3744
2030-11-12 | 21 | 11091.9638
2030-11-12 | 22 | 10798.6552
2030-11-12 | 23 | 10456.579
2030-11-12 | 24 | 10169.3116
2030-11-13 | 1 | 9963.6223
2030-11-13 | 2 | 9870.4096
2030-11-13 | 3 | 9826.9034
2030-11-13 | 4 | 9841.1549
2030-11-13 | 5 | 9976.4677
2030-11-13 | 6 | 10320.9506
2030-11-13 | 7 | 10796.8877
2030-11-13 | 8 | 10993.7155
2030-11-13 | 9 | 11135.4547
2030-11-13 | 10 | 11171.9867
2030-11-13 | 11 | 10940.3935
2030-11-13 | 12 | 11137.4113
2030-11-13 | 13 | 11222.4128
2030-11-13 | 14 | 11210.6147
2030-11-13 | 15 | 11232.0376
2030-11-13 | 16 | 11315.7134
2030-11-13 | 17 | 11462.3546
2030-11-13 | 18 | 11566.0295
2030-11-13 | 19 | 11457.0031
2030-11-13 | 20 | 11378.2354
2030-11-13 | 21 | 11194.4047
2030-11-13 | 22 | 10895.0103
2030-11-13 | 23 | 10529.8752
2030-11-13 | 24 | 10273.7262
2030-11-14 | 1 | 10072.499
2030-11-14 | 2 | 9975.5209
2030-11-14 | 3 | 9930.7998
2030-11-14 | 4 | 9945.4687
2030-11-14 | 5 | 10086.8745
2030-11-14 | 6 | 10389.5855
2030-11-14 | 7 | 10844.6609
2030-11-14 | 8 | 11048.4206
2030-11-14 | 9 | 11192.1185
2030-11-14 | 10 | 11141.286
2030-11-14 | 11 | 11086.0397
2030-11-14 | 12 | 10949.6277
2030-11-14 | 13 | 11186.9526
2030-11-14 | 14 | 10900.2741
2030-11-14 | 15 | 11150.5063
2030-11-14 | 16 | 11212.9362
2030-11-14 | 17 | 11359.2623
2030-11-14 | 18 | 11490.6661
2030-11-14 | 19 | 11416.1087
2030-11-14 | 20 | 11337.7442
2030-11-14 | 21 | 11162.6494
2030-11-14 | 22 | 10874.51
2030-11-14 | 23 | 10547.054
2030-11-14 | 24 | 10267.6412
2030-11-15 | 1 | 10077.1882
2030-11-15 | 2 | 9972.3748
2030-11-15 | 3 | 9926.8563
2030-11-15 | 4 | 9933.3884
2030-11-15 | 5 | 10085.5401
2030-11-15 | 6 | 10395.1425
2030-11-15 | 7 | 10863.0473
2030-11-15 | 8 | 11141.3324
2030-11-15 | 9 | 11237.758
2030-11-15 | 10 | 11048.4596
2030-11-15 | 11 | 10988.7313
2030-11-15 | 12 | 11050.3365
2030-11-15 | 13 | 11047.1952
2030-11-15 | 14 | 11128.5871
2030-11-15 | 15 | 11237.5612
2030-11-15 | 16 | 11375.8049
2030-11-15 | 17 | 11562.9146
2030-11-15 | 18 | 11724.8895
2030-11-15 | 19 | 11628.2162
2030-11-15 | 20 | 11524.7518
2030-11-15 | 21 | 11354.1042
2030-11-15 | 22 | 11078.5024
2030-11-15 | 23 | 10755.5041
2030-11-15 | 24 | 10475.4574
2030-11-16 | 1 | 10285.5252
2030-11-16 | 2 | 10214.4333
2030-11-16 | 3 | 10140.4068
2030-11-16 | 4 | 10087.3173
2030-11-16 | 5 | 10118.5605
2030-11-16 | 6 | 10201.7636
2030-11-16 | 7 | 10407.1963
2030-11-16 | 8 | 10631.2621
2030-11-16 | 9 | 10895.4826
2030-11-16 | 10 | 10950.9993
2030-11-16 | 11 | 10870.4235
2030-11-16 | 12 | 10818.0714
2030-11-16 | 13 | 10702.2211
2030-11-16 | 14 | 10679.098
2030-11-16 | 15 | 10885.8504
2030-11-16 | 16 | 11013.1704
2030-11-16 | 17 | 11278.9001
2030-11-16 | 18 | 11524.9068
2030-11-16 | 19 | 11480.9236
2030-11-16 | 20 | 11452.3995
2030-11-16 | 21 | 11290.2423
2030-11-16 | 22 | 11119.5042
2030-11-16 | 23 | 10841.6216
2030-11-16 | 24 | 10580.5083
2030-11-17 | 1 | 10370.768
2030-11-17 | 2 | 10229.4991
2030-11-17 | 3 | 10142.7371
2030-11-17 | 4 | 10139.306
2030-11-17 | 5 | 10123.1945
2030-11-17 | 6 | 10147.5085
2030-11-17 | 7 | 10294.0594
2030-11-17 | 8 | 10506.5857
2030-11-17 | 9 | 10712.197
2030-11-17 | 10 | 10704.8795
2030-11-17 | 11 | 10790.5986
2030-11-17 | 12 | 10676.8492
2030-11-17 | 13 | 10736.6218
2030-11-17 | 14 | 10658.0133
2030-11-17 | 15 | 10653.01
2030-11-17 | 16 | 10804.7804
2030-11-17 | 17 | 11255.4023
2030-11-17 | 18 | 11533.7239
2030-11-17 | 19 | 11508.9497
2030-11-17 | 20 | 11393.2688
2030-11-17 | 21 | 11268.8194
2030-11-17 | 22 | 11034.5265
2030-11-17 | 23 | 10708.3045
2030-11-17 | 24 | 10431.459
2030-11-18 | 1 | 10290.969
2030-11-18 | 2 | 10177.6824
2030-11-18 | 3 | 10114.9047
2030-11-18 | 4 | 10133.1488
2030-11-18 | 5 | 10245.2969
2030-11-18 | 6 | 10538.0033
2030-11-18 | 7 | 10999.8118
2030-11-18 | 8 | 11282.6399
2030-11-18 | 9 | 11476.9169
2030-11-18 | 10 | 11355.5899
2030-11-18 | 11 | 11380.2315
2030-11-18 | 12 | 11308.0367
2030-11-18 | 13 | 11359.6484
2030-11-18 | 14 | 11366.2871
2030-11-18 | 15 | 11401.9215
2030-11-18 | 16 | 11503.4978
2030-11-18 | 17 | 11704.2018
2030-11-18 | 18 | 11896.4122
2030-11-18 | 19 | 11818.8148
2030-11-18 | 20 | 11735.6356
2030-11-18 | 21 | 11584.305
2030-11-18 | 22 | 11289.5181
2030-11-18 | 23 | 10921.5138
2030-11-18 | 24 | 10624.9736
2030-11-19 | 1 | 10405.6686
2030-11-19 | 2 | 10304.1094
2030-11-19 | 3 | 10261.6242
2030-11-19 | 4 | 10273.7824
2030-11-19 | 5 | 10409.8595
2030-11-19 | 6 | 10710.432
2030-11-19 | 7 | 11176.1272
2030-11-19 | 8 | 11536.2218
2030-11-19 | 9 | 11671.2121
2030-11-19 | 10 | 11359.606
2030-11-19 | 11 | 11324.5099
2030-11-19 | 12 | 11335.1873
2030-11-19 | 13 | 11332.9005
2030-11-19 | 14 | 11336.138
2030-11-19 | 15 | 11373.7224
2030-11-19 | 16 | 11536.4041
2030-11-19 | 17 | 11954.0801
2030-11-19 | 18 | 12183.719
2030-11-19 | 19 | 12080.4364
2030-11-19 | 20 | 11985.2408
2030-11-19 | 21 | 11842.5132
2030-11-19 | 22 | 11579.2698
2030-11-19 | 23 | 11220.6869
2030-11-19 | 24 | 10898.4415
2030-11-20 | 1 | 10649.703
2030-11-20 | 2 | 10544.614
2030-11-20 | 3 | 10480.1707
2030-11-20 | 4 | 10464.0267
2030-11-20 | 5 | 10593.131
2030-11-20 | 6 | 10754.2275
2030-11-20 | 7 | 11172.5831
2030-11-20 | 8 | 11583.3451
2030-11-20 | 9 | 11748.5684
2030-11-20 | 10 | 11490.5857
2030-11-20 | 11 | 11485.3733
2030-11-20 | 12 | 11384.7135
2030-11-20 | 13 | 11437.7503
2030-11-20 | 14 | 11332.8398
2030-11-20 | 15 | 11406.9575
2030-11-20 | 16 | 11499.8807
2030-11-20 | 17 | 11918.1967
2030-11-20 | 18 | 12144.1625
2030-11-20 | 19 | 12075.2047
2030-11-20 | 20 | 11976.4396
2030-11-20 | 21 | 11838.2264
2030-11-20 | 22 | 11628.3747
2030-11-20 | 23 | 11272.4674
2030-11-20 | 24 | 10943.3738
2030-11-21 | 1 | 10795.941
2030-11-21 | 2 | 10648.1881
2030-11-21 | 3 | 10565.354
2030-11-21 | 4 | 10548.0272
2030-11-21 | 5 | 10607.3623
2030-11-21 | 6 | 10755.8696
2030-11-21 | 7 | 11159.4293
2030-11-21 | 8 | 11597.5581
2030-11-21 | 9 | 11783.838
2030-11-21 | 10 | 11632.644
2030-11-21 | 11 | 11585.6028
2030-11-21 | 12 | 11695.7583
2030-11-21 | 13 | 11615.0891
2030-11-21 | 14 | 11536.5049
2030-11-21 | 15 | 11593.3931
2030-11-21 | 16 | 11584.1135
2030-11-21 | 17 | 11838.7963
2030-11-21 | 18 | 12031.7386
2030-11-21 | 19 | 11960.7952
2030-11-21 | 20 | 11823.7691
2030-11-21 | 21 | 11682.6703
2030-11-21 | 22 | 11441.9985
2030-11-21 | 23 | 11127.0296
2030-11-21 | 24 | 10818.9595
2030-11-22 | 1 | 10592.7728
2030-11-22 | 2 | 10460.4398
2030-11-22 | 3 | 10390.3675
2030-11-22 | 4 | 10372.9841
2030-11-22 | 5 | 10459.4847
2030-11-22 | 6 | 10651.1819
2030-11-22 | 7 | 11101.2312
2030-11-22 | 8 | 11499.3034
2030-11-22 | 9 | 11668.5678
2030-11-22 | 10 | 11459.9616
2030-11-22 | 11 | 11419.5001
2030-11-22 | 12 | 11312.5501
2030-11-22 | 13 | 11372.0467
2030-11-22 | 14 | 11248.9373
2030-11-22 | 15 | 11367.9825
2030-11-22 | 16 | 11352.9281
2030-11-22 | 17 | 11609.9397
2030-11-22 | 18 | 11767.4684
2030-11-22 | 19 | 11701.4279
2030-11-22 | 20 | 11635.7403
2030-11-22 | 21 | 11511.411
2030-11-22 | 22 | 11255.2221
2030-11-22 | 23 | 10921.0872
2030-11-22 | 24 | 10630.4609
2030-11-23 | 1 | 10394.6762
2030-11-23 | 2 | 10246.8073
2030-11-23 | 3 | 10180.6381
2030-11-23 | 4 | 10127.867
2030-11-23 | 5 | 10102.8083
2030-11-23 | 6 | 10136.1996
2030-11-23 | 7 | 10313.8556
2030-11-23 | 8 | 10648.5452
2030-11-23 | 9 | 10849.2968
2030-11-23 | 10 | 10856.1073
2030-11-23 | 11 | 10884.9963
2030-11-23 | 12 | 10866.5463
2030-11-23 | 13 | 10820.7835
2030-11-23 | 14 | 10707.3132
2030-11-23 | 15 | 10745.4668
2030-11-23 | 16 | 10799.2354
2030-11-23 | 17 | 11089.4161
2030-11-23 | 18 | 11285.2288
2030-11-23 | 19 | 11212.99
2030-11-23 | 20 | 11106.0758
2030-11-23 | 21 | 10981.9588
2030-11-23 | 22 | 10794.0469
2030-11-23 | 23 | 10522.6939
2030-11-23 | 24 | 10266.6504
2030-11-24 | 1 | 10079.1094
2030-11-24 | 2 | 9944.5619
2030-11-24 | 3 | 9874.0003
2030-11-24 | 4 | 9844.533
2030-11-24 | 5 | 9859.9145
2030-11-24 | 6 | 9946.8225
2030-11-24 | 7 | 10123.5269
2030-11-24 | 8 | 10377.995
2030-11-24 | 9 | 10578.8533
2030-11-24 | 10 | 10548.2172
2030-11-24 | 11 | 10588.293
2030-11-24 | 12 | 10535.7851
2030-11-24 | 13 | 10530.2323
2030-11-24 | 14 | 10656.9824
2030-11-24 | 15 | 10471.0794
2030-11-24 | 16 | 10769.0931
2030-11-24 | 17 | 11075.712
2030-11-24 | 18 | 11242.7586
2030-11-24 | 19 | 11190.9166
2030-11-24 | 20 | 11124.57
2030-11-24 | 21 | 10979.8054
2030-11-24 | 22 | 10748.8041
2030-11-24 | 23 | 10424.5939
2030-11-24 | 24 | 10155.1654
2030-11-25 | 1 | 10086.6356
2030-11-25 | 2 | 9995.3559
2030-11-25 | 3 | 9958.8583
2030-11-25 | 4 | 9928.12
2030-11-25 | 5 | 10075.8593
2030-11-25 | 6 | 10414.3595
2030-11-25 | 7 | 10881.0228
2030-11-25 | 8 | 11237.6345
2030-11-25 | 9 | 11408.7755
2030-11-25 | 10 | 11224.3967
2030-11-25 | 11 | 11018.0256
2030-11-25 | 12 | 11015.736
2030-11-25 | 13 | 11023.6396
2030-11-25 | 14 | 11031.6079
2030-11-25 | 15 | 11100.6242
2030-11-25 | 16 | 11231.6359
2030-11-25 | 17 | 11531.6696
2030-11-25 | 18 | 11634.2031
2030-11-25 | 19 | 11563.459
2030-11-25 | 20 | 11519.6563
2030-11-25 | 21 | 11308.7549
2030-11-25 | 22 | 11019.9731
2030-11-25 | 23 | 10642.4934
2030-11-25 | 24 | 10341.6228
2030-11-26 | 1 | 10136.7776
2030-11-26 | 2 | 10042.708
2030-11-26 | 3 | 9992.9375
2030-11-26 | 4 | 10001.0387
2030-11-26 | 5 | 10125.5339
2030-11-26 | 6 | 10433.7527
2030-11-26 | 7 | 10900.3297
2030-11-26 | 8 | 11292.1882
2030-11-26 | 9 | 11394.6976
2030-11-26 | 10 | 11266.3068
2030-11-26 | 11 | 11121.0982
2030-11-26 | 12 | 11098.5293
2030-11-26 | 13 | 10988.8939
2030-11-26 | 14 | 11033.7495
2030-11-26 | 15 | 11125.721
2030-11-26 | 16 | 11125.314
2030-11-26 | 17 | 11504.8186
2030-11-26 | 18 | 11612.7389
2030-11-26 | 19 | 11543.8956
2030-11-26 | 20 | 11477.323
2030-11-26 | 21 | 11316.3619
2030-11-26 | 22 | 11008.7725
2030-11-26 | 23 | 10638.6478
2030-11-26 | 24 | 10340.3812
2030-11-27 | 1 | 10130.9822
2030-11-27 | 2 | 10038.8908
2030-11-27 | 3 | 9988.7192
2030-11-27 | 4 | 10006.2858
2030-11-27 | 5 | 10169.2162
2030-11-27 | 6 | 10483.0841
2030-11-27 | 7 | 10953.2244
2030-11-27 | 8 | 11312.2933
2030-11-27 | 9 | 11365.5357
2030-11-27 | 10 | 11275.4327
2030-11-27 | 11 | 11341.2368
2030-11-27 | 12 | 11116.7995
2030-11-27 | 13 | 11088.1042
2030-11-27 | 14 | 11076.2861
2030-11-27 | 15 | 11309.9397
2030-11-27 | 16 | 11210.8022
2030-11-27 | 17 | 11488.6272
2030-11-27 | 18 | 11556.0443
2030-11-27 | 19 | 11477.8426
2030-11-27 | 20 | 11429.1193
2030-11-27 | 21 | 11314.8782
2030-11-27 | 22 | 10997.6373
2030-11-27 | 23 | 10633.1321
2030-11-27 | 24 | 10300.9159
2030-11-28 | 1 | 10151.1735
2030-11-28 | 2 | 10051.4031
2030-11-28 | 3 | 9992.196
2030-11-28 | 4 | 9981.5939
2030-11-28 | 5 | 10083.9586
2030-11-28 | 6 | 10367.7524
2030-11-28 | 7 | 10806.647
2030-11-28 | 8 | 11181.2578
2030-11-28 | 9 | 11264.5237
2030-11-28 | 10 | 11141.4529
2030-11-28 | 11 | 11135.6391
2030-11-28 | 12 | 10865.5906
2030-11-28 | 13 | 10963.2909
2030-11-28 | 14 | 11000.702
2030-11-28 | 15 | 11029.6563
2030-11-28 | 16 | 11060.1637
2030-11-28 | 17 | 11261.4567
2030-11-28 | 18 | 11350.0302
2030-11-28 | 19 | 11274.6253
2030-11-28 | 20 | 11177.0237
2030-11-28 | 21 | 11017.4096
2030-11-28 | 22 | 10743.945
2030-11-28 | 23 | 10428.7084
2030-11-28 | 24 | 10163.7602
2030-11-29 | 1 | 9984.0263
2030-11-29 | 2 | 9935.627
2030-11-29 | 3 | 9900.1662
2030-11-29 | 4 | 9926.9667
2030-11-29 | 5 | 10061.7189
2030-11-29 | 6 | 10463.9954
2030-11-29 | 7 | 10970.0097
2030-11-29 | 8 | 11236.5309
2030-11-29 | 9 | 11338.087
2030-11-29 | 10 | 11162.5423
2030-11-29 | 11 | 11309.0245
2030-11-29 | 12 | 11295.7188
2030-11-29 | 13 | 11277.4755
2030-11-29 | 14 | 11027.5142
2030-11-29 | 15 | 11050.3205
2030-11-29 | 16 | 11159.6524
2030-11-29 | 17 | 11508.4513
2030-11-29 | 18 | 11606.1704
2030-11-29 | 19 | 11509.1511
2030-11-29 | 20 | 11416.5099
2030-11-29 | 21 | 11267.2393
2030-11-29 | 22 | 10997.4072
2030-11-29 | 23 | 10673.8108
2030-11-29 | 24 | 10382.3546
2030-11-30 | 1 | 10161.3736
2030-11-30 | 2 | 10027.1442
2030-11-30 | 3 | 9951.1449
2030-11-30 | 4 | 9963.9697
2030-11-30 | 5 | 10000.5993
2030-11-30 | 6 | 10059.9279
2030-11-30 | 7 | 10289.65
2030-11-30 | 8 | 10545.3995
2030-11-30 | 9 | 10726.3064
2030-11-30 | 10 | 10737.1255
2030-11-30 | 11 | 10511.5215
2030-11-30 | 12 | 10740.4007
2030-11-30 | 13 | 10713.1913
2030-11-30 | 14 | 10725.0253
2030-11-30 | 15 | 10762.9317
2030-11-30 | 16 | 10850.7064
2030-11-30 | 17 | 11090.3408
2030-11-30 | 18 | 11227.2164
2030-11-30 | 19 | 11156.2485
2030-11-30 | 20 | 11104.602
2030-11-30 | 21 | 10931.335
2030-11-30 | 22 | 10730.7166
2030-11-30 | 23 | 10469.2222
2030-11-30 | 24 | 10220.1923
2030-12-01 | 1 | 10225.8779
2030-12-01 | 2 | 10100.0227
2030-12-01 | 3 | 10016.7478
2030-12-01 | 4 | 9996.538
2030-12-01 | 5 | 10034.5974
2030-12-01 | 6 | 10138.8575
2030-12-01 | 7 | 10326.0371
2030-12-01 | 8 | 10585.3785
2030-12-01 | 9 | 10747.8039
2030-12-01 | 10 | 10608.9553
2030-12-01 | 11 | 10626.1954
2030-12-01 | 12 | 10664.8895
2030-12-01 | 13 | 10917.975
2030-12-01 | 14 | 10694.2717
2030-12-01 | 15 | 10747.4416
2030-12-01 | 16 | 10967.1299
2030-12-01 | 17 | 11434.2122
2030-12-01 | 18 | 11618.583
2030-12-01 | 19 | 11550.9624
2030-12-01 | 20 | 11532.1081
2030-12-01 | 21 | 11369.7024
2030-12-01 | 22 | 11135.2147
2030-12-01 | 23 | 10859.1916
2030-12-01 | 24 | 10598.6325
2030-12-02 | 1 | 10483.9114
2030-12-02 | 2 | 10351.3993
2030-12-02 | 3 | 10306.6791
2030-12-02 | 4 | 10357.7054
2030-12-02 | 5 | 10474.5586
2030-12-02 | 6 | 10761.7742
2030-12-02 | 7 | 11229.4704
2030-12-02 | 8 | 11603.2052
2030-12-02 | 9 | 11671.3129
2030-12-02 | 10 | 11572.9634
2030-12-02 | 11 | 11601.4799
2030-12-02 | 12 | 11524.7149
2030-12-02 | 13 | 11431.8087
2030-12-02 | 14 | 11444.4864
2030-12-02 | 15 | 11498.984
2030-12-02 | 16 | 11512.4179
2030-12-02 | 17 | 11716.249
2030-12-02 | 18 | 11754.5949
2030-12-02 | 19 | 11663.6222
2030-12-02 | 20 | 11618.8538
2030-12-02 | 21 | 11466.915
2030-12-02 | 22 | 11161.787
2030-12-02 | 23 | 10785.1522
2030-12-02 | 24 | 10476.2087
2030-12-03 | 1 | 10255.2943
2030-12-03 | 2 | 10154.7425
2030-12-03 | 3 | 10106.3477
2030-12-03 | 4 | 10092.5914
2030-12-03 | 5 | 10208.7335
2030-12-03 | 6 | 10528.312
2030-12-03 | 7 | 11007.4969
2030-12-03 | 8 | 11384.6958
2030-12-03 | 9 | 11436.1224
2030-12-03 | 10 | 11403.6182
2030-12-03 | 11 | 11437.3137
2030-12-03 | 12 | 11361.7211
2030-12-03 | 13 | 11423.2863
2030-12-03 | 14 | 11341.8971
2030-12-03 | 15 | 11206.9313
2030-12-03 | 16 | 11387.7101
2030-12-03 | 17 | 11788.6119
2030-12-03 | 18 | 11896.3444
2030-12-03 | 19 | 11796.6411
2030-12-03 | 20 | 11694.2129
2030-12-03 | 21 | 11531.0545
2030-12-03 | 22 | 11221.1597
2030-12-03 | 23 | 10914.725
2030-12-03 | 24 | 10639.3874
2030-12-04 | 1 | 10437.8046
2030-12-04 | 2 | 10309.788
2030-12-04 | 3 | 10268.5095
2030-12-04 | 4 | 10293.445
2030-12-04 | 5 | 10430.9342
2030-12-04 | 6 | 10746.9143
2030-12-04 | 7 | 11192.2187
2030-12-04 | 8 | 11567.0093
2030-12-04 | 9 | 11637.8742
2030-12-04 | 10 | 11417.4252
2030-12-04 | 11 | 11619.0233
2030-12-04 | 12 | 11604.5365
2030-12-04 | 13 | 11638.0055
2030-12-04 | 14 | 11635.7002
2030-12-04 | 15 | 11627.083
2030-12-04 | 16 | 11702.4327
2030-12-04 | 17 | 11874.6849
2030-12-04 | 18 | 11967.3677
2030-12-04 | 19 | 11888.9654
2030-12-04 | 20 | 11814.9213
2030-12-04 | 21 | 11645.9197
2030-12-04 | 22 | 11339.4171
2030-12-04 | 23 | 10958.4223
2030-12-04 | 24 | 10654.2052
2030-12-05 | 1 | 10488.088
2030-12-05 | 2 | 10418.9051
2030-12-05 | 3 | 10360.1903
2030-12-05 | 4 | 10366.3827
2030-12-05 | 5 | 10443.9285
2030-12-05 | 6 | 10738.804
2030-12-05 | 7 | 11204.3195
2030-12-05 | 8 | 11580.9066
2030-12-05 | 9 | 11649.6071
2030-12-05 | 10 | 11472.1663
2030-12-05 | 11 | 11419.8783
2030-12-05 | 12 | 11381.5709
2030-12-05 | 13 | 11367.599
2030-12-05 | 14 | 11393.7779
2030-12-05 | 15 | 11591.0162
2030-12-05 | 16 | 11683.2321
2030-12-05 | 17 | 11920.3458
2030-12-05 | 18 | 12059.5032
2030-12-05 | 19 | 11962.2889
2030-12-05 | 20 | 11856.198
2030-12-05 | 21 | 11698.754
2030-12-05 | 22 | 11460.8895
2030-12-05 | 23 | 11166.5603
2030-12-05 | 24 | 10821.1454
2030-12-06 | 1 | 10651.253
2030-12-06 | 2 | 10539.3187
2030-12-06 | 3 | 10439.416
2030-12-06 | 4 | 10429.1624
2030-12-06 | 5 | 10518.491
2030-12-06 | 6 | 10766.2126
2030-12-06 | 7 | 11200.514
2030-12-06 | 8 | 11616.9394
2030-12-06 | 9 | 11690.7122
2030-12-06 | 10 | 11616.0767
2030-12-06 | 11 | 11617.3705
2030-12-06 | 12 | 11512.0115
2030-12-06 | 13 | 11414.222
2030-12-06 | 14 | 11505.4498
2030-12-06 | 15 | 11475.8207
2030-12-06 | 16 | 11489.9554
2030-12-06 | 17 | 11719.4144
2030-12-06 | 18 | 11757.3454
2030-12-06 | 19 | 11688.6534
2030-12-06 | 20 | 11617.7549
2030-12-06 | 21 | 11467.7175
2030-12-06 | 22 | 11194.5715
2030-12-06 | 23 | 10856.8543
2030-12-06 | 24 | 10559.2819
2030-12-07 | 1 | 10334.4345
2030-12-07 | 2 | 10197.3861
2030-12-07 | 3 | 10101.7807
2030-12-07 | 4 | 10074.771
2030-12-07 | 5 | 10128.7131
2030-12-07 | 6 | 10196.4273
2030-12-07 | 7 | 10386.7103
2030-12-07 | 8 | 10712.4438
2030-12-07 | 9 | 10867.909
2030-12-07 | 10 | 10900.8014
2030-12-07 | 11 | 10906.2135
2030-12-07 | 12 | 10951.4193
2030-12-07 | 13 | 10803.6841
2030-12-07 | 14 | 10932.183
2030-12-07 | 15 | 10854.9455
2030-12-07 | 16 | 11039.8557
2030-12-07 | 17 | 11344.2458
2030-12-07 | 18 | 11487.1373
2030-12-07 | 19 | 11389.806
2030-12-07 | 20 | 11284.4646
2030-12-07 | 21 | 11155.6654
2030-12-07 | 22 | 10946.8479
2030-12-07 | 23 | 10704.1893
2030-12-07 | 24 | 10466.31
2030-12-08 | 1 | 10293.5723
2030-12-08 | 2 | 10176.5942
2030-12-08 | 3 | 10119.327
2030-12-08 | 4 | 10149.4361
2030-12-08 | 5 | 10199.1681
2030-12-08 | 6 | 10258.9546
2030-12-08 | 7 | 10452.2559
2030-12-08 | 8 | 10717.0491
2030-12-08 | 9 | 10829.8952
2030-12-08 | 10 | 10754.9441
2030-12-08 | 11 | 10961.3485
2030-12-08 | 12 | 10814.4119
2030-12-08 | 13 | 10840.7559
2030-12-08 | 14 | 10867.0871
2030-12-08 | 15 | 10950.6607
2030-12-08 | 16 | 11176.6608
2030-12-08 | 17 | 11639.926
2030-12-08 | 18 | 11842.7078
2030-12-08 | 19 | 11773.0831
2030-12-08 | 20 | 11688.8121
2030-12-08 | 21 | 11554.5277
2030-12-08 | 22 | 11340.267
2030-12-08 | 23 | 11025.6938
2030-12-08 | 24 | 10746.6346
2030-12-09 | 1 | 10609.4875
2030-12-09 | 2 | 10510.6701
2030-12-09 | 3 | 10462.1135
2030-12-09 | 4 | 10472.8552
2030-12-09 | 5 | 10607.8418
2030-12-09 | 6 | 10906.6585
2030-12-09 | 7 | 11360.8724
2030-12-09 | 8 | 11736.922
2030-12-09 | 9 | 11795.7629
2030-12-09 | 10 | 11637.3209
2030-12-09 | 11 | 11569.6732
2030-12-09 | 12 | 11646.4567
2030-12-09 | 13 | 11682.9783
2030-12-09 | 14 | 11619.9031
2030-12-09 | 15 | 11545.0906
2030-12-09 | 16 | 11706.82
2030-12-09 | 17 | 12110.0468
2030-12-09 | 18 | 12251.1095
2030-12-09 | 19 | 12168.8639
2030-12-09 | 20 | 12072.0506
2030-12-09 | 21 | 11921.8605
2030-12-09 | 22 | 11643.6247
2030-12-09 | 23 | 11293.6165
2030-12-09 | 24 | 10977.8258
2030-12-10 | 1 | 10740.3016
2030-12-10 | 2 | 10624.8565
2030-12-10 | 3 | 10552.4648
2030-12-10 | 4 | 10535.1303
2030-12-10 | 5 | 10618.3829
2030-12-10 | 6 | 10824.5151
2030-12-10 | 7 | 11256.1343
2030-12-10 | 8 | 11676.601
2030-12-10 | 9 | 11719.1438
2030-12-10 | 10 | 11654.2401
2030-12-10 | 11 | 11566.0322
2030-12-10 | 12 | 11580.3638
2030-12-10 | 13 | 11483.6762
2030-12-10 | 14 | 11467.7779
2030-12-10 | 15 | 11448.1949
2030-12-10 | 16 | 11538.5133
2030-12-10 | 17 | 11764.0781
2030-12-10 | 18 | 11825.6747
2030-12-10 | 19 | 11770.6992
2030-12-10 | 20 | 11715.8678
2030-12-10 | 21 | 11559.9137
2030-12-10 | 22 | 11261.5642
2030-12-10 | 23 | 10899.1102
2030-12-10 | 24 | 10604.2036
2030-12-11 | 1 | 10389.1022
2030-12-11 | 2 | 10272.7134
2030-12-11 | 3 | 10222.6176
2030-12-11 | 4 | 10243.1683
2030-12-11 | 5 | 10365.2524
2030-12-11 | 6 | 10720.5366
2030-12-11 | 7 | 11178.5287
2030-12-11 | 8 | 11505.1264
2030-12-11 | 9 | 11528.5958
2030-12-11 | 10 | 11353.2887
2030-12-11 | 11 | 11268.2674
2030-12-11 | 12 | 11203.8059
2030-12-11 | 13 | 11148.35
2030-12-11 | 14 | 11124.2615
2030-12-11 | 15 | 11147.9278
2030-12-11 | 16 | 11330.0195
2030-12-11 | 17 | 11758.0559
2030-12-11 | 18 | 11822.0604
2030-12-11 | 19 | 11738.5395
2030-12-11 | 20 | 11672.0176
2030-12-11 | 21 | 11517.7126
2030-12-11 | 22 | 11221.1704
2030-12-11 | 23 | 10862.9578
2030-12-11 | 24 | 10582.3965
2030-12-12 | 1 | 10423.412
2030-12-12 | 2 | 10324.4473
2030-12-12 | 3 | 10271.3658
2030-12-12 | 4 | 10284.2747
2030-12-12 | 5 | 10412.419
2030-12-12 | 6 | 10731.2321
2030-12-12 | 7 | 11202.732
2030-12-12 | 8 | 11568.7508
2030-12-12 | 9 | 11602.2653
2030-12-12 | 10 | 11439.9784
2030-12-12 | 11 | 11371.9128
2030-12-12 | 12 | 11327.1613
2030-12-12 | 13 | 11311.0975
2030-12-12 | 14 | 11528.2259
2030-12-12 | 15 | 11624.1173
2030-12-12 | 16 | 11617.9251
2030-12-12 | 17 | 11884.554
2030-12-12 | 18 | 11969.4454
2030-12-12 | 19 | 11873.6233
2030-12-12 | 20 | 11756.2445
2030-12-12 | 21 | 11597.7571
2030-12-12 | 22 | 11334.6424
2030-12-12 | 23 | 11009.546
2030-12-12 | 24 | 10725.2922
2030-12-13 | 1 | 10517.6793
2030-12-13 | 2 | 10400.682
2030-12-13 | 3 | 10345.0785
2030-12-13 | 4 | 10356.1598
2030-12-13 | 5 | 10474.8222
2030-12-13 | 6 | 10748.7189
2030-12-13 | 7 | 11223.1449
2030-12-13 | 8 | 11620.6584
2030-12-13 | 9 | 11657.9337
2030-12-13 | 10 | 11721.5264
2030-12-13 | 11 | 11764.2237
2030-12-13 | 12 | 11714.4348
2030-12-13 | 13 | 11683.706
2030-12-13 | 14 | 11671.9081
2030-12-13 | 15 | 11654.1722
2030-12-13 | 16 | 11694.357
2030-12-13 | 17 | 11923.1234
2030-12-13 | 18 | 12043.5897
2030-12-13 | 19 | 11963.6073
2030-12-13 | 20 | 11871.8899
2030-12-13 | 21 | 11706.3582
2030-12-13 | 22 | 11438.9759
2030-12-13 | 23 | 11120.9902
2030-12-13 | 24 | 10817.6181
2030-12-14 | 1 | 10602.8169
2030-12-14 | 2 | 10463.9732
2030-12-14 | 3 | 10392.113
2030-12-14 | 4 | 10409.8879
2030-12-14 | 5 | 10437.416
2030-12-14 | 6 | 10505.8465
2030-12-14 | 7 | 10669.8679
2030-12-14 | 8 | 11030.8807
2030-12-14 | 9 | 11171.6781
2030-12-14 | 10 | 11241.8463
2030-12-14 | 11 | 11293.8063
2030-12-14 | 12 | 11258.7751
2030-12-14 | 13 | 11241.0789
2030-12-14 | 14 | 11118.1885
2030-12-14 | 15 | 10964.1147
2030-12-14 | 16 | 11134.4556
2030-12-14 | 17 | 11510.7089
2030-12-14 | 18 | 11666.2588
2030-12-14 | 19 | 11584.1195
2030-12-14 | 20 | 11507.7443
2030-12-14 | 21 | 11383.4932
2030-12-14 | 22 | 11189.297
2030-12-14 | 23 | 10911.4754
2030-12-14 | 24 | 10650.3678
2030-12-15 | 1 | 10454.7636
2030-12-15 | 2 | 10321.2681
2030-12-15 | 3 | 10247.0427
2030-12-15 | 4 | 10215.6318
2030-12-15 | 5 | 10221.697
2030-12-15 | 6 | 10270.7693
2030-12-15 | 7 | 10488.6739
2030-12-15 | 8 | 10731.9456
2030-12-15 | 9 | 10815.0494
2030-12-15 | 10 | 10886.1636
2030-12-15 | 11 | 10933.5095
2030-12-15 | 12 | 10963.9842
2030-12-15 | 13 | 10746.0541
2030-12-15 | 14 | 10756.866
2030-12-15 | 15 | 10835.4406
2030-12-15 | 16 | 11182.3429
2030-12-15 | 17 | 11527.1792
2030-12-15 | 18 | 11718.0757
2030-12-15 | 19 | 11665.2468
2030-12-15 | 20 | 11576.9374
2030-12-15 | 21 | 11425.3263
2030-12-15 | 22 | 11197.0319
2030-12-15 | 23 | 10899.4035
2030-12-15 | 24 | 10619.9589
2030-12-16 | 1 | 10486.9018
2030-12-16 | 2 | 10389.4951
2030-12-16 | 3 | 10348.8906
2030-12-16 | 4 | 10361.6421
2030-12-16 | 5 | 10531.1195
2030-12-16 | 6 | 10792.7041
2030-12-16 | 7 | 11250.4083
2030-12-16 | 8 | 11626.1491
2030-12-16 | 9 | 11647.5733
2030-12-16 | 10 | 11656.3661
2030-12-16 | 11 | 11732.7466
2030-12-16 | 12 | 11729.1787
2030-12-16 | 13 | 11669.103
2030-12-16 | 14 | 11665.8297
2030-12-16 | 15 | 11653.5439
2030-12-16 | 16 | 11708.9464
2030-12-16 | 17 | 11990.8735
2030-12-16 | 18 | 12099.3091
2030-12-16 | 19 | 12028.014
2030-12-16 | 20 | 11937.8346
2030-12-16 | 21 | 11777.483
2030-12-16 | 22 | 11509.2159
2030-12-16 | 23 | 11139.9076
2030-12-16 | 24 | 10825.4386
2030-12-17 | 1 | 10597.4451
2030-12-17 | 2 | 10486.2431
2030-12-17 | 3 | 10422.4742
2030-12-17 | 4 | 10417.5277
2030-12-17 | 5 | 10493.1629
2030-12-17 | 6 | 10729.1173
2030-12-17 | 7 | 11167.2521
2030-12-17 | 8 | 11606.7273
2030-12-17 | 9 | 11615.2121
2030-12-17 | 10 | 11484.4695
2030-12-17 | 11 | 11589.1561
2030-12-17 | 12 | 11561.9884
2030-12-17 | 13 | 11487.3454
2030-12-17 | 14 | 11377.8993
2030-12-17 | 15 | 11388.2033
2030-12-17 | 16 | 11473.6079
2030-12-17 | 17 | 11779.67
2030-12-17 | 18 | 11852.6354
2030-12-17 | 19 | 11769.6845
2030-12-17 | 20 | 11708.5358
2030-12-17 | 21 | 11536.0101
2030-12-17 | 22 | 11235.4005
2030-12-17 | 23 | 10855.1761
2030-12-17 | 24 | 10551.3479
2030-12-18 | 1 | 10322.6774
2030-12-18 | 2 | 10218.3421
2030-12-18 | 3 | 10174.8403
2030-12-18 | 4 | 10175.923
2030-12-18 | 5 | 10305.7126
2030-12-18 | 6 | 10619.0825
2030-12-18 | 7 | 11061.781
2030-12-18 | 8 | 11434.4087
2030-12-18 | 9 | 11443.6695
2030-12-18 | 10 | 11442.5719
2030-12-18 | 11 | 11400.5432
2030-12-18 | 12 | 11434.0097
2030-12-18 | 13 | 11354.4187
2030-12-18 | 14 | 11294.1674
2030-12-18 | 15 | 11188.7819
2030-12-18 | 16 | 11308.9611
2030-12-18 | 17 | 11654.3259
2030-12-18 | 18 | 11685.2379
2030-12-18 | 19 | 11621.8775
2030-12-18 | 20 | 11564.8202
2030-12-18 | 21 | 11397.9544
2030-12-18 | 22 | 11133.6824
2030-12-18 | 23 | 10770.311
2030-12-18 | 24 | 10481.6743
2030-12-19 | 1 | 10275.1026
2030-12-19 | 2 | 10177.6077
2030-12-19 | 3 | 10129.2052
2030-12-19 | 4 | 10141.5496
2030-12-19 | 5 | 10274.9378
2030-12-19 | 6 | 10576.8117
2030-12-19 | 7 | 11032.1669
2030-12-19 | 8 | 11422.3929
2030-12-19 | 9 | 11479.7166
2030-12-19 | 10 | 11370.1249
2030-12-19 | 11 | 11268.8736
2030-12-19 | 12 | 11234.9299
2030-12-19 | 13 | 11396.0395
2030-12-19 | 14 | 11264.0242
2030-12-19 | 15 | 11320.6336
2030-12-19 | 16 | 11463.8193
2030-12-19 | 17 | 11838.088
2030-12-19 | 18 | 11878.7728
2030-12-19 | 19 | 11839.5032
2030-12-19 | 20 | 11692.4133
2030-12-19 | 21 | 11533.4926
2030-12-19 | 22 | 11260.5078
2030-12-19 | 23 | 10935.5443
2030-12-19 | 24 | 10670.9476
2030-12-20 | 1 | 10479.8384
2030-12-20 | 2 | 10386.4005
2030-12-20 | 3 | 10354.8273
2030-12-20 | 4 | 10355.7671
2030-12-20 | 5 | 10486.4208
2030-12-20 | 6 | 10771.491
2030-12-20 | 7 | 11180.0776
2030-12-20 | 8 | 11574.071
2030-12-20 | 9 | 11632.0322
2030-12-20 | 10 | 11474.7347
2030-12-20 | 11 | 11311.2672
2030-12-20 | 12 | 11231.2491
2030-12-20 | 13 | 11189.4131
2030-12-20 | 14 | 11156.3938
2030-12-20 | 15 | 11188.6189
2030-12-20 | 16 | 11306.0236
2030-12-20 | 17 | 11662.8171
2030-12-20 | 18 | 11702.963
2030-12-20 | 19 | 11625.8886
2030-12-20 | 20 | 11553.998
2030-12-20 | 21 | 11407.2753
2030-12-20 | 22 | 11149.9238
2030-12-20 | 23 | 10827.446
2030-12-20 | 24 | 10538.836
2030-12-21 | 1 | 10325.5043
2030-12-21 | 2 | 10199.9779
2030-12-21 | 3 | 10116.3563
2030-12-21 | 4 | 10085.2063
2030-12-21 | 5 | 10100.6904
2030-12-21 | 6 | 10204.509
2030-12-21 | 7 | 10396.6909
2030-12-21 | 8 | 10713.2525
2030-12-21 | 9 | 10833.0484
2030-12-21 | 10 | 10791.4963
2030-12-21 | 11 | 10964.8955
2030-12-21 | 12 | 10690.5597
2030-12-21 | 13 | 10835.0238
2030-12-21 | 14 | 10899.8635
2030-12-21 | 15 | 10924.2794
2030-12-21 | 16 | 10915.6111
2030-12-21 | 17 | 11319.2264
2030-12-21 | 18 | 11450.1907
2030-12-21 | 19 | 11366.8945
2030-12-21 | 20 | 11261.7534
2030-12-21 | 21 | 11114.2869
2030-12-21 | 22 | 10899.2066
2030-12-21 | 23 | 10646.2488
2030-12-21 | 24 | 10410.3878
2030-12-22 | 1 | 10246.4083
2030-12-22 | 2 | 10131.832
2030-12-22 | 3 | 10079.2075
2030-12-22 | 4 | 10064.4718
2030-12-22 | 5 | 10117.4565
2030-12-22 | 6 | 10217.6206
2030-12-22 | 7 | 10416.2114
2030-12-22 | 8 | 10666.3212
2030-12-22 | 9 | 10825.0578
2030-12-22 | 10 | 10763.9398
2030-12-22 | 11 | 10720.7692
2030-12-22 | 12 | 10726.3529
2030-12-22 | 13 | 10858.8571
2030-12-22 | 14 | 10741.1071
2030-12-22 | 15 | 10792.6034
2030-12-22 | 16 | 11003.6461
2030-12-22 | 17 | 11500.6718
2030-12-22 | 18 | 11710.4346
2030-12-22 | 19 | 11660.2306
2030-12-22 | 20 | 11564.7468
2030-12-22 | 21 | 11415.2126
2030-12-22 | 22 | 11196.3786
2030-12-22 | 23 | 10884.1631
2030-12-22 | 24 | 10609.9083
2030-12-23 | 1 | 10521.2999
2030-12-23 | 2 | 10416.5027
2030-12-23 | 3 | 10362.5482
2030-12-23 | 4 | 10326.1423
2030-12-23 | 5 | 10443.8621
2030-12-23 | 6 | 10689.8897
2030-12-23 | 7 | 11095.5708
2030-12-23 | 8 | 11510.8733
2030-12-23 | 9 | 11564.2035
2030-12-23 | 10 | 11574.2737
2030-12-23 | 11 | 11545.3454
2030-12-23 | 12 | 11466.7981
2030-12-23 | 13 | 11411.7105
2030-12-23 | 14 | 11440.6677
2030-12-23 | 15 | 11448.7716
2030-12-23 | 16 | 11537.7516
2030-12-23 | 17 | 11755.9719
2030-12-23 | 18 | 11847.5078
2030-12-23 | 19 | 11769.937
2030-12-23 | 20 | 11686.8657
2030-12-23 | 21 | 11511.6605
2030-12-23 | 22 | 11204.6832
2030-12-23 | 23 | 10838.9188
2030-12-23 | 24 | 10540.7768
2030-12-24 | 1 | 10334.2373
2030-12-24 | 2 | 10197.205
2030-12-24 | 3 | 10116.5986
2030-12-24 | 4 | 10092.6665
2030-12-24 | 5 | 10121.9637
2030-12-24 | 6 | 10174.6648
2030-12-24 | 7 | 10353.2712
2030-12-24 | 8 | 10611.5699
2030-12-24 | 9 | 10734.1549
2030-12-24 | 10 | 10773.0907
2030-12-24 | 11 | 10717.3379
2030-12-24 | 12 | 10749.8291
2030-12-24 | 13 | 10535.204
2030-12-24 | 14 | 10637.2672
2030-12-24 | 15 | 10589.9753
2030-12-24 | 16 | 10789.4294
2030-12-24 | 17 | 11238.749
2030-12-24 | 18 | 11394.0553
2030-12-24 | 19 | 11332.8182
2030-12-24 | 20 | 11276.1006
2030-12-24 | 21 | 11134.4731
2030-12-24 | 22 | 10899.1472
2030-12-24 | 23 | 10564.8998
2030-12-24 | 24 | 10294.7586
2030-12-25 | 1 | 10212.7267
2030-12-25 | 2 | 10088.5015
2030-12-25 | 3 | 9977.7817
2030-12-25 | 4 | 9956.6458
2030-12-25 | 5 | 9978.0549
2030-12-25 | 6 | 10063.9302
2030-12-25 | 7 | 10236.319
2030-12-25 | 8 | 10502.8344
2030-12-25 | 9 | 10613.0982
2030-12-25 | 10 | 10568.7376
2030-12-25 | 11 | 10509.8317
2030-12-25 | 12 | 10624.6701
2030-12-25 | 13 | 10615.143
2030-12-25 | 14 | 10579.3925
2030-12-25 | 15 | 10725.8563
2030-12-25 | 16 | 10852.616
2030-12-25 | 17 | 11186.874
2030-12-25 | 18 | 11355.9747
2030-12-25 | 19 | 11319.0236
2030-12-25 | 20 | 11239.5178
2030-12-25 | 21 | 11090.9714
2030-12-25 | 22 | 10853.9931
2030-12-25 | 23 | 10558.578
2030-12-25 | 24 | 10302.451
2030-12-26 | 1 | 10173.181
2030-12-26 | 2 | 10058.0292
2030-12-26 | 3 | 9997.8898
2030-12-26 | 4 | 9982.5901
2030-12-26 | 5 | 9984.936
2030-12-26 | 6 | 10084.1869
2030-12-26 | 7 | 10271.9179
2030-12-26 | 8 | 10521.2538
2030-12-26 | 9 | 10630.8566
2030-12-26 | 10 | 10589.139
2030-12-26 | 11 | 10510.1285
2030-12-26 | 12 | 10506.9295
2030-12-26 | 13 | 10656.0763
2030-12-26 | 14 | 10609.7897
2030-12-26 | 15 | 10787.3931
2030-12-26 | 16 | 10703.5467
2030-12-26 | 17 | 11158.5902
2030-12-26 | 18 | 11316.1106
2030-12-26 | 19 | 11274.4633
2030-12-26 | 20 | 11235.2523
2030-12-26 | 21 | 11069.3619
2030-12-26 | 22 | 10833.4645
2030-12-26 | 23 | 10499.9111
2030-12-26 | 24 | 10248.8846
2030-12-27 | 1 | 10191.9332
2030-12-27 | 2 | 10083.8777
2030-12-27 | 3 | 10020.6065
2030-12-27 | 4 | 10008.2311
2030-12-27 | 5 | 10054.4118
2030-12-27 | 6 | 10189.5791
2030-12-27 | 7 | 10445.0429
2030-12-27 | 8 | 10712.6521
2030-12-27 | 9 | 10845.225
2030-12-27 | 10 | 10814.3771
2030-12-27 | 11 | 10727.4919
2030-12-27 | 12 | 10701.9721
2030-12-27 | 13 | 10673.4752
2030-12-27 | 14 | 10649.8924
2030-12-27 | 15 | 10695.2946
2030-12-27 | 16 | 10918.0674
2030-12-27 | 17 | 11303.9221
2030-12-27 | 18 | 11493.7762
2030-12-27 | 19 | 11441.5541
2030-12-27 | 20 | 11336.7933
2030-12-27 | 21 | 11183.0988
2030-12-27 | 22 | 10984.7988
2030-12-27 | 23 | 10726.2322
2030-12-27 | 24 | 10476.2017
2030-12-28 | 1 | 10341.3116
2030-12-28 | 2 | 10219.5453
2030-12-28 | 3 | 10151.5125
2030-12-28 | 4 | 10113.8261
2030-12-28 | 5 | 10133.9806
2030-12-28 | 6 | 10216.7827
2030-12-28 | 7 | 10422.5017
2030-12-28 | 8 | 10752.4653
2030-12-28 | 9 | 10896.5529
2030-12-28 | 10 | 10961.9354
2030-12-28 | 11 | 10933.4621
2030-12-28 | 12 | 10843.2514
2030-12-28 | 13 | 10669.0728
2030-12-28 | 14 | 10626.183
2030-12-28 | 15 | 10657.7517
2030-12-28 | 16 | 10805.2026
2030-12-28 | 17 | 11220.2083
2030-12-28 | 18 | 11368.3326
2030-12-28 | 19 | 11309.4421
2030-12-28 | 20 | 11253.8951
2030-12-28 | 21 | 11129.1443
2030-12-28 | 22 | 10919.8116
2030-12-28 | 23 | 10665.7497
2030-12-28 | 24 | 10435.099
2030-12-29 | 1 | 10251.0506
2030-12-29 | 2 | 10160.5507
2030-12-29 | 3 | 10084.0944
2030-12-29 | 4 | 10030.2122
2030-12-29 | 5 | 10066.7102
2030-12-29 | 6 | 10147.2169
2030-12-29 | 7 | 10342.2632
2030-12-29 | 8 | 10600.9756
2030-12-29 | 9 | 10717.3494
2030-12-29 | 10 | 10682.8457
2030-12-29 | 11 | 10757.1714
2030-12-29 | 12 | 10567.4659
2030-12-29 | 13 | 10570.5631
2030-12-29 | 14 | 10554.6588
2030-12-29 | 15 | 10591.9798
2030-12-29 | 16 | 10803.8985
2030-12-29 | 17 | 11304.9319
2030-12-29 | 18 | 11481.6803
2030-12-29 | 19 | 11428.2269
2030-12-29 | 20 | 11343.9084
2030-12-29 | 21 | 11197.986
2030-12-29 | 22 | 10968.2452
2030-12-29 | 23 | 10664.1618
2030-12-29 | 24 | 10394.7612
2030-12-30 | 1 | 10266.2658
2030-12-30 | 2 | 10176.1515
2030-12-30 | 3 | 10140.7896
2030-12-30 | 4 | 10137.2598
2030-12-30 | 5 | 10261.3781
2030-12-30 | 6 | 10576.1755
2030-12-30 | 7 | 10996.9571
2030-12-30 | 8 | 11372.6175
2030-12-30 | 9 | 11389.0512
2030-12-30 | 10 | 11242.0025
2030-12-30 | 11 | 11130.7134
2030-12-30 | 12 | 11070.9117
2030-12-30 | 13 | 11017.343
2030-12-30 | 14 | 10996.0528
2030-12-30 | 15 | 11008.7077
2030-12-30 | 16 | 11173.5348
2030-12-30 | 17 | 11574.195
2030-12-30 | 18 | 11654.8949
2030-12-30 | 19 | 11580.1927
2030-12-30 | 20 | 11479.5409
2030-12-30 | 21 | 11350.3182
2030-12-30 | 22 | 11020.4247
2030-12-30 | 23 | 10656.7135
2030-12-30 | 24 | 10361.299
2030-12-31 | 1 | 10163.8176
2030-12-31 | 2 | 10040.8402
2030-12-31 | 3 | 10015.3262
2030-12-31 | 4 | 9998.1074
2030-12-31 | 5 | 9993.9644
2030-12-31 | 6 | 10122.0965
2030-12-31 | 7 | 10261.4207
2030-12-31 | 8 | 10545.7426
2030-12-31 | 9 | 10672.0589
2030-12-31 | 10 | 10797.7108
2030-12-31 | 11 | 10845.345
2030-12-31 | 12 | 10862.8392
2030-12-31 | 13 | 10853.4264
2030-12-31 | 14 | 10843.3252
2030-12-31 | 15 | 10860.2342
2030-12-31 | 16 | 10957.9224
2030-12-31 | 17 | 11231.5841
2030-12-31 | 18 | 11462.0477
2030-12-31 | 19 | 11403.8183
2030-12-31 | 20 | 11314.4264
2030-12-31 | 21 | 11182.1559
2030-12-31 | 22 | 10951.924
2030-12-31 | 23 | 10635.9118
2030-12-31 | 24 | 10367.0175
2031-01-01 | 1 | 10510.742
2031-01-01 | 2 | 10349.6683
2031-01-01 | 3 | 10298.0722
2031-01-01 | 4 | 10308.8761
2031-01-01 | 5 | 10376.3851
2031-01-01 | 6 | 10527.4634
2031-01-01 | 7 | 10672.6196
2031-01-01 | 8 | 10886.7951
2031-01-01 | 9 | 10999.2744
2031-01-01 | 10 | 11079.8075
2031-01-01 | 11 | 11078.1773
2031-01-01 | 12 | 10856.9517
2031-01-01 | 13 | 10839.0758
2031-01-01 | 14 | 11193.9299
2031-01-01 | 15 | 11203.4527
2031-01-01 | 16 | 11288.7623
2031-01-01 | 17 | 11595.7873
2031-01-01 | 18 | 11819.3733
2031-01-01 | 19 | 11777.5555
2031-01-01 | 20 | 11695.6166
2031-01-01 | 21 | 11567.1971
2031-01-01 | 22 | 11339.5415
2031-01-01 | 23 | 11023.7159
2031-01-01 | 24 | 10751.7892
2031-01-02 | 1 | 10669.7098
2031-01-02 | 2 | 10566.5038
2031-01-02 | 3 | 10478.312
2031-01-02 | 4 | 10396.0986
2031-01-02 | 5 | 10396.9998
2031-01-02 | 6 | 10410.8021
2031-01-02 | 7 | 10615.5397
2031-01-02 | 8 | 10968.301
2031-01-02 | 9 | 11131.4332
2031-01-02 | 10 | 11172.4131
2031-01-02 | 11 | 11254.9613
2031-01-02 | 12 | 10889.8757
2031-01-02 | 13 | 10864.9888
2031-01-02 | 14 | 11230.1731
2031-01-02 | 15 | 11200.0796
2031-01-02 | 16 | 11274.5288
2031-01-02 | 17 | 11532.3845
2031-01-02 | 18 | 11774.4861
2031-01-02 | 19 | 11730.6465
2031-01-02 | 20 | 11638.1255
2031-01-02 | 21 | 11500.1202
2031-01-02 | 22 | 11302.8491
2031-01-02 | 23 | 11006.8881
2031-01-02 | 24 | 10733.5745
2031-01-03 | 1 | 10586.4918
2031-01-03 | 2 | 10482.5316
2031-01-03 | 3 | 10432.2796
2031-01-03 | 4 | 10453.5905
2031-01-03 | 5 | 10555.3229
2031-01-03 | 6 | 10842.2208
2031-01-03 | 7 | 11317.2253
2031-01-03 | 8 | 11684.3869
2031-01-03 | 9 | 11750.9554
2031-01-03 | 10 | 11609.0094
2031-01-03 | 11 | 11452.6262
2031-01-03 | 12 | 11368.7276
2031-01-03 | 13 | 11723.6349
2031-01-03 | 14 | 11669.8689
2031-01-03 | 15 | 11345.5993
2031-01-03 | 16 | 11453.3785
2031-01-03 | 17 | 11881.1917
2031-01-03 | 18 | 12015.8791
2031-01-03 | 19 | 11925.2569
2031-01-03 | 20 | 11849.3082
2031-01-03 | 21 | 11707.9481
2031-01-03 | 22 | 11434.6666
2031-01-03 | 23 | 11113.3246
2031-01-03 | 24 | 10825.001
2031-01-04 | 1 | 10603.1553
2031-01-04 | 2 | 10473.6906
2031-01-04 | 3 | 10378.3126
2031-01-04 | 4 | 10345.9485
2031-01-04 | 5 | 10350.7023
2031-01-04 | 6 | 10377.4121
2031-01-04 | 7 | 10586.8379
2031-01-04 | 8 | 10912.3096
2031-01-04 | 9 | 11064.2399
2031-01-04 | 10 | 11159.0067
2031-01-04 | 11 | 11169.6016
2031-01-04 | 12 | 11188.8729
2031-01-04 | 13 | 11132.3992
2031-01-04 | 14 | 10951.8707
2031-01-04 | 15 | 11097.6002
2031-01-04 | 16 | 11169.5572
2031-01-04 | 17 | 11396.8898
2031-01-04 | 18 | 11575.8468
2031-01-04 | 19 | 11501.9445
2031-01-04 | 20 | 11416.3447
2031-01-04 | 21 | 11286.2226
2031-01-04 | 22 | 11095.5914
2031-01-04 | 23 | 10835.7518
2031-01-04 | 24 | 10582.3601
2031-01-05 | 1 | 10370.5631
2031-01-05 | 2 | 10225.3271
2031-01-05 | 3 | 10141.0967
2031-01-05 | 4 | 10106.5995
2031-01-05 | 5 | 10116.4785
2031-01-05 | 6 | 10152.8184
2031-01-05 | 7 | 10312.0004
2031-01-05 | 8 | 10615.782
2031-01-05 | 9 | 10740.6466
2031-01-05 | 10 | 10765.9904
2031-01-05 | 11 | 10806.4034
2031-01-05 | 12 | 10938.6906
2031-01-05 | 13 | 10952.1939
2031-01-05 | 14 | 10946.6999
2031-01-05 | 15 | 10963.3207
2031-01-05 | 16 | 11044.0878
2031-01-05 | 17 | 11288.5733
2031-01-05 | 18 | 11452.1113
2031-01-05 | 19 | 11408.1725
2031-01-05 | 20 | 11359.7692
2031-01-05 | 21 | 11228.6536
2031-01-05 | 22 | 10970.4971
2031-01-05 | 23 | 10660.7916
2031-01-05 | 24 | 10374.7774
2031-01-06 | 1 | 10232.0072
2031-01-06 | 2 | 10127.1415
2031-01-06 | 3 | 10071.7876
2031-01-06 | 4 | 10085.389
2031-01-06 | 5 | 10217.0601
2031-01-06 | 6 | 10514.9581
2031-01-06 | 7 | 10924.7522
2031-01-06 | 8 | 11315.8199
2031-01-06 | 9 | 11353.1981
2031-01-06 | 10 | 11361.8082
2031-01-06 | 11 | 11313.9706
2031-01-06 | 12 | 11355.1936
2031-01-06 | 13 | 10980.952
2031-01-06 | 14 | 11364.7603
2031-01-06 | 15 | 11247.7236
2031-01-06 | 16 | 11488.3626
2031-01-06 | 17 | 11657.997
2031-01-06 | 18 | 11800.8069
2031-01-06 | 19 | 11708.9337
2031-01-06 | 20 | 11624.9461
2031-01-06 | 21 | 11443.4607
2031-01-06 | 22 | 11128.3027
2031-01-06 | 23 | 10766.3144
2031-01-06 | 24 | 10470.4809
2031-01-07 | 1 | 10269.2649
2031-01-07 | 2 | 10181.471
2031-01-07 | 3 | 10141.749
2031-01-07 | 4 | 10161.6453
2031-01-07 | 5 | 10305.3203
2031-01-07 | 6 | 10641.5593
2031-01-07 | 7 | 11116.8015
2031-01-07 | 8 | 11478.0551
2031-01-07 | 9 | 11469.1269
2031-01-07 | 10 | 11482.4497
2031-01-07 | 11 | 11512.1174
2031-01-07 | 12 | 11463.0353
2031-01-07 | 13 | 11492.2816
2031-01-07 | 14 | 11493.375
2031-01-07 | 15 | 11503.3885
2031-01-07 | 16 | 11540.0251
2031-01-07 | 17 | 11718.2867
2031-01-07 | 18 | 11844.0565
2031-01-07 | 19 | 11776.1097
2031-01-07 | 20 | 11688.1989
2031-01-07 | 21 | 11523.9331
2031-01-07 | 22 | 11221.3844
2031-01-07 | 23 | 10860.364
2031-01-07 | 24 | 10558.4819
2031-01-08 | 1 | 10338.8838
2031-01-08 | 2 | 10233.7701
2031-01-08 | 3 | 10175.794
2031-01-08 | 4 | 10200.4973
2031-01-08 | 5 | 10350.5413
2031-01-08 | 6 | 10642.3654
2031-01-08 | 7 | 11122.8162
2031-01-08 | 8 | 11507.369
2031-01-08 | 9 | 11513.2162
2031-01-08 | 10 | 11532.5993
2031-01-08 | 11 | 11408.7363
2031-01-08 | 12 | 11510.5912
2031-01-08 | 13 | 11666.7688
2031-01-08 | 14 | 11653.5125
2031-01-08 | 15 | 11690.8788
2031-01-08 | 16 | 11750.4282
2031-01-08 | 17 | 11910.7449
2031-01-08 | 18 | 12096.5632
2031-01-08 | 19 | 12016.6816
2031-01-08 | 20 | 11959.2995
2031-01-08 | 21 | 11761.3128
2031-01-08 | 22 | 11488.8622
2031-01-08 | 23 | 11124.254
2031-01-08 | 24 | 10819.3807
2031-01-09 | 1 | 10650.1247
2031-01-09 | 2 | 10538.9218
2031-01-09 | 3 | 10500.2851
2031-01-09 | 4 | 10506.4961
2031-01-09 | 5 | 10620.135
2031-01-09 | 6 | 10897.2728
2031-01-09 | 7 | 11334.632
2031-01-09 | 8 | 11736.8817
2031-01-09 | 9 | 11772.915
2031-01-09 | 10 | 11843.1822
2031-01-09 | 11 | 11864.5933
2031-01-09 | 12 | 11862.2474
2031-01-09 | 13 | 11743.8584
2031-01-09 | 14 | 11784.7479
2031-01-09 | 15 | 11722.8075
2031-01-09 | 16 | 11780.2409
2031-01-09 | 17 | 11979.0517
2031-01-09 | 18 | 12246.8535
2031-01-09 | 19 | 12162.4925
2031-01-09 | 20 | 12051.7872
2031-01-09 | 21 | 11923.652
2031-01-09 | 22 | 11705.5512
2031-01-09 | 23 | 11390.1298
2031-01-09 | 24 | 11072.1925
2031-01-10 | 1 | 10840.8469
2031-01-10 | 2 | 10718.5051
2031-01-10 | 3 | 10657.1135
2031-01-10 | 4 | 10642.9786
2031-01-10 | 5 | 10736.3938
2031-01-10 | 6 | 10940.2889
2031-01-10 | 7 | 11347.5282
2031-01-10 | 8 | 11782.563
2031-01-10 | 9 | 11845.5982
2031-01-10 | 10 | 11851.1988
2031-01-10 | 11 | 11793.0124
2031-01-10 | 12 | 11805.9984
2031-01-10 | 13 | 11509.0459
2031-01-10 | 14 | 11497.1351
2031-01-10 | 15 | 11837.6604
2031-01-10 | 16 | 11820.8881
2031-01-10 | 17 | 12004.7369
2031-01-10 | 18 | 12357.2818
2031-01-10 | 19 | 12293.7689
2031-01-10 | 20 | 12181.2092
2031-01-10 | 21 | 12066.486
2031-01-10 | 22 | 11863.4488
2031-01-10 | 23 | 11545.9512
2031-01-10 | 24 | 11230.5653
2031-01-11 | 1 | 10991.9318
2031-01-11 | 2 | 10862.1041
2031-01-11 | 3 | 10780.1156
2031-01-11 | 4 | 10739.6901
2031-01-11 | 5 | 10744.6009
2031-01-11 | 6 | 10731.4787
2031-01-11 | 7 | 10908.6252
2031-01-11 | 8 | 11237.272
2031-01-11 | 9 | 11413.4229
2031-01-11 | 10 | 11328.1688
2031-01-11 | 11 | 11229.0531
2031-01-11 | 12 | 11201.2899
2031-01-11 | 13 | 11151.6743
2031-01-11 | 14 | 11109.6344
2031-01-11 | 15 | 11054.6949
2031-01-11 | 16 | 11215.4409
2031-01-11 | 17 | 11716.1524
2031-01-11 | 18 | 12029.2543
2031-01-11 | 19 | 11962.8481
2031-01-11 | 20 | 11849.3893
2031-01-11 | 21 | 11781.7157
2031-01-11 | 22 | 11662.0864
2031-01-11 | 23 | 11437.6263
2031-01-11 | 24 | 11176.0671
2031-01-12 | 1 | 10965.035
2031-01-12 | 2 | 10861.4517
2031-01-12 | 3 | 10762.809
2031-01-12 | 4 | 10714.8545
2031-01-12 | 5 | 10663.6903
2031-01-12 | 6 | 10590.8083
2031-01-12 | 7 | 10660.1017
2031-01-12 | 8 | 11007.1509
2031-01-12 | 9 | 11163.1857
2031-01-12 | 10 | 11262.3271
2031-01-12 | 11 | 11230.4111
2031-01-12 | 12 | 11430.7797
2031-01-12 | 13 | 11432.0532
2031-01-12 | 14 | 11067.7601
2031-01-12 | 15 | 11088.1517
2031-01-12 | 16 | 11505.129
2031-01-12 | 17 | 11700.8429
2031-01-12 | 18 | 12156.2912
2031-01-12 | 19 | 12091.6527
2031-01-12 | 20 | 11967.0786
2031-01-12 | 21 | 11880.575
2031-01-12 | 22 | 11732.4984
2031-01-12 | 23 | 11487.8329
2031-01-12 | 24 | 11189.13
2031-01-13 | 1 | 10970.0898
2031-01-13 | 2 | 10841.436
2031-01-13 | 3 | 10772.8573
2031-01-13 | 4 | 10766.8891
2031-01-13 | 5 | 10836.7353
2031-01-13 | 6 | 11009.2635
2031-01-13 | 7 | 11392.3975
2031-01-13 | 8 | 11835.1707
2031-01-13 | 9 | 11909.7031
2031-01-13 | 10 | 11891.6607
2031-01-13 | 11 | 11682.6113
2031-01-13 | 12 | 11610.4994
2031-01-13 | 13 | 11950.3083
2031-01-13 | 14 | 11578.9011
2031-01-13 | 15 | 11609.0269
2031-01-13 | 16 | 11993.6642
2031-01-13 | 17 | 12129.8833
2031-01-13 | 18 | 12489.9296
2031-01-13 | 19 | 12408.7495
2031-01-13 | 20 | 12307.6314
2031-01-13 | 21 | 12186.9753
2031-01-13 | 22 | 11979.5618
2031-01-13 | 23 | 11628.1304
2031-01-13 | 24 | 11298.192
2031-01-14 | 1 | 11030.1282
2031-01-14 | 2 | 10903.6821
2031-01-14 | 3 | 10829.8686
2031-01-14 | 4 | 10814.3475
2031-01-14 | 5 | 10880.6271
2031-01-14 | 6 | 11044.4143
2031-01-14 | 7 | 11415.2882
2031-01-14 | 8 | 11855.6539
2031-01-14 | 9 | 11937.6412
2031-01-14 | 10 | 11968.4893
2031-01-14 | 11 | 12007.2429
2031-01-14 | 12 | 12018.259
2031-01-14 | 13 | 11953.3642
2031-01-14 | 14 | 12006.9226
2031-01-14 | 15 | 11984.9951
2031-01-14 | 16 | 12022.5316
2031-01-14 | 17 | 12211.2218
2031-01-14 | 18 | 12547.8723
2031-01-14 | 19 | 12436.1662
2031-01-14 | 20 | 12322.8977
2031-01-14 | 21 | 12227.5594
2031-01-14 | 22 | 12037.3197
2031-01-14 | 23 | 11694.4847
2031-01-14 | 24 | 11387.2564
2031-01-15 | 1 | 11111.0551
2031-01-15 | 2 | 10977.915
2031-01-15 | 3 | 10897.5233
2031-01-15 | 4 | 10838.8539
2031-01-15 | 5 | 10891.4552
2031-01-15 | 6 | 11030.1024
2031-01-15 | 7 | 11385.7033
2031-01-15 | 8 | 11837.2403
2031-01-15 | 9 | 11937.4381
2031-01-15 | 10 | 11962.4646
2031-01-15 | 11 | 11999.4508
2031-01-15 | 12 | 11908.3743
2031-01-15 | 13 | 11606.4036
2031-01-15 | 14 | 11584.7421
2031-01-15 | 15 | 11578.3664
2031-01-15 | 16 | 11974.4363
2031-01-15 | 17 | 12162.5596
2031-01-15 | 18 | 12479.1663
2031-01-15 | 19 | 12389.4366
2031-01-15 | 20 | 12282.6273
2031-01-15 | 21 | 12179.2581
2031-01-15 | 22 | 11979.4004
2031-01-15 | 23 | 11634.5749
2031-01-15 | 24 | 11284.994
2031-01-16 | 1 | 11058.9864
2031-01-16 | 2 | 10930.065
2031-01-16 | 3 | 10806.8612
2031-01-16 | 4 | 10764.5825
2031-01-16 | 5 | 10788.8869
2031-01-16 | 6 | 10873.3801
2031-01-16 | 7 | 11241.4393
2031-01-16 | 8 | 11755.083
2031-01-16 | 9 | 11871.5773
2031-01-16 | 10 | 11896.7582
2031-01-16 | 11 | 11944.9651
2031-01-16 | 12 | 11739.7331
2031-01-16 | 13 | 11881.9637
2031-01-16 | 14 | 11955.4094
2031-01-16 | 15 | 11924.6815
2031-01-16 | 16 | 11947.4954
2031-01-16 | 17 | 12116.9666
2031-01-16 | 18 | 12436.9765
2031-01-16 | 19 | 12338.8823
2031-01-16 | 20 | 12224.5388
2031-01-16 | 21 | 12127.3658
2031-01-16 | 22 | 11955.3443
2031-01-16 | 23 | 11659.1922
2031-01-16 | 24 | 11327.4385
2031-01-17 | 1 | 11074.9523
2031-01-17 | 2 | 10940.3723
2031-01-17 | 3 | 10863.9281
2031-01-17 | 4 | 10847.3686
2031-01-17 | 5 | 10915.1466
2031-01-17 | 6 | 11100.0562
2031-01-17 | 7 | 11467.3813
2031-01-17 | 8 | 11885.1942
2031-01-17 | 9 | 11982.1533
2031-01-17 | 10 | 11994.5451
2031-01-17 | 11 | 11950.5144
2031-01-17 | 12 | 11991.0675
2031-01-17 | 13 | 11969.1592
2031-01-17 | 14 | 11560.3455
2031-01-17 | 15 | 11536.5832
2031-01-17 | 16 | 11922.618
2031-01-17 | 17 | 12078.4283
2031-01-17 | 18 | 12356.7231
2031-01-17 | 19 | 12269.968
2031-01-17 | 20 | 12156.7225
2031-01-17 | 21 | 12061.5867
2031-01-17 | 22 | 11861.4403
2031-01-17 | 23 | 11570.2543
2031-01-17 | 24 | 11229.2683
2031-01-18 | 1 | 10973.2194
2031-01-18 | 2 | 10820.7434
2031-01-18 | 3 | 10704.4288
2031-01-18 | 4 | 10636.9473
2031-01-18 | 5 | 10571.7219
2031-01-18 | 6 | 10474.7012
2031-01-18 | 7 | 10639.577
2031-01-18 | 8 | 11055.6622
2031-01-18 | 9 | 11253.6103
2031-01-18 | 10 | 11118.5973
2031-01-18 | 11 | 11058.4312
2031-01-18 | 12 | 11034.8518
2031-01-18 | 13 | 10996.2457
2031-01-18 | 14 | 10959.2563
2031-01-18 | 15 | 10928.2358
2031-01-18 | 16 | 11366.1633
2031-01-18 | 17 | 11544.7726
2031-01-18 | 18 | 11910.8254
2031-01-18 | 19 | 11913.0826
2031-01-18 | 20 | 11808.149
2031-01-18 | 21 | 11701.3541
2031-01-18 | 22 | 11556.5512
2031-01-18 | 23 | 11321.8041
2031-01-18 | 24 | 11039.1203
2031-01-19 | 1 | 10817.2793
2031-01-19 | 2 | 10644.5991
2031-01-19 | 3 | 10531.911
2031-01-19 | 4 | 10476.7832
2031-01-19 | 5 | 10471.6171
2031-01-19 | 6 | 10419.6253
2031-01-19 | 7 | 10531.3996
2031-01-19 | 8 | 10864.0074
2031-01-19 | 9 | 11026.3301
2031-01-19 | 10 | 11106.7727
2031-01-19 | 11 | 11200.4751
2031-01-19 | 12 | 10889.5551
2031-01-19 | 13 | 10913.2064
2031-01-19 | 14 | 10910.801
2031-01-19 | 15 | 11048.3862
2031-01-19 | 16 | 11337.4164
2031-01-19 | 17 | 11603.5079
2031-01-19 | 18 | 11981.2936
2031-01-19 | 19 | 11951.509
2031-01-19 | 20 | 11842.653
2031-01-19 | 21 | 11713.8846
2031-01-19 | 22 | 11510.365
2031-01-19 | 23 | 11199.2923
2031-01-19 | 24 | 10907.02
2031-01-20 | 1 | 10748.6492
2031-01-20 | 2 | 10631.7917
2031-01-20 | 3 | 10569.29
2031-01-20 | 4 | 10547.1078
2031-01-20 | 5 | 10626.3643
2031-01-20 | 6 | 10832.6203
2031-01-20 | 7 | 11236.1638
2031-01-20 | 8 | 11674.9378
2031-01-20 | 9 | 11745.4987
2031-01-20 | 10 | 11716.6699
2031-01-20 | 11 | 11654.5715
2031-01-20 | 12 | 11572.9602
2031-01-20 | 13 | 11687.7134
2031-01-20 | 14 | 11617.2354
2031-01-20 | 15 | 11603.6931
2031-01-20 | 16 | 11633.6594
2031-01-20 | 17 | 11752.116
2031-01-20 | 18 | 11993.7229
2031-01-20 | 19 | 11930.7133
2031-01-20 | 20 | 11858.3452
2031-01-20 | 21 | 11656.8793
2031-01-20 | 22 | 11368.7068
2031-01-20 | 23 | 10999.329
2031-01-20 | 24 | 10691.3731
2031-01-21 | 1 | 10459.7767
2031-01-21 | 2 | 10337.0605
2031-01-21 | 3 | 10311.157
2031-01-21 | 4 | 10266.2738
2031-01-21 | 5 | 10376.1186
2031-01-21 | 6 | 10648.1363
2031-01-21 | 7 | 11103.0372
2031-01-21 | 8 | 11543.0306
2031-01-21 | 9 | 11548.1054
2031-01-21 | 10 | 11446.2158
2031-01-21 | 11 | 11423.2503
2031-01-21 | 12 | 11448.2869
2031-01-21 | 13 | 11502.2045
2031-01-21 | 14 | 11514.5261
2031-01-21 | 15 | 11529.2159
2031-01-21 | 16 | 11584.1032
2031-01-21 | 17 | 11688.7383
2031-01-21 | 18 | 11905.9026
2031-01-21 | 19 | 11814.3073
2031-01-21 | 20 | 11716.514
2031-01-21 | 21 | 11548.3389
2031-01-21 | 22 | 11246.3814
2031-01-21 | 23 | 10881.498
2031-01-21 | 24 | 10584.0741
2031-01-22 | 1 | 10365.0892
2031-01-22 | 2 | 10258.7915
2031-01-22 | 3 | 10207.6029
2031-01-22 | 4 | 10219.8904
2031-01-22 | 5 | 10335.509
2031-01-22 | 6 | 10611.8135
2031-01-22 | 7 | 11092.3814
2031-01-22 | 8 | 11473.8664
2031-01-22 | 9 | 11524.3596
2031-01-22 | 10 | 11288.2043
2031-01-22 | 11 | 11169.635
2031-01-22 | 12 | 11090.7532
2031-01-22 | 13 | 11074.1332
2031-01-22 | 14 | 11274.0416
2031-01-22 | 15 | 11214.2455
2031-01-22 | 16 | 11408.605
2031-01-22 | 17 | 11546.8114
2031-01-22 | 18 | 11760.2593
2031-01-22 | 19 | 11692.6232
2031-01-22 | 20 | 11633.7937
2031-01-22 | 21 | 11449.1397
2031-01-22 | 22 | 11135.9766
2031-01-22 | 23 | 10763.273
2031-01-22 | 24 | 10470.2469
2031-01-23 | 1 | 10307.4779
2031-01-23 | 2 | 10169.9033
2031-01-23 | 3 | 10101.5031
2031-01-23 | 4 | 10096.2235
2031-01-23 | 5 | 10201.7215
2031-01-23 | 6 | 10485.6992
2031-01-23 | 7 | 10915.8255
2031-01-23 | 8 | 11305.7652
2031-01-23 | 9 | 11353.1901
2031-01-23 | 10 | 11096.5968
2031-01-23 | 11 | 10974.8972
2031-01-23 | 12 | 11040.4686
2031-01-23 | 13 | 11314.1881
2031-01-23 | 14 | 11366.1292
2031-01-23 | 15 | 10934.2337
2031-01-23 | 16 | 11099.6452
2031-01-23 | 17 | 11336.491
2031-01-23 | 18 | 11672.4266
2031-01-23 | 19 | 11631.1977
2031-01-23 | 20 | 11534.1949
2031-01-23 | 21 | 11363.3872
2031-01-23 | 22 | 11096.2721
2031-01-23 | 23 | 10775.9532
2031-01-23 | 24 | 10495.562
2031-01-24 | 1 | 10295.1953
2031-01-24 | 2 | 10202.3796
2031-01-24 | 3 | 10175.2343
2031-01-24 | 4 | 10160.4754
2031-01-24 | 5 | 10315.7123
2031-01-24 | 6 | 10618.2819
2031-01-24 | 7 | 11087.4776
2031-01-24 | 8 | 11452.5477
2031-01-24 | 9 | 11527.7907
2031-01-24 | 10 | 11470.8127
2031-01-24 | 11 | 11462.741
2031-01-24 | 12 | 11422.2028
2031-01-24 | 13 | 11366.6124
2031-01-24 | 14 | 11370.4338
2031-01-24 | 15 | 11338.8757
2031-01-24 | 16 | 11359.0388
2031-01-24 | 17 | 11419.2672
2031-01-24 | 18 | 11608.5393
2031-01-24 | 19 | 11577.4665
2031-01-24 | 20 | 11520.6864
2031-01-24 | 21 | 11374.5816
2031-01-24 | 22 | 11113.8555
2031-01-24 | 23 | 10807.5547
2031-01-24 | 24 | 10529.0662
2031-01-25 | 1 | 10317.7154
2031-01-25 | 2 | 10191.681
2031-01-25 | 3 | 10143.8924
2031-01-25 | 4 | 10079.4198
2031-01-25 | 5 | 10114.4069
2031-01-25 | 6 | 10218.0835
2031-01-25 | 7 | 10458.9336
2031-01-25 | 8 | 10740.7926
2031-01-25 | 9 | 10906.9857
2031-01-25 | 10 | 10915.5651
2031-01-25 | 11 | 10692.7839
2031-01-25 | 12 | 10624.223
2031-01-25 | 13 | 10570.9659
2031-01-25 | 14 | 10528.2855
2031-01-25 | 15 | 10499.366
2031-01-25 | 16 | 10642.0815
2031-01-25 | 17 | 10932.1061
2031-01-25 | 18 | 11323.2447
2031-01-25 | 19 | 11295.8406
2031-01-25 | 20 | 11229.2595
2031-01-25 | 21 | 11070.5226
2031-01-25 | 22 | 10886.1762
2031-01-25 | 23 | 10628.8143
2031-01-25 | 24 | 10429.0828
2031-01-26 | 1 | 10201.6478
2031-01-26 | 2 | 10057.231
2031-01-26 | 3 | 9981.9349
2031-01-26 | 4 | 9963.4563
2031-01-26 | 5 | 9972.2085
2031-01-26 | 6 | 10033.9241
2031-01-26 | 7 | 10168.0372
2031-01-26 | 8 | 10443.6051
2031-01-26 | 9 | 10586.418
2031-01-26 | 10 | 10617.0978
2031-01-26 | 11 | 10495.1712
2031-01-26 | 12 | 10439.98
2031-01-26 | 13 | 10400.6174
2031-01-26 | 14 | 10553.419
2031-01-26 | 15 | 10517.235
2031-01-26 | 16 | 10695.8508
2031-01-26 | 17 | 10853.9815
2031-01-26 | 18 | 11186.2312
2031-01-26 | 19 | 11177.8531
2031-01-26 | 20 | 11117.9305
2031-01-26 | 21 | 10949.0591
2031-01-26 | 22 | 10699.0914
2031-01-26 | 23 | 10395.7692
2031-01-26 | 24 | 10134.8757
2031-01-27 | 1 | 10019.5551
2031-01-27 | 2 | 9914.7744
2031-01-27 | 3 | 9872.8031
2031-01-27 | 4 | 9890.2345
2031-01-27 | 5 | 10034.9762
2031-01-27 | 6 | 10372.5725
2031-01-27 | 7 | 10841.9866
2031-01-27 | 8 | 11226.1811
2031-01-27 | 9 | 11281.752
2031-01-27 | 10 | 11096.092
2031-01-27 | 11 | 10956.7811
2031-01-27 | 12 | 10912.6157
2031-01-27 | 13 | 10907.9059
2031-01-27 | 14 | 10959.1412
2031-01-27 | 15 | 11047.453
2031-01-27 | 16 | 11174.0436
2031-01-27 | 17 | 11203.8126
2031-01-27 | 18 | 11429.333
2031-01-27 | 19 | 11395.8718
2031-01-27 | 20 | 11312.6314
2031-01-27 | 21 | 11106.1681
2031-01-27 | 22 | 10808.963
2031-01-27 | 23 | 10455.549
2031-01-27 | 24 | 10177.0229
2031-01-28 | 1 | 9992.8602
2031-01-28 | 2 | 9952.3777
2031-01-28 | 3 | 9925.5286
2031-01-28 | 4 | 9953.4626
2031-01-28 | 5 | 10151.6286
2031-01-28 | 6 | 10472.5199
2031-01-28 | 7 | 10981.6533
2031-01-28 | 8 | 11328.5189
2031-01-28 | 9 | 11409.5947
2031-01-28 | 10 | 11349.3922
2031-01-28 | 11 | 11396.6664
2031-01-28 | 12 | 11417.0767
2031-01-28 | 13 | 11377.8215
2031-01-28 | 14 | 11442.5039
2031-01-28 | 15 | 11487.5316
2031-01-28 | 16 | 11603.9303
2031-01-28 | 17 | 11711.3498
2031-01-28 | 18 | 11931.5751
2031-01-28 | 19 | 11879.8831
2031-01-28 | 20 | 11791.7485
2031-01-28 | 21 | 11632.995
2031-01-28 | 22 | 11363.0797
2031-01-28 | 23 | 11010.2876
2031-01-28 | 24 | 10729.2165
2031-01-29 | 1 | 10529.4822
2031-01-29 | 2 | 10450.3681
2031-01-29 | 3 | 10417.2588
2031-01-29 | 4 | 10434.3203
2031-01-29 | 5 | 10578.6898
2031-01-29 | 6 | 10897.1814
2031-01-29 | 7 | 11361.7637
2031-01-29 | 8 | 11732.7632
2031-01-29 | 9 | 11891.3884
2031-01-29 | 10 | 11779.3107
2031-01-29 | 11 | 11751.7317
2031-01-29 | 12 | 11941.2443
2031-01-29 | 13 | 11922.1441
2031-01-29 | 14 | 11911.7236
2031-01-29 | 15 | 11925.8307
2031-01-29 | 16 | 11907.981
2031-01-29 | 17 | 12113.7309
2031-01-29 | 18 | 12413.0133
2031-01-29 | 19 | 12339.2431
2031-01-29 | 20 | 12285.6198
2031-01-29 | 21 | 12158.2589
2031-01-29 | 22 | 11889.7185
2031-01-29 | 23 | 11537.1045
2031-01-29 | 24 | 11251.0946
2031-01-30 | 1 | 11058.1305
2031-01-30 | 2 | 10946.3044
2031-01-30 | 3 | 10835.7897
2031-01-30 | 4 | 10836.7458
2031-01-30 | 5 | 10912.9346
2031-01-30 | 6 | 11141.4453
2031-01-30 | 7 | 11514.0976
2031-01-30 | 8 | 11926.7048
2031-01-30 | 9 | 12093.1322
2031-01-30 | 10 | 12075.9323
2031-01-30 | 11 | 12072.4132
2031-01-30 | 12 | 11705.5438
2031-01-30 | 13 | 11641.7813
2031-01-30 | 14 | 11627.2066
2031-01-30 | 15 | 11569.2569
2031-01-30 | 16 | 11642.4835
2031-01-30 | 17 | 11920.7914
2031-01-30 | 18 | 12437.6076
2031-01-30 | 19 | 12429.8651
2031-01-30 | 20 | 12381.3113
2031-01-30 | 21 | 12279.0966
2031-01-30 | 22 | 12147.7668
2031-01-30 | 23 | 11869.9275
2031-01-30 | 24 | 11532.1067
2031-01-31 | 1 | 11254.2929
2031-01-31 | 2 | 11129.6948
2031-01-31 | 3 | 11055.0195
2031-01-31 | 4 | 11040.5302
2031-01-31 | 5 | 11102.0138
2031-01-31 | 6 | 11289.3771
2031-01-31 | 7 | 11586.5215
2031-01-31 | 8 | 11997.3996
2031-01-31 | 9 | 12213.0414
2031-01-31 | 10 | 11989.2972
2031-01-31 | 11 | 11818.4048
2031-01-31 | 12 | 11764.3592
2031-01-31 | 13 | 11658.3098
2031-01-31 | 14 | 11606.1621
2031-01-31 | 15 | 11608.1377
2031-01-31 | 16 | 11575.1521
2031-01-31 | 17 | 11825.8513
2031-01-31 | 18 | 12364.7967
2031-01-31 | 19 | 12359.6256
2031-01-31 | 20 | 12313.336
2031-01-31 | 21 | 12229.9628
2031-01-31 | 22 | 12091.7569
2031-01-31 | 23 | 11817.5641
2031-01-31 | 24 | 11485.4956
2031-02-01 | 1 | 11301.7318
2031-02-01 | 2 | 11140.0616
2031-02-01 | 3 | 11030.0876
2031-02-01 | 4 | 10951.5147
2031-02-01 | 5 | 10895.939
2031-02-01 | 6 | 10771.314
2031-02-01 | 7 | 10896.683
2031-02-01 | 8 | 11306.6793
2031-02-01 | 9 | 11565.6089
2031-02-01 | 10 | 11426.3365
2031-02-01 | 11 | 11165.1061
2031-02-01 | 12 | 11114.7737
2031-02-01 | 13 | 10977.0878
2031-02-01 | 14 | 10887.0322
2031-02-01 | 15 | 10820.9729
2031-02-01 | 16 | 10879.6917
2031-02-01 | 17 | 11146.0164
2031-02-01 | 18 | 11679.0476
2031-02-01 | 19 | 11693.5757
2031-02-01 | 20 | 11629.2846
2031-02-01 | 21 | 11552.3473
2031-02-01 | 22 | 11366.001
2031-02-01 | 23 | 11095.2355
2031-02-01 | 24 | 10839.8683
2031-02-02 | 1 | 10629.9369
2031-02-02 | 2 | 10418.6362
2031-02-02 | 3 | 10299.2581
2031-02-02 | 4 | 10268.2754
2031-02-02 | 5 | 10163.4176
2031-02-02 | 6 | 10074.4402
2031-02-02 | 7 | 10209.7757
2031-02-02 | 8 | 10560.4196
2031-02-02 | 9 | 10770.9553
2031-02-02 | 10 | 10732.2688
2031-02-02 | 11 | 10775.887
2031-02-02 | 12 | 10424.1452
2031-02-02 | 13 | 10764.2998
2031-02-02 | 14 | 10690.1891
2031-02-02 | 15 | 10316.2214
2031-02-02 | 16 | 10461.6177
2031-02-02 | 17 | 10743.5888
2031-02-02 | 18 | 11166.5631
2031-02-02 | 19 | 11228.5317
2031-02-02 | 20 | 11196.7062
2031-02-02 | 21 | 11059.0463
2031-02-02 | 22 | 10879.8248
2031-02-02 | 23 | 10532.7481
2031-02-02 | 24 | 10276.2852
2031-02-03 | 1 | 10143.8697
2031-02-03 | 2 | 10049.8597
2031-02-03 | 3 | 9968.8393
2031-02-03 | 4 | 9964.9426
2031-02-03 | 5 | 10045.7227
2031-02-03 | 6 | 10327.5735
2031-02-03 | 7 | 10777.7857
2031-02-03 | 8 | 11160.132
2031-02-03 | 9 | 11275.1669
2031-02-03 | 10 | 11147.2831
2031-02-03 | 11 | 11134.0598
2031-02-03 | 12 | 11136.7597
2031-02-03 | 13 | 11099.8526
2031-02-03 | 14 | 11101.462
2031-02-03 | 15 | 11109.7635
2031-02-03 | 16 | 11121.9511
2031-02-03 | 17 | 11174.5137
2031-02-03 | 18 | 11293.0673
2031-02-03 | 19 | 11300.8479
2031-02-03 | 20 | 11233.2379
2031-02-03 | 21 | 11087.525
2031-02-03 | 22 | 10778.1531
2031-02-03 | 23 | 10418.7406
2031-02-03 | 24 | 10127.7146
2031-02-04 | 1 | 9912.5003
2031-02-04 | 2 | 9810.9892
2031-02-04 | 3 | 9770.8636
2031-02-04 | 4 | 9802.4765
2031-02-04 | 5 | 9929.9776
2031-02-04 | 6 | 10278.6799
2031-02-04 | 7 | 10741.3305
2031-02-04 | 8 | 11087.922
2031-02-04 | 9 | 11197.5395
2031-02-04 | 10 | 11067.2027
2031-02-04 | 11 | 10751.6802
2031-02-04 | 12 | 10722.1585
2031-02-04 | 13 | 10670.3548
2031-02-04 | 14 | 10652.07
2031-02-04 | 15 | 11031.903
2031-02-04 | 16 | 11098.9312
2031-02-04 | 17 | 11155.0917
2031-02-04 | 18 | 11276.5058
2031-02-04 | 19 | 11308.5018
2031-02-04 | 20 | 11221.5472
2031-02-04 | 21 | 11079.5377
2031-02-04 | 22 | 10780.9965
2031-02-04 | 23 | 10439.6545
2031-02-04 | 24 | 10171.9889
2031-02-05 | 1 | 9988.8703
2031-02-05 | 2 | 9905.2162
2031-02-05 | 3 | 9895.0114
2031-02-05 | 4 | 9884.7673
2031-02-05 | 5 | 10051.1099
2031-02-05 | 6 | 10384.3352
2031-02-05 | 7 | 10862.7221
2031-02-05 | 8 | 11206.3485
2031-02-05 | 9 | 11323.2421
2031-02-05 | 10 | 11209.2155
2031-02-05 | 11 | 11127.2051
2031-02-05 | 12 | 11128.8239
2031-02-05 | 13 | 11159.5723
2031-02-05 | 14 | 11343.9034
2031-02-05 | 15 | 11389.0185
2031-02-05 | 16 | 11458.5361
2031-02-05 | 17 | 11552.3455
2031-02-05 | 18 | 11740.9192
2031-02-05 | 19 | 11741.2355
2031-02-05 | 20 | 11623.2547
2031-02-05 | 21 | 11458.249
2031-02-05 | 22 | 11168.9399
2031-02-05 | 23 | 10838.9246
2031-02-05 | 24 | 10597.0647
2031-02-06 | 1 | 10466.5733
2031-02-06 | 2 | 10380.3483
2031-02-06 | 3 | 10340.3866
2031-02-06 | 4 | 10348.8012
2031-02-06 | 5 | 10521.0877
2031-02-06 | 6 | 10843.2695
2031-02-06 | 7 | 11318.92
2031-02-06 | 8 | 11652.1543
2031-02-06 | 9 | 11819.7343
2031-02-06 | 10 | 11713.1773
2031-02-06 | 11 | 11727.984
2031-02-06 | 12 | 11557.7326
2031-02-06 | 13 | 11402.8164
2031-02-06 | 14 | 11656.4339
2031-02-06 | 15 | 11574.0833
2031-02-06 | 16 | 11599.6498
2031-02-06 | 17 | 11784.645
2031-02-06 | 18 | 12013.3499
2031-02-06 | 19 | 12064.0383
2031-02-06 | 20 | 11983.7039
2031-02-06 | 21 | 11848.9196
2031-02-06 | 22 | 11635.8298
2031-02-06 | 23 | 11329.745
2031-02-06 | 24 | 11019.8634
2031-02-07 | 1 | 10796.7383
2031-02-07 | 2 | 10695.7377
2031-02-07 | 3 | 10623.2006
2031-02-07 | 4 | 10614.4915
2031-02-07 | 5 | 10717.3182
2031-02-07 | 6 | 10944.0029
2031-02-07 | 7 | 11377.3068
2031-02-07 | 8 | 11786.1462
2031-02-07 | 9 | 11988.6962
2031-02-07 | 10 | 11892.2272
2031-02-07 | 11 | 11831.3066
2031-02-07 | 12 | 11509.4326
2031-02-07 | 13 | 11780.7037
2031-02-07 | 14 | 11773.448
2031-02-07 | 15 | 11741.8756
2031-02-07 | 16 | 11757.3319
2031-02-07 | 17 | 11892.7777
2031-02-07 | 18 | 12115.0387
2031-02-07 | 19 | 12166.5676
2031-02-07 | 20 | 12081.5186
2031-02-07 | 21 | 11970.4632
2031-02-07 | 22 | 11775.1396
2031-02-07 | 23 | 11464.1185
2031-02-07 | 24 | 11161.3186
2031-02-08 | 1 | 10940.7504
2031-02-08 | 2 | 10806.1624
2031-02-08 | 3 | 10732.5326
2031-02-08 | 4 | 10723.3171
2031-02-08 | 5 | 10747.6533
2031-02-08 | 6 | 10787.1303
2031-02-08 | 7 | 10886.6531
2031-02-08 | 8 | 11224.2299
2031-02-08 | 9 | 11438.0254
2031-02-08 | 10 | 11215.3938
2031-02-08 | 11 | 11118.3018
2031-02-08 | 12 | 11102.8016
2031-02-08 | 13 | 11030.7451
2031-02-08 | 14 | 10966.8293
2031-02-08 | 15 | 10938.7268
2031-02-08 | 16 | 10986.069
2031-02-08 | 17 | 11253.1266
2031-02-08 | 18 | 11790.095
2031-02-08 | 19 | 11908.1268
2031-02-08 | 20 | 11849.5854
2031-02-08 | 21 | 11735.0237
2031-02-08 | 22 | 11625.5115
2031-02-08 | 23 | 11373.9565
2031-02-08 | 24 | 11086.4852
2031-02-09 | 1 | 10861.4837
2031-02-09 | 2 | 10706.8096
2031-02-09 | 3 | 10613.5296
2031-02-09 | 4 | 10541.2067
2031-02-09 | 5 | 10424.8921
2031-02-09 | 6 | 10365.0756
2031-02-09 | 7 | 10493.1933
2031-02-09 | 8 | 10819.4894
2031-02-09 | 9 | 11109.4372
2031-02-09 | 10 | 11056.9739
2031-02-09 | 11 | 11103.4387
2031-02-09 | 12 | 11094.9851
2031-02-09 | 13 | 10737.2725
2031-02-09 | 14 | 10687.7354
2031-02-09 | 15 | 11039.2609
2031-02-09 | 16 | 11107.5639
2031-02-09 | 17 | 11071.0026
2031-02-09 | 18 | 11520.3243
2031-02-09 | 19 | 11562.3462
2031-02-09 | 20 | 11498.6297
2031-02-09 | 21 | 11378.3526
2031-02-09 | 22 | 11155.4725
2031-02-09 | 23 | 10872.5366
2031-02-09 | 24 | 10551.1318
2031-02-10 | 1 | 10404.2053
2031-02-10 | 2 | 10311.7358
2031-02-10 | 3 | 10257.4283
2031-02-10 | 4 | 10253.0579
2031-02-10 | 5 | 10317.5796
2031-02-10 | 6 | 10587.2688
2031-02-10 | 7 | 10998.1939
2031-02-10 | 8 | 11325.9013
2031-02-10 | 9 | 11485.8991
2031-02-10 | 10 | 11374.3022
2031-02-10 | 11 | 11357.4434
2031-02-10 | 12 | 11342.4024
2031-02-10 | 13 | 11328.9736
2031-02-10 | 14 | 11218.7342
2031-02-10 | 15 | 11295.3789
2031-02-10 | 16 | 11251.4172
2031-02-10 | 17 | 11361.1593
2031-02-10 | 18 | 11466.6977
2031-02-10 | 19 | 11506.7529
2031-02-10 | 20 | 11439.4581
2031-02-10 | 21 | 11282.7613
2031-02-10 | 22 | 10982.0936
2031-02-10 | 23 | 10591.6214
2031-02-10 | 24 | 10295.4795
2031-02-11 | 1 | 10096.07
2031-02-11 | 2 | 9989.8073
2031-02-11 | 3 | 9953.372
2031-02-11 | 4 | 10018.3184
2031-02-11 | 5 | 10145.5278
2031-02-11 | 6 | 10448.8826
2031-02-11 | 7 | 10884.629
2031-02-11 | 8 | 11160.7071
2031-02-11 | 9 | 11281.9233
2031-02-11 | 10 | 11221.468
2031-02-11 | 11 | 11104.7823
2031-02-11 | 12 | 11232.0297
2031-02-11 | 13 | 11168.4436
2031-02-11 | 14 | 11177.4294
2031-02-11 | 15 | 11218.2267
2031-02-11 | 16 | 11266.7519
2031-02-11 | 17 | 11337.0039
2031-02-11 | 18 | 11417.8252
2031-02-11 | 19 | 11457.5883
2031-02-11 | 20 | 11385.533
2031-02-11 | 21 | 11213.1059
2031-02-11 | 22 | 10900.887
2031-02-11 | 23 | 10527.7397
2031-02-11 | 24 | 10279.748
2031-02-12 | 1 | 10113.5779
2031-02-12 | 2 | 10018.364
2031-02-12 | 3 | 9982.9413
2031-02-12 | 4 | 10014.3352
2031-02-12 | 5 | 10176.8185
2031-02-12 | 6 | 10513.8817
2031-02-12 | 7 | 10984.2137
2031-02-12 | 8 | 11178.1574
2031-02-12 | 9 | 11254.0816
2031-02-12 | 10 | 11062.6971
2031-02-12 | 11 | 11294.3812
2031-02-12 | 12 | 11036.9077
2031-02-12 | 13 | 11059.4932
2031-02-12 | 14 | 10849.7592
2031-02-12 | 15 | 11045.0118
2031-02-12 | 16 | 11217.0454
2031-02-12 | 17 | 11193.3023
2031-02-12 | 18 | 11397.538
2031-02-12 | 19 | 11461.5503
2031-02-12 | 20 | 11385.0837
2031-02-12 | 21 | 11203.5056
2031-02-12 | 22 | 10938.0265
2031-02-12 | 23 | 10547.2967
2031-02-12 | 24 | 10311.3606
2031-02-13 | 1 | 10163.209
2031-02-13 | 2 | 10057.8744
2031-02-13 | 3 | 9998.1897
2031-02-13 | 4 | 10003.4916
2031-02-13 | 5 | 10098.4352
2031-02-13 | 6 | 10407.4802
2031-02-13 | 7 | 10929.8291
2031-02-13 | 8 | 11089.0883
2031-02-13 | 9 | 11187.7506
2031-02-13 | 10 | 11085.5851
2031-02-13 | 11 | 10919.0705
2031-02-13 | 12 | 10900.2009
2031-02-13 | 13 | 10868.1113
2031-02-13 | 14 | 10848.7231
2031-02-13 | 15 | 10851.6979
2031-02-13 | 16 | 10946.812
2031-02-13 | 17 | 11080.8762
2031-02-13 | 18 | 11320.6864
2031-02-13 | 19 | 11425.883
2031-02-13 | 20 | 11400.9913
2031-02-13 | 21 | 11236.9123
2031-02-13 | 22 | 10923.7229
2031-02-13 | 23 | 10635.9508
2031-02-13 | 24 | 10360.0482
2031-02-14 | 1 | 10187.0055
2031-02-14 | 2 | 10107.9377
2031-02-14 | 3 | 10120.4788
2031-02-14 | 4 | 10142.9494
2031-02-14 | 5 | 10265.5325
2031-02-14 | 6 | 10512.0463
2031-02-14 | 7 | 11002.0789
2031-02-14 | 8 | 11156.0095
2031-02-14 | 9 | 11343.3003
2031-02-14 | 10 | 11374.6022
2031-02-14 | 11 | 11142.5324
2031-02-14 | 12 | 11229.0278
2031-02-14 | 13 | 11037.7514
2031-02-14 | 14 | 11192.6992
2031-02-14 | 15 | 11102.4579
2031-02-14 | 16 | 11094.6247
2031-02-14 | 17 | 11266.9007
2031-02-14 | 18 | 11381.8446
2031-02-14 | 19 | 11512.5506
2031-02-14 | 20 | 11432.3225
2031-02-14 | 21 | 11273.0965
2031-02-14 | 22 | 11024.3188
2031-02-14 | 23 | 10690.4348
2031-02-14 | 24 | 10429.381
2031-02-15 | 1 | 10209.0636
2031-02-15 | 2 | 10097.5521
2031-02-15 | 3 | 10053.4258
2031-02-15 | 4 | 10060.5368
2031-02-15 | 5 | 10097.6988
2031-02-15 | 6 | 10184.1652
2031-02-15 | 7 | 10421.3365
2031-02-15 | 8 | 10537.9868
2031-02-15 | 9 | 10686.276
2031-02-15 | 10 | 10711.6719
2031-02-15 | 11 | 10686.6828
2031-02-15 | 12 | 10677.418
2031-02-15 | 13 | 10683.3732
2031-02-15 | 14 | 10643.1717
2031-02-15 | 15 | 10706.0513
2031-02-15 | 16 | 10838.9433
2031-02-15 | 17 | 10995.3668
2031-02-15 | 18 | 11345.1361
2031-02-15 | 19 | 11529.9171
2031-02-15 | 20 | 11443.9691
2031-02-15 | 21 | 11316.37
2031-02-15 | 22 | 11151.1186
2031-02-15 | 23 | 10937.7739
2031-02-15 | 24 | 10689.5913
2031-02-16 | 1 | 10489.3419
2031-02-16 | 2 | 10391.3541
2031-02-16 | 3 | 10324.9185
2031-02-16 | 4 | 10303.3279
2031-02-16 | 5 | 10348.0705
2031-02-16 | 6 | 10439.4324
2031-02-16 | 7 | 10635.0618
2031-02-16 | 8 | 10719.9692
2031-02-16 | 9 | 10953.5672
2031-02-16 | 10 | 11085.9121
2031-02-16 | 11 | 11249.3422
2031-02-16 | 12 | 11304.2084
2031-02-16 | 13 | 11352.8405
2031-02-16 | 14 | 11304.4817
2031-02-16 | 15 | 11436.7394
2031-02-16 | 16 | 11532.7265
2031-02-16 | 17 | 11715.148
2031-02-16 | 18 | 11984.9235
2031-02-16 | 19 | 12092.3064
2031-02-16 | 20 | 11999.3974
2031-02-16 | 21 | 11851.2185
2031-02-16 | 22 | 11689.8964
2031-02-16 | 23 | 11371.9742
2031-02-16 | 24 | 11090.2027
2031-02-17 | 1 | 10942.3812
2031-02-17 | 2 | 10800.1367
2031-02-17 | 3 | 10722.4921
2031-02-17 | 4 | 10687.5262
2031-02-17 | 5 | 10694.1141
2031-02-17 | 6 | 10667.0683
2031-02-17 | 7 | 10785.6903
2031-02-17 | 8 | 10919.1495
2031-02-17 | 9 | 11096.7576
2031-02-17 | 10 | 11196.5148
2031-02-17 | 11 | 11256.9131
2031-02-17 | 12 | 11118.4857
2031-02-17 | 13 | 11106.2613
2031-02-17 | 14 | 11086.4534
2031-02-17 | 15 | 11220.7919
2031-02-17 | 16 | 11510.0698
2031-02-17 | 17 | 11712.982
2031-02-17 | 18 | 12037.5171
2031-02-17 | 19 | 12185.9594
2031-02-17 | 20 | 12057.3377
2031-02-17 | 21 | 11970.6874
2031-02-17 | 22 | 11802.3577
2031-02-17 | 23 | 11506.5944
2031-02-17 | 24 | 11194.4553
2031-02-18 | 1 | 11074.6031
2031-02-18 | 2 | 10894.5289
2031-02-18 | 3 | 10818.0251
2031-02-18 | 4 | 10809.4058
2031-02-18 | 5 | 10883.1894
2031-02-18 | 6 | 11099.991
2031-02-18 | 7 | 11483.6127
2031-02-18 | 8 | 11731.29
2031-02-18 | 9 | 11836.9849
2031-02-18 | 10 | 11775.4909
2031-02-18 | 11 | 11655.4487
2031-02-18 | 12 | 11648.8092
2031-02-18 | 13 | 11659.4061
2031-02-18 | 14 | 11636.186
2031-02-18 | 15 | 11609.6397
2031-02-18 | 16 | 11660.1924
2031-02-18 | 17 | 11916.4465
2031-02-18 | 18 | 12294.6011
2031-02-18 | 19 | 12448.2554
2031-02-18 | 20 | 12387.8457
2031-02-18 | 21 | 12276.1493
2031-02-18 | 22 | 12102.5385
2031-02-18 | 23 | 11755.7975
2031-02-18 | 24 | 11483.5756
2031-02-19 | 1 | 11168.2298
2031-02-19 | 2 | 11050.0859
2031-02-19 | 3 | 10989.3667
2031-02-19 | 4 | 10977.7178
2031-02-19 | 5 | 11067.5864
2031-02-19 | 6 | 11342.3276
2031-02-19 | 7 | 11698.0654
2031-02-19 | 8 | 11866.5578
2031-02-19 | 9 | 11896.5993
2031-02-19 | 10 | 11782.8648
2031-02-19 | 11 | 11678.1397
2031-02-19 | 12 | 11641.1997
2031-02-19 | 13 | 11562.2479
2031-02-19 | 14 | 11524.6607
2031-02-19 | 15 | 11489.7735
2031-02-19 | 16 | 11506.5382
2031-02-19 | 17 | 11784.7635
2031-02-19 | 18 | 12114.1097
2031-02-19 | 19 | 12348.2713
2031-02-19 | 20 | 12300.5299
2031-02-19 | 21 | 12160.5543
2031-02-19 | 22 | 11963.2054
2031-02-19 | 23 | 11637.8181
2031-02-19 | 24 | 11319.1033
2031-02-20 | 1 | 11098.8536
2031-02-20 | 2 | 10974.2075
2031-02-20 | 3 | 10889.4782
2031-02-20 | 4 | 10890.6161
2031-02-20 | 5 | 10935.6
2031-02-20 | 6 | 11099.9176
2031-02-20 | 7 | 11448.7358
2031-02-20 | 8 | 11735.604
2031-02-20 | 9 | 11758.2869
2031-02-20 | 10 | 11665.8138
2031-02-20 | 11 | 11586.7108
2031-02-20 | 12 | 11519.4277
2031-02-20 | 13 | 11430.5583
2031-02-20 | 14 | 11373.7975
2031-02-20 | 15 | 11291.6721
2031-02-20 | 16 | 11310.8845
2031-02-20 | 17 | 11556.6821
2031-02-20 | 18 | 11841.2162
2031-02-20 | 19 | 12028.4333
2031-02-20 | 20 | 11965.7985
2031-02-20 | 21 | 11858.4186
2031-02-20 | 22 | 11614.8491
2031-02-20 | 23 | 11302.0998
2031-02-20 | 24 | 10996.8979
2031-02-21 | 1 | 10770.2143
2031-02-21 | 2 | 10640.8766
2031-02-21 | 3 | 10557.8656
2031-02-21 | 4 | 10499.6244
2031-02-21 | 5 | 10563.4659
2031-02-21 | 6 | 10746.5424
2031-02-21 | 7 | 11169.0128
2031-02-21 | 8 | 11447.0675
2031-02-21 | 9 | 11447.6035
2031-02-21 | 10 | 11325.8882
2031-02-21 | 11 | 11258.3041
2031-02-21 | 12 | 11459.5921
2031-02-21 | 13 | 11364.621
2031-02-21 | 14 | 11306.3012
2031-02-21 | 15 | 11354.5635
2031-02-21 | 16 | 11373.4889
2031-02-21 | 17 | 11478.8374
2031-02-21 | 18 | 11457.2521
2031-02-21 | 19 | 11699.556
2031-02-21 | 20 | 11636.0518
2031-02-21 | 21 | 11511.4533
2031-02-21 | 22 | 11261.0541
2031-02-21 | 23 | 10966.9055
2031-02-21 | 24 | 10679.2319
2031-02-22 | 1 | 10459.3915
2031-02-22 | 2 | 10341.7405
2031-02-22 | 3 | 10237.6491
2031-02-22 | 4 | 10219.2759
2031-02-22 | 5 | 10261.4006
2031-02-22 | 6 | 10339.9076
2031-02-22 | 7 | 10567.3475
2031-02-22 | 8 | 10752.2642
2031-02-22 | 9 | 10938.6978
2031-02-22 | 10 | 11103.5829
2031-02-22 | 11 | 10994.3211
2031-02-22 | 12 | 11075.7599
2031-02-22 | 13 | 11142.6702
2031-02-22 | 14 | 11010.8206
2031-02-22 | 15 | 11049.6292
2031-02-22 | 16 | 11105.7167
2031-02-22 | 17 | 11359.0155
2031-02-22 | 18 | 11571.0096
2031-02-22 | 19 | 11738.0283
2031-02-22 | 20 | 11657.5068
2031-02-22 | 21 | 11535.6029
2031-02-22 | 22 | 11382.2887
2031-02-22 | 23 | 11130.667
2031-02-22 | 24 | 10883.83
2031-02-23 | 1 | 10694.604
2031-02-23 | 2 | 10572.6869
2031-02-23 | 3 | 10514.8976
2031-02-23 | 4 | 10480.5643
2031-02-23 | 5 | 10497.3673
2031-02-23 | 6 | 10526.9131
2031-02-23 | 7 | 10651.1215
2031-02-23 | 8 | 10808.8628
2031-02-23 | 9 | 10866.6925
2031-02-23 | 10 | 10988.1401
2031-02-23 | 11 | 11019.3486
2031-02-23 | 12 | 11186.7311
2031-02-23 | 13 | 11007.5046
2031-02-23 | 14 | 11116.3151
2031-02-23 | 15 | 11182.8732
2031-02-23 | 16 | 11251.5279
2031-02-23 | 17 | 11610.0931
2031-02-23 | 18 | 11899.5041
2031-02-23 | 19 | 12054.5201
2031-02-23 | 20 | 11988.3099
2031-02-23 | 21 | 11896.581
2031-02-23 | 22 | 11735.89
2031-02-23 | 23 | 11390.5332
2031-02-23 | 24 | 11109.7529
2031-02-24 | 1 | 10947.028
2031-02-24 | 2 | 10839.3294
2031-02-24 | 3 | 10781.5947
2031-02-24 | 4 | 10789.6889
2031-02-24 | 5 | 10891.5132
2031-02-24 | 6 | 11149.3841
2031-02-24 | 7 | 11551.8849
2031-02-24 | 8 | 11827.8512
2031-02-24 | 9 | 11814.6929
2031-02-24 | 10 | 11852.3257
2031-02-24 | 11 | 11786.673
2031-02-24 | 12 | 11721.0188
2031-02-24 | 13 | 11657.4029
2031-02-24 | 14 | 11625.1586
2031-02-24 | 15 | 11601.2891
2031-02-24 | 16 | 11642.2428
2031-02-24 | 17 | 11876.616
2031-02-24 | 18 | 12271.1053
2031-02-24 | 19 | 12461.1111
2031-02-24 | 20 | 12447.9546
2031-02-24 | 21 | 12334.6099
2031-02-24 | 22 | 12075.4515
2031-02-24 | 23 | 11744.1848
2031-02-24 | 24 | 11429.7384
2031-02-25 | 1 | 11178.1031
2031-02-25 | 2 | 11049.5931
2031-02-25 | 3 | 10983.8526
2031-02-25 | 4 | 10979.4495
2031-02-25 | 5 | 11060.3715
2031-02-25 | 6 | 11246.8472
2031-02-25 | 7 | 11611.8649
2031-02-25 | 8 | 11885.4994
2031-02-25 | 9 | 11835.6353
2031-02-25 | 10 | 11716.8862
2031-02-25 | 11 | 11619.8227
2031-02-25 | 12 | 11590.5627
2031-02-25 | 13 | 11523.0481
2031-02-25 | 14 | 11458.5521
2031-02-25 | 15 | 11417.9738
2031-02-25 | 16 | 11428.5281
2031-02-25 | 17 | 11635.4242
2031-02-25 | 18 | 11879.4591
2031-02-25 | 19 | 12131.8042
2031-02-25 | 20 | 12099.0737
2031-02-25 | 21 | 11997.1443
2031-02-25 | 22 | 11719.3689
2031-02-25 | 23 | 11339.2058
2031-02-25 | 24 | 11008.1771
2031-02-26 | 1 | 10763.3924
2031-02-26 | 2 | 10604.8927
2031-02-26 | 3 | 10508.3455
2031-02-26 | 4 | 10480.7373
2031-02-26 | 5 | 10539.7197
2031-02-26 | 6 | 10662.3848
2031-02-26 | 7 | 11050.4982
2031-02-26 | 8 | 11404.6461
2031-02-26 | 9 | 11467.4135
2031-02-26 | 10 | 11516.8187
2031-02-26 | 11 | 11253.0839
2031-02-26 | 12 | 11306.4379
2031-02-26 | 13 | 11407.827
2031-02-26 | 14 | 11428.4705
2031-02-26 | 15 | 11450.6427
2031-02-26 | 16 | 11403.9192
2031-02-26 | 17 | 11569.3762
2031-02-26 | 18 | 11609.6908
2031-02-26 | 19 | 11776.0876
2031-02-26 | 20 | 11704.4545
2031-02-26 | 21 | 11589.6616
2031-02-26 | 22 | 11264.6259
2031-02-26 | 23 | 10901.0577
2031-02-26 | 24 | 10611.9438
2031-02-27 | 1 | 10446.9127
2031-02-27 | 2 | 10345.3749
2031-02-27 | 3 | 10296.3676
2031-02-27 | 4 | 10308.1018
2031-02-27 | 5 | 10436.471
2031-02-27 | 6 | 10732.8341
2031-02-27 | 7 | 11198.9037
2031-02-27 | 8 | 11501.0992
2031-02-27 | 9 | 11534.4593
2031-02-27 | 10 | 11325.9832
2031-02-27 | 11 | 11352.1256
2031-02-27 | 12 | 11383.4191
2031-02-27 | 13 | 11575.8588
2031-02-27 | 14 | 11312.5062
2031-02-27 | 15 | 11369.3771
2031-02-27 | 16 | 11487.8578
2031-02-27 | 17 | 11623.9899
2031-02-27 | 18 | 11823.4971
2031-02-27 | 19 | 11997.665
2031-02-27 | 20 | 11913.3044
2031-02-27 | 21 | 11789.676
2031-02-27 | 22 | 11596.633
2031-02-27 | 23 | 11275.6677
2031-02-27 | 24 | 10994.2013
2031-02-28 | 1 | 10815.4981
2031-02-28 | 2 | 10730.264
2031-02-28 | 3 | 10662.6023
2031-02-28 | 4 | 10661.5672
2031-02-28 | 5 | 10824.5704
2031-02-28 | 6 | 11110.5691
2031-02-28 | 7 | 11510.9233
2031-02-28 | 8 | 11786.9872
2031-02-28 | 9 | 11832.6063
2031-02-28 | 10 | 12018.7274
2031-02-28 | 11 | 11949.3948
2031-02-28 | 12 | 12071.4359
2031-02-28 | 13 | 11991.61
2031-02-28 | 14 | 12003.156
2031-02-28 | 15 | 11956.0063
2031-02-28 | 16 | 12005.27
2031-02-28 | 17 | 12105.1982
2031-02-28 | 18 | 12238.1992
2031-02-28 | 19 | 12384.7113
2031-02-28 | 20 | 12319.9359
2031-02-28 | 21 | 12200.783
2031-02-28 | 22 | 12084.1845
2031-02-28 | 23 | 11779.17
2031-02-28 | 24 | 11501.3739
2031-03-01 | 1 | 11267.9829
2031-03-01 | 2 | 11145.1789
2031-03-01 | 3 | 11063.3352
2031-03-01 | 4 | 11025.4061
2031-03-01 | 5 | 11027.9176
2031-03-01 | 6 | 11000.7713
2031-03-01 | 7 | 11067.3004
2031-03-01 | 8 | 11389.1038
2031-03-01 | 9 | 11530.3419
2031-03-01 | 10 | 11661.0506
2031-03-01 | 11 | 11695.9135
2031-03-01 | 12 | 11583.1752
2031-03-01 | 13 | 11543.3812
2031-03-01 | 14 | 11544.6206
2031-03-01 | 15 | 11499.0924
2031-03-01 | 16 | 11547.369
2031-03-01 | 17 | 11458.5655
2031-03-01 | 18 | 11795.735
2031-03-01 | 19 | 12029.4065
2031-03-01 | 20 | 12003.4337
2031-03-01 | 21 | 12038.8151
2031-03-01 | 22 | 11891.1205
2031-03-01 | 23 | 11683.0146
2031-03-01 | 24 | 11393.1344
2031-03-02 | 1 | 11198.5172
2031-03-02 | 2 | 11017.4367
2031-03-02 | 3 | 10904.5735
2031-03-02 | 4 | 10843.3517
2031-03-02 | 5 | 10796.2728
2031-03-02 | 6 | 10723.1454
2031-03-02 | 7 | 10805.0434
2031-03-02 | 8 | 11072.9576
2031-03-02 | 9 | 11150.5129
2031-03-02 | 10 | 11059.1732
2031-03-02 | 11 | 11181.1774
2031-03-02 | 12 | 11092.3913
2031-03-02 | 13 | 11037.7322
2031-03-02 | 14 | 11207.1659
2031-03-02 | 15 | 11332.11
2031-03-02 | 16 | 11321.3073
2031-03-02 | 17 | 11557.5862
2031-03-02 | 18 | 11771.8204
2031-03-02 | 19 | 11888.3371
2031-03-02 | 20 | 11875.529
2031-03-02 | 21 | 11796.5803
2031-03-02 | 22 | 11637.8088
2031-03-02 | 23 | 11341.8625
2031-03-02 | 24 | 11038.2422
2031-03-03 | 1 | 10877.061
2031-03-03 | 2 | 10712.7538
2031-03-03 | 3 | 10714.7443
2031-03-03 | 4 | 10699.0902
2031-03-03 | 5 | 10781.6915
2031-03-03 | 6 | 10953.5742
2031-03-03 | 7 | 11366.2981
2031-03-03 | 8 | 11757.414
2031-03-03 | 9 | 11750.6525
2031-03-03 | 10 | 11676.4391
2031-03-03 | 11 | 11875.2208
2031-03-03 | 12 | 11550.0675
2031-03-03 | 13 | 11473.8323
2031-03-03 | 14 | 11397.0753
2031-03-03 | 15 | 11360.325
2031-03-03 | 16 | 11449.226
2031-03-03 | 17 | 11670.4505
2031-03-03 | 18 | 11952.9768
2031-03-03 | 19 | 12110.5346
2031-03-03 | 20 | 12095.3618
2031-03-03 | 21 | 11993.6472
2031-03-03 | 22 | 11781.9039
2031-03-03 | 23 | 11495.8538
2031-03-03 | 24 | 11161.3909
2031-03-04 | 1 | 10893.1322
2031-03-04 | 2 | 10761.6813
2031-03-04 | 3 | 10743.1632
2031-03-04 | 4 | 10702.9644
2031-03-04 | 5 | 10833.0632
2031-03-04 | 6 | 11052.6197
2031-03-04 | 7 | 11469.9136
2031-03-04 | 8 | 11828.9384
2031-03-04 | 9 | 11826.1971
2031-03-04 | 10 | 11899.9399
2031-03-04 | 11 | 11789.2167
2031-03-04 | 12 | 11657.9186
2031-03-04 | 13 | 11414.608
2031-03-04 | 14 | 11658.7667
2031-03-04 | 15 | 11627.6317
2031-03-04 | 16 | 11575.3373
2031-03-04 | 17 | 11878.3699
2031-03-04 | 18 | 11996.4168
2031-03-04 | 19 | 12142.7164
2031-03-04 | 20 | 12200.1062
2031-03-04 | 21 | 12069.7467
2031-03-04 | 22 | 11872.7762
2031-03-04 | 23 | 11521.0855
2031-03-04 | 24 | 11194.5319
2031-03-05 | 1 | 10958.2504
2031-03-05 | 2 | 10828.8006
2031-03-05 | 3 | 10732.5915
2031-03-05 | 4 | 10723.9082
2031-03-05 | 5 | 10814.6266
2031-03-05 | 6 | 10996.0958
2031-03-05 | 7 | 11403.1152
2031-03-05 | 8 | 11807.9963
2031-03-05 | 9 | 11664.1397
2031-03-05 | 10 | 11571.5099
2031-03-05 | 11 | 11841.95
2031-03-05 | 12 | 11439.2371
2031-03-05 | 13 | 11397.0133
2031-03-05 | 14 | 11415.0771
2031-03-05 | 15 | 11394.1267
2031-03-05 | 16 | 11420.9447
2031-03-05 | 17 | 11643.7464
2031-03-05 | 18 | 11918.3787
2031-03-05 | 19 | 12099.8051
2031-03-05 | 20 | 12062.9794
2031-03-05 | 21 | 11942.5988
2031-03-05 | 22 | 11752.3134
2031-03-05 | 23 | 11428.8302
2031-03-05 | 24 | 11145.0752
2031-03-06 | 1 | 10979.7977
2031-03-06 | 2 | 10855.7422
2031-03-06 | 3 | 10801.2906
2031-03-06 | 4 | 10795.0833
2031-03-06 | 5 | 10878.1035
2031-03-06 | 6 | 11137.3781
2031-03-06 | 7 | 11503.7948
2031-03-06 | 8 | 11899.1965
2031-03-06 | 9 | 11759.7896
2031-03-06 | 10 | 11651.3874
2031-03-06 | 11 | 11662.7184
2031-03-06 | 12 | 11579.2679
2031-03-06 | 13 | 11496.4921
2031-03-06 | 14 | 11434.1389
2031-03-06 | 15 | 11397.7352
2031-03-06 | 16 | 11437.5796
2031-03-06 | 17 | 11585.6167
2031-03-06 | 18 | 11837.4234
2031-03-06 | 19 | 12057.2163
2031-03-06 | 20 | 12106.4782
2031-03-06 | 21 | 12026.119
2031-03-06 | 22 | 11841.7648
2031-03-06 | 23 | 11541.9714
2031-03-06 | 24 | 11244.4324
2031-03-07 | 1 | 10999.6803
2031-03-07 | 2 | 10911.1455
2031-03-07 | 3 | 10838.677
2031-03-07 | 4 | 10816.8266
2031-03-07 | 5 | 10867.4372
2031-03-07 | 6 | 11071.8175
2031-03-07 | 7 | 11443.3731
2031-03-07 | 8 | 11848.0116
2031-03-07 | 9 | 11695.3506
2031-03-07 | 10 | 11614.9175
2031-03-07 | 11 | 11505.5591
2031-03-07 | 12 | 11546.7366
2031-03-07 | 13 | 11427.566
2031-03-07 | 14 | 11362.039
2031-03-07 | 15 | 11424.3248
2031-03-07 | 16 | 11455.4257
2031-03-07 | 17 | 11590.0464
2031-03-07 | 18 | 11727.9109
2031-03-07 | 19 | 11930.8158
2031-03-07 | 20 | 11997.0809
2031-03-07 | 21 | 11930.5685
2031-03-07 | 22 | 11716.4713
2031-03-07 | 23 | 11419.9634
2031-03-07 | 24 | 11081.9809
2031-03-08 | 1 | 10847.3683
2031-03-08 | 2 | 10731.3629
2031-03-08 | 3 | 10687.8943
2031-03-08 | 4 | 10615.9977
2031-03-08 | 5 | 10609.5503
2031-03-08 | 6 | 10683.0835
2031-03-08 | 7 | 10770.9268
2031-03-08 | 8 | 11048.6601
2031-03-08 | 9 | 11188.5894
2031-03-08 | 10 | 11326.1091
2031-03-08 | 11 | 11263.0266
2031-03-08 | 12 | 11249.9816
2031-03-08 | 13 | 11037.1543
2031-03-08 | 14 | 10875.6488
2031-03-08 | 15 | 10812.9124
2031-03-08 | 16 | 10707.9828
2031-03-08 | 17 | 11187.9925
2031-03-08 | 18 | 11375.9384
2031-03-08 | 19 | 11413.009
2031-03-08 | 20 | 11500.5195
2031-03-08 | 21 | 11473.118
2031-03-08 | 22 | 11308.0121
2031-03-08 | 23 | 10999.148
2031-03-08 | 24 | 10682.426
2031-03-09 | 1 | 10523.1559
2031-03-09 | 3 | 10350.7186
2031-03-09 | 4 | 10096.0008
2031-03-09 | 5 | 10078.503
2031-03-09 | 6 | 10066.4819
2031-03-09 | 7 | 10056.2086
2031-03-09 | 8 | 10174.959
2031-03-09 | 9 | 10491.1251
2031-03-09 | 10 | 10578.9984
2031-03-09 | 11 | 10680.1015
2031-03-09 | 12 | 10709.1111
2031-03-09 | 13 | 10581.8508
2031-03-09 | 14 | 10501.861
2031-03-09 | 15 | 10441.5844
2031-03-09 | 16 | 10387.9757
2031-03-09 | 17 | 10361.3048
2031-03-09 | 18 | 10680.8286
2031-03-09 | 19 | 10933.6142
2031-03-09 | 20 | 10940.1881
2031-03-09 | 21 | 11089.826
2031-03-09 | 22 | 11014.1097
2031-03-09 | 23 | 10786.4878
2031-03-09 | 24 | 10522.3579
2031-03-10 | 1 | 10346.9888
2031-03-10 | 2 | 10167.3476
2031-03-10 | 3 | 10074.9369
2031-03-10 | 4 | 9977.8581
2031-03-10 | 5 | 10000.089
2031-03-10 | 6 | 10100.5517
2031-03-10 | 7 | 10433.3671
2031-03-10 | 8 | 10770.7398
2031-03-10 | 9 | 11177.1149
2031-03-10 | 10 | 11244.7254
2031-03-10 | 11 | 11164.4854
2031-03-10 | 12 | 11001.0336
2031-03-10 | 13 | 11000.9432
2031-03-10 | 14 | 10933.5466
2031-03-10 | 15 | 10902.7449
2031-03-10 | 16 | 10898.7181
2031-03-10 | 17 | 10969.4186
2031-03-10 | 18 | 11177.329
2031-03-10 | 19 | 11328.5846
2031-03-10 | 20 | 11544.8862
2031-03-10 | 21 | 11641.8227
2031-03-10 | 22 | 11464.9165
2031-03-10 | 23 | 11192.9633
2031-03-10 | 24 | 10875.9092
2031-03-11 | 1 | 10650.6608
2031-03-11 | 2 | 10459.8478
2031-03-11 | 3 | 10335.9465
2031-03-11 | 4 | 10302.4855
2031-03-11 | 5 | 10322.8538
2031-03-11 | 6 | 10481.6523
2031-03-11 | 7 | 10809.8324
2031-03-11 | 8 | 11062.0366
2031-03-11 | 9 | 11392.5851
2031-03-11 | 10 | 11576.4699
2031-03-11 | 11 | 11500.2406
2031-03-11 | 12 | 11571.8395
2031-03-11 | 13 | 11448.2801
2031-03-11 | 14 | 11282.6164
2031-03-11 | 15 | 11237.9622
2031-03-11 | 16 | 11200.9546
2031-03-11 | 17 | 11321.2021
2031-03-11 | 18 | 11522.2762
2031-03-11 | 19 | 11695.2719
2031-03-11 | 20 | 11779.5991
2031-03-11 | 21 | 11866.6485
2031-03-11 | 22 | 11744.5189
2031-03-11 | 23 | 11459.366
2031-03-11 | 24 | 11123.9731
2031-03-12 | 1 | 10766.2337
2031-03-12 | 2 | 10513.4991
2031-03-12 | 3 | 10397.3926
2031-03-12 | 4 | 10314.589
2031-03-12 | 5 | 10308.4028
2031-03-12 | 6 | 10396.8872
2031-03-12 | 7 | 10646.1437
2031-03-12 | 8 | 10864.3901
2031-03-12 | 9 | 11274.8051
2031-03-12 | 10 | 11410.7569
2031-03-12 | 11 | 11397.8885
2031-03-12 | 12 | 11076.5841
2031-03-12 | 13 | 10962.991
2031-03-12 | 14 | 10784.5528
2031-03-12 | 15 | 11026.711
2031-03-12 | 16 | 10710.232
2031-03-12 | 17 | 10745.7691
2031-03-12 | 18 | 11068.5153
2031-03-12 | 19 | 11229.5628
2031-03-12 | 20 | 11315.2471
2031-03-12 | 21 | 11437.8448
2031-03-12 | 22 | 11303.0489
2031-03-12 | 23 | 11031.6714
2031-03-12 | 24 | 10624.6522
2031-03-13 | 1 | 10332.9909
2031-03-13 | 2 | 10162.5077
2031-03-13 | 3 | 10095.0008
2031-03-13 | 4 | 10049.3531
2031-03-13 | 5 | 10074.4481
2031-03-13 | 6 | 10228.4528
2031-03-13 | 7 | 10545.8546
2031-03-13 | 8 | 10742.3209
2031-03-13 | 9 | 11080.7936
2031-03-13 | 10 | 11240.3665
2031-03-13 | 11 | 11270.455
2031-03-13 | 12 | 11063.0774
2031-03-13 | 13 | 10817.7197
2031-03-13 | 14 | 10696.6008
2031-03-13 | 15 | 10646.0579
2031-03-13 | 16 | 10603.2154
2031-03-13 | 17 | 10631.129
2031-03-13 | 18 | 10772.4492
2031-03-13 | 19 | 10969.5062
2031-03-13 | 20 | 11062.7264
2031-03-13 | 21 | 11252.4257
2031-03-13 | 22 | 11097.3513
2031-03-13 | 23 | 10827.9536
2031-03-13 | 24 | 10486.9132
2031-03-14 | 1 | 10249.4088
2031-03-14 | 2 | 10044.3959
2031-03-14 | 3 | 9938.7176
2031-03-14 | 4 | 9884.2125
2031-03-14 | 5 | 9898.5881
2031-03-14 | 6 | 9982.5884
2031-03-14 | 7 | 10260.2353
2031-03-14 | 8 | 10514.0175
2031-03-14 | 9 | 10850.9321
2031-03-14 | 10 | 10989.9858
2031-03-14 | 11 | 11021.3643
2031-03-14 | 12 | 10958.1778
2031-03-14 | 13 | 11010.7139
2031-03-14 | 14 | 10652.3643
2031-03-14 | 15 | 10604.4076
2031-03-14 | 16 | 10592.7794
2031-03-14 | 17 | 10602.4491
2031-03-14 | 18 | 10735.3124
2031-03-14 | 19 | 10872.2522
2031-03-14 | 20 | 11015.9245
2031-03-14 | 21 | 11172.8677
2031-03-14 | 22 | 11015.3175
2031-03-14 | 23 | 10750.8137
2031-03-14 | 24 | 10436.2359
2031-03-15 | 1 | 10182.0054
2031-03-15 | 2 | 9987.4975
2031-03-15 | 3 | 9926.1296
2031-03-15 | 4 | 9858.5938
2031-03-15 | 5 | 9867.6639
2031-03-15 | 6 | 9907.8705
2031-03-15 | 7 | 10089.5888
2031-03-15 | 8 | 10119.806
2031-03-15 | 9 | 10367.6595
2031-03-15 | 10 | 10571.6916
2031-03-15 | 11 | 10687.1363
2031-03-15 | 12 | 10743.7088
2031-03-15 | 13 | 10692.3669
2031-03-15 | 14 | 10464.6346
2031-03-15 | 15 | 10490.3999
2031-03-15 | 16 | 10488.3855
2031-03-15 | 17 | 10449.6025
2031-03-15 | 18 | 10526.4493
2031-03-15 | 19 | 10711.5129
2031-03-15 | 20 | 10750.1884
2031-03-15 | 21 | 10904.0877
2031-03-15 | 22 | 10826.4876
2031-03-15 | 23 | 10650.4671
2031-03-15 | 24 | 10399.6654
2031-03-16 | 1 | 10155.6639
2031-03-16 | 2 | 10000.445
2031-03-16 | 3 | 9890.5141
2031-03-16 | 4 | 9845.1682
2031-03-16 | 5 | 9806.7557
2031-03-16 | 6 | 9836.7703
2031-03-16 | 7 | 9897.6186
2031-03-16 | 8 | 9879.6693
2031-03-16 | 9 | 10101.8268
2031-03-16 | 10 | 10280.77
2031-03-16 | 11 | 10330.9047
2031-03-16 | 12 | 10313.5775
2031-03-16 | 13 | 10261.9461
2031-03-16 | 14 | 10246.9204
2031-03-16 | 15 | 10231.0538
2031-03-16 | 16 | 10221.4772
2031-03-16 | 17 | 10296.9681
2031-03-16 | 18 | 10499.2397
2031-03-16 | 19 | 10793.5386
2031-03-16 | 20 | 10963.9064
2031-03-16 | 21 | 11066.0131
2031-03-16 | 22 | 10930.3117
2031-03-16 | 23 | 10689.3184
2031-03-16 | 24 | 10383.6552
2031-03-17 | 1 | 10123.1865
2031-03-17 | 2 | 10047.9819
2031-03-17 | 3 | 9961.9872
2031-03-17 | 4 | 9869.6085
2031-03-17 | 5 | 9882.4093
2031-03-17 | 6 | 10007.6212
2031-03-17 | 7 | 10279.8282
2031-03-17 | 8 | 10584.7489
2031-03-17 | 9 | 10883.3935
2031-03-17 | 10 | 10999.8622
2031-03-17 | 11 | 10884.8393
2031-03-17 | 12 | 10754.0465
2031-03-17 | 13 | 10650.0702
2031-03-17 | 14 | 10637.0121
2031-03-17 | 15 | 10567.1878
2031-03-17 | 16 | 10589.094
2031-03-17 | 17 | 10605.4029
2031-03-17 | 18 | 10701.3333
2031-03-17 | 19 | 10859.9272
2031-03-17 | 20 | 11028.8526
2031-03-17 | 21 | 11261.878
2031-03-17 | 22 | 11124.6811
2031-03-17 | 23 | 10795.7754
2031-03-17 | 24 | 10443.4449
2031-03-18 | 1 | 10213.8172
2031-03-18 | 2 | 10016.2519
2031-03-18 | 3 | 9925.5207
2031-03-18 | 4 | 9906.1085
2031-03-18 | 5 | 9933.4839
2031-03-18 | 6 | 10120.3983
2031-03-18 | 7 | 10406.9794
2031-03-18 | 8 | 10736.1546
2031-03-18 | 9 | 10964.9622
2031-03-18 | 10 | 11092.5035
2031-03-18 | 11 | 11094.4107
2031-03-18 | 12 | 11056.2708
2031-03-18 | 13 | 10802.1389
2031-03-18 | 14 | 10766.1943
2031-03-18 | 15 | 10707.591
2031-03-18 | 16 | 10644.2629
2031-03-18 | 17 | 10689.784
2031-03-18 | 18 | 10812.8261
2031-03-18 | 19 | 10980.8908
2031-03-18 | 20 | 11157.1325
2031-03-18 | 21 | 11319.8431
2031-03-18 | 22 | 11208.2842
2031-03-18 | 23 | 10910.7865
2031-03-18 | 24 | 10553.875
2031-03-19 | 1 | 10277.1984
2031-03-19 | 2 | 10049.0681
2031-03-19 | 3 | 9969.7375
2031-03-19 | 4 | 9925.9221
2031-03-19 | 5 | 9981.3841
2031-03-19 | 6 | 10100.0401
2031-03-19 | 7 | 10444.9131
2031-03-19 | 8 | 10790.3525
2031-03-19 | 9 | 11040.3275
2031-03-19 | 10 | 11186.7474
2031-03-19 | 11 | 11126.972
2031-03-19 | 12 | 11131.7381
2031-03-19 | 13 | 11110.6382
2031-03-19 | 14 | 10821.6639
2031-03-19 | 15 | 10817.892
2031-03-19 | 16 | 10791.7057
2031-03-19 | 17 | 10910.2235
2031-03-19 | 18 | 10977.5302
2031-03-19 | 19 | 11071.4303
2031-03-19 | 20 | 11241.2179
2031-03-19 | 21 | 11367.3077
2031-03-19 | 22 | 11203.0908
2031-03-19 | 23 | 10902.2709
2031-03-19 | 24 | 10535.865
2031-03-20 | 1 | 10254.7158
2031-03-20 | 2 | 10095.7538
2031-03-20 | 3 | 9990.7438
2031-03-20 | 4 | 9949.3622
2031-03-20 | 5 | 9966.3136
2031-03-20 | 6 | 10098.3996
2031-03-20 | 7 | 10447.8752
2031-03-20 | 8 | 10726.789
2031-03-20 | 9 | 11052.2754
2031-03-20 | 10 | 11237.5474
2031-03-20 | 11 | 11226.7
2031-03-20 | 12 | 11246.8216
2031-03-20 | 13 | 11192.9904
2031-03-20 | 14 | 11102.0623
2031-03-20 | 15 | 11028.1423
2031-03-20 | 16 | 10956.3703
2031-03-20 | 17 | 11033.3932
2031-03-20 | 18 | 11121.3968
2031-03-20 | 19 | 11191.3315
2031-03-20 | 20 | 11211.8583
2031-03-20 | 21 | 11352.6289
2031-03-20 | 22 | 11209.5747
2031-03-20 | 23 | 10934.1167
2031-03-20 | 24 | 10612.7909
2031-03-21 | 1 | 10336.1446
2031-03-21 | 2 | 10189.969
2031-03-21 | 3 | 10097.9995
2031-03-21 | 4 | 10009.5375
2031-03-21 | 5 | 10056.723
2031-03-21 | 6 | 10133.7232
2031-03-21 | 7 | 10439.1323
2031-03-21 | 8 | 10779.2318
2031-03-21 | 9 | 11023.093
2031-03-21 | 10 | 11202.3457
2031-03-21 | 11 | 11273.6293
2031-03-21 | 12 | 11274.7586
2031-03-21 | 13 | 11121.8126
2031-03-21 | 14 | 11151.8358
2031-03-21 | 15 | 11138.7279
2031-03-21 | 16 | 11023.2228
2031-03-21 | 17 | 11139.3693
2031-03-21 | 18 | 11213.7165
2031-03-21 | 19 | 11237.66
2031-03-21 | 20 | 11222.2375
2031-03-21 | 21 | 11331.4384
2031-03-21 | 22 | 11178.1753
2031-03-21 | 23 | 10904.285
2031-03-21 | 24 | 10580.8321
2031-03-22 | 1 | 10288.3286
2031-03-22 | 2 | 10092.3436
2031-03-22 | 3 | 9964.7416
2031-03-22 | 4 | 9894.5652
2031-03-22 | 5 | 9882.1993
2031-03-22 | 6 | 9911.8959
2031-03-22 | 7 | 9993.2327
2031-03-22 | 8 | 10085.5536
2031-03-22 | 9 | 10290.0719
2031-03-22 | 10 | 10562.6362
2031-03-22 | 11 | 10694.2391
2031-03-22 | 12 | 10723.3578
2031-03-22 | 13 | 10651.9817
2031-03-22 | 14 | 10623.309
2031-03-22 | 15 | 10590.7144
2031-03-22 | 16 | 10642.3911
2031-03-22 | 17 | 10708.4668
2031-03-22 | 18 | 10825.4938
2031-03-22 | 19 | 10912.9003
2031-03-22 | 20 | 10879.0281
2031-03-22 | 21 | 11005.1854
2031-03-22 | 22 | 10888.0911
2031-03-22 | 23 | 10701.709
2031-03-22 | 24 | 10457.6131
2031-03-23 | 1 | 10203.3322
2031-03-23 | 2 | 10019.3571
2031-03-23 | 3 | 9936.6217
2031-03-23 | 4 | 9862.158
2031-03-23 | 5 | 9816.7887
2031-03-23 | 6 | 9889.4215
2031-03-23 | 7 | 9922.0524
2031-03-23 | 8 | 10004.3157
2031-03-23 | 9 | 10145.1925
2031-03-23 | 10 | 10390.167
2031-03-23 | 11 | 10574.9357
2031-03-23 | 12 | 10604.8231
2031-03-23 | 13 | 10632.2428
2031-03-23 | 14 | 10546.3748
2031-03-23 | 15 | 10570.4883
2031-03-23 | 16 | 10575.0596
2031-03-23 | 17 | 10686.1459
2031-03-23 | 18 | 10797.7654
2031-03-23 | 19 | 10882.3701
2031-03-23 | 20 | 10915.6729
2031-03-23 | 21 | 11080.0047
2031-03-23 | 22 | 10945.1147
2031-03-23 | 23 | 10713.3915
2031-03-23 | 24 | 10408.9982
2031-03-24 | 1 | 10152.9857
2031-03-24 | 2 | 10034.9758
2031-03-24 | 3 | 9935.775
2031-03-24 | 4 | 9899.9538
2031-03-24 | 5 | 9917.9769
2031-03-24 | 6 | 10068.8539
2031-03-24 | 7 | 10402.2725
2031-03-24 | 8 | 10785.2625
2031-03-24 | 9 | 11013.1479
2031-03-24 | 10 | 11173.2432
2031-03-24 | 11 | 11231.2316
2031-03-24 | 12 | 11242.9158
2031-03-24 | 13 | 11182.6764
2031-03-24 | 14 | 11158.0282
2031-03-24 | 15 | 11156.6887
2031-03-24 | 16 | 11156.0472
2031-03-24 | 17 | 11213.0649
2031-03-24 | 18 | 11299.5232
2031-03-24 | 19 | 11347.955
2031-03-24 | 20 | 11330.3332
2031-03-24 | 21 | 11478.4854
2031-03-24 | 22 | 11289.4459
2031-03-24 | 23 | 10992.1982
2031-03-24 | 24 | 10635.9612
2031-03-25 | 1 | 10342.0096
2031-03-25 | 2 | 10138.3287
2031-03-25 | 3 | 10021.5142
2031-03-25 | 4 | 9965.0057
2031-03-25 | 5 | 9968.7002
2031-03-25 | 6 | 10090.6717
2031-03-25 | 7 | 10401.4824
2031-03-25 | 8 | 10798.8114
2031-03-25 | 9 | 11027.6965
2031-03-25 | 10 | 11183.9205
2031-03-25 | 11 | 11056.5293
2031-03-25 | 12 | 11249.9837
2031-03-25 | 13 | 11224.4539
2031-03-25 | 14 | 11176.8621
2031-03-25 | 15 | 11092.4566
2031-03-25 | 16 | 11137.4196
2031-03-25 | 17 | 11048.4992
2031-03-25 | 18 | 11260.729
2031-03-25 | 19 | 11296.6472
2031-03-25 | 20 | 11275.0062
2031-03-25 | 21 | 11492.9983
2031-03-25 | 22 | 11310.3758
2031-03-25 | 23 | 11013.1769
2031-03-25 | 24 | 10650.097
2031-03-26 | 1 | 10346.8825
2031-03-26 | 2 | 10126.0229
2031-03-26 | 3 | 10049.0553
2031-03-26 | 4 | 9986.5309
2031-03-26 | 5 | 10018.4604
2031-03-26 | 6 | 10128.5178
2031-03-26 | 7 | 10404.0442
2031-03-26 | 8 | 10800.6858
2031-03-26 | 9 | 11021.9824
2031-03-26 | 10 | 11172.3488
2031-03-26 | 11 | 11188.4376
2031-03-26 | 12 | 11220.5177
2031-03-26 | 13 | 11202.2723
2031-03-26 | 14 | 11149.6342
2031-03-26 | 15 | 11058.8358
2031-03-26 | 16 | 11009.4996
2031-03-26 | 17 | 11104.9619
2031-03-26 | 18 | 11174.6635
2031-03-26 | 19 | 11182.8087
2031-03-26 | 20 | 11171.2888
2031-03-26 | 21 | 11354.1695
2031-03-26 | 22 | 11219.9654
2031-03-26 | 23 | 10916.1341
2031-03-26 | 24 | 10553.9704
2031-03-27 | 1 | 10247.4756
2031-03-27 | 2 | 10089.6201
2031-03-27 | 3 | 9970.1053
2031-03-27 | 4 | 9908.2215
2031-03-27 | 5 | 9901.154
2031-03-27 | 6 | 10017.4096
2031-03-27 | 7 | 10312.3473
2031-03-27 | 8 | 10691.4611
2031-03-27 | 9 | 10918.4862
2031-03-27 | 10 | 11095.9286
2031-03-27 | 11 | 11147.323
2031-03-27 | 12 | 11073.0236
2031-03-27 | 13 | 10981.1681
2031-03-27 | 14 | 10945.8606
2031-03-27 | 15 | 10923.7067
2031-03-27 | 16 | 10935.802
2031-03-27 | 17 | 11061.9521
2031-03-27 | 18 | 11120.0544
2031-03-27 | 19 | 11085.9611
2031-03-27 | 20 | 11047.4167
2031-03-27 | 21 | 11287.713
2031-03-27 | 22 | 11182.4927
2031-03-27 | 23 | 10870.4936
2031-03-27 | 24 | 10570.1426
2031-03-28 | 1 | 10271.3549
2031-03-28 | 2 | 10057.3937
2031-03-28 | 3 | 9947.8386
2031-03-28 | 4 | 9896.8179
2031-03-28 | 5 | 9900.147
2031-03-28 | 6 | 10016.4893
2031-03-28 | 7 | 10312.5046
2031-03-28 | 8 | 10695.2934
2031-03-28 | 9 | 10903.183
2031-03-28 | 10 | 11080.0811
2031-03-28 | 11 | 11001.9253
2031-03-28 | 12 | 11040.6028
2031-03-28 | 13 | 10745.0641
2031-03-28 | 14 | 10729.9401
2031-03-28 | 15 | 10705.2155
2031-03-28 | 16 | 10648.6667
2031-03-28 | 17 | 10642.4889
2031-03-28 | 18 | 10768.5045
2031-03-28 | 19 | 10807.7532
2031-03-28 | 20 | 10914.3383
2031-03-28 | 21 | 11128.3614
2031-03-28 | 22 | 11006.2714
2031-03-28 | 23 | 10755.4939
2031-03-28 | 24 | 10419.8521
2031-03-29 | 1 | 10155.172
2031-03-29 | 2 | 9937.1497
2031-03-29 | 3 | 9821.6301
2031-03-29 | 4 | 9752.5521
2031-03-29 | 5 | 9709.145
2031-03-29 | 6 | 9748.6774
2031-03-29 | 7 | 9839.6306
2031-03-29 | 8 | 10010.9008
2031-03-29 | 9 | 10143.6349
2031-03-29 | 10 | 10359.6818
2031-03-29 | 11 | 10386.0137
2031-03-29 | 12 | 10219.3615
2031-03-29 | 13 | 10162.5961
2031-03-29 | 14 | 10058.8975
2031-03-29 | 15 | 10004.881
2031-03-29 | 16 | 9995.1055
2031-03-29 | 17 | 10015.8991
2031-03-29 | 18 | 10244.9014
2031-03-29 | 19 | 10261.201
2031-03-29 | 20 | 10447.0587
2031-03-29 | 21 | 10700.2189
2031-03-29 | 22 | 10633.9158
2031-03-29 | 23 | 10465.5824
2031-03-29 | 24 | 10196.8708
2031-03-30 | 1 | 9961.2475
2031-03-30 | 2 | 9792.0882
2031-03-30 | 3 | 9673.322
2031-03-30 | 4 | 9645.8359
2031-03-30 | 5 | 9639.4321
2031-03-30 | 6 | 9650.6312
2031-03-30 | 7 | 9709.748
2031-03-30 | 8 | 9863.4137
2031-03-30 | 9 | 9912.8252
2031-03-30 | 10 | 10103.1311
2031-03-30 | 11 | 10164.7723
2031-03-30 | 12 | 10205.6509
2031-03-30 | 13 | 9961.0937
2031-03-30 | 14 | 9926.695
2031-03-30 | 15 | 9887.4805
2031-03-30 | 16 | 9848.712
2031-03-30 | 17 | 9873.9216
2031-03-30 | 18 | 10044.2093
2031-03-30 | 19 | 10205.973
2031-03-30 | 20 | 10311.0302
2031-03-30 | 21 | 10626.3628
2031-03-30 | 22 | 10561.4486
2031-03-30 | 23 | 10332.8283
2031-03-30 | 24 | 10043.4324
2031-03-31 | 1 | 9774.0167
2031-03-31 | 2 | 9664.2589
2031-03-31 | 3 | 9564.0072
2031-03-31 | 4 | 9530.3539
2031-03-31 | 5 | 9558.1244
2031-03-31 | 6 | 9700.1071
2031-03-31 | 7 | 10002.1315
2031-03-31 | 8 | 10460.5319
2031-03-31 | 9 | 10659.9672
2031-03-31 | 10 | 10785.0676
2031-03-31 | 11 | 10835.7527
2031-03-31 | 12 | 10750.2726
2031-03-31 | 13 | 10615.146
2031-03-31 | 14 | 10496.7785
2031-03-31 | 15 | 10405.0954
2031-03-31 | 16 | 10378.285
2031-03-31 | 17 | 10470.0539
2031-03-31 | 18 | 10685.5794
2031-03-31 | 19 | 10669.0719
2031-03-31 | 20 | 10633.5395
2031-03-31 | 21 | 10882.0144
2031-03-31 | 22 | 10780.3944
2031-03-31 | 23 | 10508.0917
2031-03-31 | 24 | 10189.6502
2031-04-01 | 1 | 9923.4069
2031-04-01 | 2 | 9514.6275
2031-04-01 | 3 | 9407.5277
2031-04-01 | 4 | 9444.1937
2031-04-01 | 5 | 9470.869
2031-04-01 | 6 | 9660.0967
2031-04-01 | 7 | 9956.9882
2031-04-01 | 8 | 10385.4157
2031-04-01 | 9 | 10528.7054
2031-04-01 | 10 | 10595.9706
2031-04-01 | 11 | 10626.6185
2031-04-01 | 12 | 10630.8672
2031-04-01 | 13 | 10628.8075
2031-04-01 | 14 | 10542.9883
2031-04-01 | 15 | 10477.4526
2031-04-01 | 16 | 10521.6038
2031-04-01 | 17 | 10534.0159
2031-04-01 | 18 | 10596.4533
2031-04-01 | 19 | 10683.0138
2031-04-01 | 20 | 10609.315
2031-04-01 | 21 | 10743.6349
2031-04-01 | 22 | 10703.5796
2031-04-01 | 23 | 10441.146
2031-04-01 | 24 | 10091.8888
2031-04-02 | 1 | 9809.9776
2031-04-02 | 2 | 9597.82
2031-04-02 | 3 | 9535.1031
2031-04-02 | 4 | 9518.3659
2031-04-02 | 5 | 9550.1993
2031-04-02 | 6 | 9698.8073
2031-04-02 | 7 | 10005.2153
2031-04-02 | 8 | 10447.956
2031-04-02 | 9 | 10563.4574
2031-04-02 | 10 | 10714.6475
2031-04-02 | 11 | 10526.3104
2031-04-02 | 12 | 10412.5555
2031-04-02 | 13 | 10352.0963
2031-04-02 | 14 | 10327.39
2031-04-02 | 15 | 10305.586
2031-04-02 | 16 | 10289.5137
2031-04-02 | 17 | 10338.5717
2031-04-02 | 18 | 10421.7661
2031-04-02 | 19 | 10516.7879
2031-04-02 | 20 | 10560.1061
2031-04-02 | 21 | 10807.7002
2031-04-02 | 22 | 10702.1451
2031-04-02 | 23 | 10397.3373
2031-04-02 | 24 | 10089.9981
2031-04-03 | 1 | 9799.3404
2031-04-03 | 2 | 9672.7022
2031-04-03 | 3 | 9537.8804
2031-04-03 | 4 | 9515.4854
2031-04-03 | 5 | 9526.1531
2031-04-03 | 6 | 9725.3083
2031-04-03 | 7 | 10027.9502
2031-04-03 | 8 | 10424.331
2031-04-03 | 9 | 10593.3438
2031-04-03 | 10 | 10672.6261
2031-04-03 | 11 | 10693.1252
2031-04-03 | 12 | 10528.6753
2031-04-03 | 13 | 10366.3955
2031-04-03 | 14 | 10273.4199
2031-04-03 | 15 | 10223.7678
2031-04-03 | 16 | 10195.177
2031-04-03 | 17 | 10199.2054
2031-04-03 | 18 | 10237.1955
2031-04-03 | 19 | 10309.8358
2031-04-03 | 20 | 10416.4384
2031-04-03 | 21 | 10656.8956
2031-04-03 | 22 | 10606.2967
2031-04-03 | 23 | 10368.7069
2031-04-03 | 24 | 10057.3839
2031-04-04 | 1 | 9780.2197
2031-04-04 | 2 | 9572.0965
2031-04-04 | 3 | 9525.9582
2031-04-04 | 4 | 9459.2918
2031-04-04 | 5 | 9484.7704
2031-04-04 | 6 | 9637.9499
2031-04-04 | 7 | 9836.2921
2031-04-04 | 8 | 10233.3426
2031-04-04 | 9 | 10436.9832
2031-04-04 | 10 | 10540.3175
2031-04-04 | 11 | 10336.9279
2031-04-04 | 12 | 10252.9486
2031-04-04 | 13 | 10124.2812
2031-04-04 | 14 | 10097.3427
2031-04-04 | 15 | 10053.8497
2031-04-04 | 16 | 10044.1796
2031-04-04 | 17 | 10400.3217
2031-04-04 | 18 | 10354.0166
2031-04-04 | 19 | 10423.0997
2031-04-04 | 20 | 10273.9647
2031-04-04 | 21 | 10501.5877
2031-04-04 | 22 | 10454.1637
2031-04-04 | 23 | 10210.4857
2031-04-04 | 24 | 9923.246
2031-04-05 | 1 | 9643.4664
2031-04-05 | 2 | 9485.4257
2031-04-05 | 3 | 9385.1135
2031-04-05 | 4 | 9294.7808
2031-04-05 | 5 | 9296.8831
2031-04-05 | 6 | 9418.5848
2031-04-05 | 7 | 9432.2194
2031-04-05 | 8 | 9601.248
2031-04-05 | 9 | 9755.029
2031-04-05 | 10 | 9925.2967
2031-04-05 | 11 | 9907.0451
2031-04-05 | 12 | 9924.7038
2031-04-05 | 13 | 9913.2468
2031-04-05 | 14 | 9861.8671
2031-04-05 | 15 | 9792.2843
2031-04-05 | 16 | 9743.9892
2031-04-05 | 17 | 9766.3433
2031-04-05 | 18 | 9880.5707
2031-04-05 | 19 | 9976.4547
2031-04-05 | 20 | 10044.7602
2031-04-05 | 21 | 10260.0446
2031-04-05 | 22 | 10264.4631
2031-04-05 | 23 | 10056.1308
2031-04-05 | 24 | 9854.9857
2031-04-06 | 1 | 9611.4374
2031-04-06 | 2 | 9481.0018
2031-04-06 | 3 | 9380.9445
2031-04-06 | 4 | 9314.7425
2031-04-06 | 5 | 9306.4235
2031-04-06 | 6 | 9370.9885
2031-04-06 | 7 | 9389.8148
2031-04-06 | 8 | 9565.9531
2031-04-06 | 9 | 9597.6741
2031-04-06 | 10 | 9717.2139
2031-04-06 | 11 | 9782.689
2031-04-06 | 12 | 9833.8952
2031-04-06 | 13 | 9799.6676
2031-04-06 | 14 | 9763.5576
2031-04-06 | 15 | 9804.6956
2031-04-06 | 16 | 9612.4273
2031-04-06 | 17 | 9676.1631
2031-04-06 | 18 | 9860.4379
2031-04-06 | 19 | 9988.0817
2031-04-06 | 20 | 10080.7434
2031-04-06 | 21 | 10316.9316
2031-04-06 | 22 | 10329.4562
2031-04-06 | 23 | 10117.2361
2031-04-06 | 24 | 9830.9069
2031-04-07 | 1 | 9585.0716
2031-04-07 | 2 | 9460.6871
2031-04-07 | 3 | 9385.9728
2031-04-07 | 4 | 9336.5785
2031-04-07 | 5 | 9371.5389
2031-04-07 | 6 | 9520.7432
2031-04-07 | 7 | 9691.3695
2031-04-07 | 8 | 10158.635
2031-04-07 | 9 | 10460.8704
2031-04-07 | 10 | 10485.4554
2031-04-07 | 11 | 10400.2177
2031-04-07 | 12 | 10261.829
2031-04-07 | 13 | 10221.3462
2031-04-07 | 14 | 10217.6232
2031-04-07 | 15 | 10209.9554
2031-04-07 | 16 | 10175.2918
2031-04-07 | 17 | 10227.6229
2031-04-07 | 18 | 10295.1464
2031-04-07 | 19 | 10417.4916
2031-04-07 | 20 | 10477.3912
2031-04-07 | 21 | 10663.4592
2031-04-07 | 22 | 10643.7834
2031-04-07 | 23 | 10374.964
2031-04-07 | 24 | 10034.6344
2031-04-08 | 1 | 9776.9734
2031-04-08 | 2 | 9592.1499
2031-04-08 | 3 | 9520.1093
2031-04-08 | 4 | 9520.5252
2031-04-08 | 5 | 9542.8196
2031-04-08 | 6 | 9715.3584
2031-04-08 | 7 | 9895.0523
2031-04-08 | 8 | 10280.198
2031-04-08 | 9 | 10546.6953
2031-04-08 | 10 | 10641.1249
2031-04-08 | 11 | 10497.6616
2031-04-08 | 12 | 10340.4799
2031-04-08 | 13 | 10213.3423
2031-04-08 | 14 | 10243.6965
2031-04-08 | 15 | 10108.3356
2031-04-08 | 16 | 10130.1866
2031-04-08 | 17 | 10233.1033
2031-04-08 | 18 | 10290.4437
2031-04-08 | 19 | 10311.1361
2031-04-08 | 20 | 10426.1345
2031-04-08 | 21 | 10566.5906
2031-04-08 | 22 | 10492.676
2031-04-08 | 23 | 10262.19
2031-04-08 | 24 | 9907.3314
2031-04-09 | 1 | 9641.1347
2031-04-09 | 2 | 9432.9959
2031-04-09 | 3 | 9344.59
2031-04-09 | 4 | 9313.1876
2031-04-09 | 5 | 9326.1718
2031-04-09 | 6 | 9464.0459
2031-04-09 | 7 | 9607.6376
2031-04-09 | 8 | 10080.8845
2031-04-09 | 9 | 10333.2026
2031-04-09 | 10 | 10350.5902
2031-04-09 | 11 | 10269.4494
2031-04-09 | 12 | 10168.5129
2031-04-09 | 13 | 10063.0419
2031-04-09 | 14 | 10051.618
2031-04-09 | 15 | 10028.1444
2031-04-09 | 16 | 10022.1607
2031-04-09 | 17 | 10200.5434
2031-04-09 | 18 | 10358.1964
2031-04-09 | 19 | 10374.6062
2031-04-09 | 20 | 10236.2839
2031-04-09 | 21 | 10450.3936
2031-04-09 | 22 | 10443.1245
2031-04-09 | 23 | 10143.3851
2031-04-09 | 24 | 9751.2025
2031-04-10 | 1 | 9469.7613
2031-04-10 | 2 | 9315.2403
2031-04-10 | 3 | 9235.3433
2031-04-10 | 4 | 9184.6588
2031-04-10 | 5 | 9208.2898
2031-04-10 | 6 | 9369.0373
2031-04-10 | 7 | 9547.9029
2031-04-10 | 8 | 9951.6912
2031-04-10 | 9 | 10264.2456
2031-04-10 | 10 | 10281.6212
2031-04-10 | 11 | 10175.6651
2031-04-10 | 12 | 10055.8142
2031-04-10 | 13 | 10024.2644
2031-04-10 | 14 | 10016.8213
2031-04-10 | 15 | 10000.427
2031-04-10 | 16 | 9968.819
2031-04-10 | 17 | 10366.9602
2031-04-10 | 18 | 10116.6981
2031-04-10 | 19 | 10121.6363
2031-04-10 | 20 | 10213.5015
2031-04-10 | 21 | 10407.0217
2031-04-10 | 22 | 10379.5721
2031-04-10 | 23 | 10110.4506
2031-04-10 | 24 | 9780.8072
2031-04-11 | 1 | 9520.8309
2031-04-11 | 2 | 9293.5397
2031-04-11 | 3 | 9186.5695
2031-04-11 | 4 | 9139.5052
2031-04-11 | 5 | 9149.2213
2031-04-11 | 6 | 9164.3438
2031-04-11 | 7 | 9128.7827
2031-04-11 | 8 | 9257.9601
2031-04-11 | 9 | 9435.6088
2031-04-11 | 10 | 9525.8588
2031-04-11 | 11 | 9515.538
2031-04-11 | 12 | 9496.8891
2031-04-11 | 13 | 9417.0053
2031-04-11 | 14 | 9450.6019
2031-04-11 | 15 | 9634.4308
2031-04-11 | 16 | 9699.0214
2031-04-11 | 17 | 9835.3964
2031-04-11 | 18 | 9874.8502
2031-04-11 | 19 | 10084.707
2031-04-11 | 20 | 10173.849
2031-04-11 | 21 | 10239.2859
2031-04-11 | 22 | 10257.4829
2031-04-11 | 23 | 10010.0392
2031-04-11 | 24 | 9728.142
2031-04-12 | 1 | 9477.3178
2031-04-12 | 2 | 9404.6138
2031-04-12 | 3 | 9291.5227
2031-04-12 | 4 | 9240.1463
2031-04-12 | 5 | 9264.9785
2031-04-12 | 6 | 9322.1042
2031-04-12 | 7 | 9303.0126
2031-04-12 | 8 | 9433.0182
2031-04-12 | 9 | 9638.3515
2031-04-12 | 10 | 9799.1546
2031-04-12 | 11 | 9785.8259
2031-04-12 | 12 | 9737.0609
2031-04-12 | 13 | 9805.2677
2031-04-12 | 14 | 9739.2266
2031-04-12 | 15 | 9713.0239
2031-04-12 | 16 | 9758.1813
2031-04-12 | 17 | 10075.0396
2031-04-12 | 18 | 10173.9932
2031-04-12 | 19 | 10288.181
2031-04-12 | 20 | 10281.7229
2031-04-12 | 21 | 10349.9234
2031-04-12 | 22 | 10415.8797
2031-04-12 | 23 | 10215.4223
2031-04-12 | 24 | 9895.4675
2031-04-13 | 1 | 9629.3123
2031-04-13 | 2 | 9547.3907
2031-04-13 | 3 | 9457.3678
2031-04-13 | 4 | 9415.6923
2031-04-13 | 5 | 9419.3385
2031-04-13 | 6 | 9477.4027
2031-04-13 | 7 | 9443.2739
2031-04-13 | 8 | 9542.0042
2031-04-13 | 9 | 9748.5546
2031-04-13 | 10 | 9910.4242
2031-04-13 | 11 | 9973.1076
2031-04-13 | 12 | 10008.5377
2031-04-13 | 13 | 9981.7526
2031-04-13 | 14 | 9936.776
2031-04-13 | 15 | 9772.3651
2031-04-13 | 16 | 9871.3444
2031-04-13 | 17 | 9887.3312
2031-04-13 | 18 | 10134.4115
2031-04-13 | 19 | 10166.588
2031-04-13 | 20 | 10097.969
2031-04-13 | 21 | 10235.5107
2031-04-13 | 22 | 10271.4151
2031-04-13 | 23 | 10108.6194
2031-04-13 | 24 | 9786.3186
2031-04-14 | 1 | 9536.003
2031-04-14 | 2 | 9435.0317
2031-04-14 | 3 | 9362.0826
2031-04-14 | 4 | 9325.5782
2031-04-14 | 5 | 9347.3606
2031-04-14 | 6 | 9501.622
2031-04-14 | 7 | 9708.6012
2031-04-14 | 8 | 10099.9172
2031-04-14 | 9 | 10414.3055
2031-04-14 | 10 | 10544.0137
2031-04-14 | 11 | 10368.2398
2031-04-14 | 12 | 10273.0781
2031-04-14 | 13 | 10238.8285
2031-04-14 | 14 | 10281.3956
2031-04-14 | 15 | 10142.2905
2031-04-14 | 16 | 10146.656
2031-04-14 | 17 | 10211.5958
2031-04-14 | 18 | 10334.7996
2031-04-14 | 19 | 10566.4113
2031-04-14 | 20 | 10518.4083
2031-04-14 | 21 | 10561.0738
2031-04-14 | 22 | 10541.4166
2031-04-14 | 23 | 10289.9677
2031-04-14 | 24 | 9934.1917
2031-04-15 | 1 | 9665.241
2031-04-15 | 2 | 9506.9826
2031-04-15 | 3 | 9404.569
2031-04-15 | 4 | 9376.9289
2031-04-15 | 5 | 9391.0826
2031-04-15 | 6 | 9550.0337
2031-04-15 | 7 | 9766.4093
2031-04-15 | 8 | 10083.1607
2031-04-15 | 9 | 10421.3593
2031-04-15 | 10 | 10487.9711
2031-04-15 | 11 | 10503.954
2031-04-15 | 12 | 10391.175
2031-04-15 | 13 | 10375.627
2031-04-15 | 14 | 10162.7856
2031-04-15 | 15 | 10248.138
2031-04-15 | 16 | 10502.0011
2031-04-15 | 17 | 10324.3172
2031-04-15 | 18 | 10510.1816
2031-04-15 | 19 | 10473.3834
2031-04-15 | 20 | 10490.2004
2031-04-15 | 21 | 10581.9433
2031-04-15 | 22 | 10585.7235
2031-04-15 | 23 | 10317.8567
2031-04-15 | 24 | 9962.7443
2031-04-16 | 1 | 9722.718
2031-04-16 | 2 | 9564.4947
2031-04-16 | 3 | 9479.809
2031-04-16 | 4 | 9444.4374
2031-04-16 | 5 | 9519.1557
2031-04-16 | 6 | 9612.1892
2031-04-16 | 7 | 9831.2364
2031-04-16 | 8 | 10172.7022
2031-04-16 | 9 | 10519.2223
2031-04-16 | 10 | 10665.7719
2031-04-16 | 11 | 10659.2419
2031-04-16 | 12 | 10561.9914
2031-04-16 | 13 | 10459.3461
2031-04-16 | 14 | 10431.2175
2031-04-16 | 15 | 10439.7292
2031-04-16 | 16 | 10359.2202
2031-04-16 | 17 | 10380.1211
2031-04-16 | 18 | 10602.7077
2031-04-16 | 19 | 10655.9429
2031-04-16 | 20 | 10585.9859
2031-04-16 | 21 | 10712.0005
2031-04-16 | 22 | 10680.016
2031-04-16 | 23 | 10422.6246
2031-04-16 | 24 | 10075.7548
2031-04-17 | 1 | 9792.5983
2031-04-17 | 2 | 9666.1109
2031-04-17 | 3 | 9556.6434
2031-04-17 | 4 | 9538.3823
2031-04-17 | 5 | 9607.637
2031-04-17 | 6 | 9737.1921
2031-04-17 | 7 | 9913.1025
2031-04-17 | 8 | 10254.5813
2031-04-17 | 9 | 10565.0826
2031-04-17 | 10 | 10576.5555
2031-04-17 | 11 | 10504.4003
2031-04-17 | 12 | 10378.3637
2031-04-17 | 13 | 10309.9714
2031-04-17 | 14 | 10463.2093
2031-04-17 | 15 | 10294.6002
2031-04-17 | 16 | 10236.4181
2031-04-17 | 17 | 10189.8138
2031-04-17 | 18 | 10273.7356
2031-04-17 | 19 | 10426.8262
2031-04-17 | 20 | 10493.0239
2031-04-17 | 21 | 10583.2333
2031-04-17 | 22 | 10640.2745
2031-04-17 | 23 | 10425.4044
2031-04-17 | 24 | 10158.896
2031-04-18 | 1 | 9919.4939
2031-04-18 | 2 | 9727.8661
2031-04-18 | 3 | 9618.1214
2031-04-18 | 4 | 9572.5573
2031-04-18 | 5 | 9649.3995
2031-04-18 | 6 | 9826.4185
2031-04-18 | 7 | 10029.1595
2031-04-18 | 8 | 10345.4264
2031-04-18 | 9 | 10661.2165
2031-04-18 | 10 | 10676.157
2031-04-18 | 11 | 10558.6734
2031-04-18 | 12 | 10384.2861
2031-04-18 | 13 | 10295.0953
2031-04-18 | 14 | 10264.5723
2031-04-18 | 15 | 10243.0712
2031-04-18 | 16 | 10208.4422
2031-04-18 | 17 | 10365.8926
2031-04-18 | 18 | 10356.5308
2031-04-18 | 19 | 10447.1169
2031-04-18 | 20 | 10513.5747
2031-04-18 | 21 | 10558.559
2031-04-18 | 22 | 10646.2738
2031-04-18 | 23 | 10420.9468
2031-04-18 | 24 | 10102.7389
2031-04-19 | 1 | 9863.3196
2031-04-19 | 2 | 9732.5214
2031-04-19 | 3 | 9677.3446
2031-04-19 | 4 | 9572.7629
2031-04-19 | 5 | 9559.8342
2031-04-19 | 6 | 9580.931
2031-04-19 | 7 | 9614.8219
2031-04-19 | 8 | 9649.1933
2031-04-19 | 9 | 9869.9419
2031-04-19 | 10 | 9994.7466
2031-04-19 | 11 | 10041.195
2031-04-19 | 12 | 9947.5409
2031-04-19 | 13 | 9773.8699
2031-04-19 | 14 | 9697.3205
2031-04-19 | 15 | 9670.8777
2031-04-19 | 16 | 9665.4179
2031-04-19 | 17 | 9736.2982
2031-04-19 | 18 | 9812.1197
2031-04-19 | 19 | 9970.295
2031-04-19 | 20 | 10065.2247
2031-04-19 | 21 | 10158.0614
2031-04-19 | 22 | 10339.2164
2031-04-19 | 23 | 10168.7461
2031-04-19 | 24 | 9871.0437
2031-04-20 | 1 | 9661.389
2031-04-20 | 2 | 9470.1734
2031-04-20 | 3 | 9430.0494
2031-04-20 | 4 | 9348.0074
2031-04-20 | 5 | 9356.7547
2031-04-20 | 6 | 9422.0138
2031-04-20 | 7 | 9459.4202
2031-04-20 | 8 | 9433.2945
2031-04-20 | 9 | 9619.127
2031-04-20 | 10 | 9649.952
2031-04-20 | 11 | 9646.1982
2031-04-20 | 12 | 9606.8887
2031-04-20 | 13 | 9553.2242
2031-04-20 | 14 | 9565.0464
2031-04-20 | 15 | 9544.6282
2031-04-20 | 16 | 9596.9935
2031-04-20 | 17 | 9668.6144
2031-04-20 | 18 | 10011.7243
2031-04-20 | 19 | 10060.7726
2031-04-20 | 20 | 10113.7653
2031-04-20 | 21 | 10185.0372
2031-04-20 | 22 | 10284.9761
2031-04-20 | 23 | 10060.9761
2031-04-20 | 24 | 9809.1608
2031-04-21 | 1 | 9544.9655
2031-04-21 | 2 | 9467.3936
2031-04-21 | 3 | 9439.5537
2031-04-21 | 4 | 9384.1562
2031-04-21 | 5 | 9428.9967
2031-04-21 | 6 | 9591.3319
2031-04-21 | 7 | 9878.7966
2031-04-21 | 8 | 10176.0608
2031-04-21 | 9 | 10457.1737
2031-04-21 | 10 | 10460.4909
2031-04-21 | 11 | 10352.0277
2031-04-21 | 12 | 10222.4879
2031-04-21 | 13 | 10143.6002
2031-04-21 | 14 | 10074.8383
2031-04-21 | 15 | 10054.7891
2031-04-21 | 16 | 10093.1364
2031-04-21 | 17 | 10123.543
2031-04-21 | 18 | 10221.0225
2031-04-21 | 19 | 10257.0881
2031-04-21 | 20 | 10328.8
2031-04-21 | 21 | 10474.0664
2031-04-21 | 22 | 10487.6785
2031-04-21 | 23 | 10194.1982
2031-04-21 | 24 | 9879.4878
2031-04-22 | 1 | 9627.506
2031-04-22 | 2 | 9485.0895
2031-04-22 | 3 | 9359.3864
2031-04-22 | 4 | 9334.9111
2031-04-22 | 5 | 9378.0784
2031-04-22 | 6 | 9503.8882
2031-04-22 | 7 | 9818.8414
2031-04-22 | 8 | 10135.6608
2031-04-22 | 9 | 10381.8769
2031-04-22 | 10 | 10426.0544
2031-04-22 | 11 | 10312.9746
2031-04-22 | 12 | 10190.4755
2031-04-22 | 13 | 10110.2973
2031-04-22 | 14 | 10091.1522
2031-04-22 | 15 | 10052.3056
2031-04-22 | 16 | 10020.5009
2031-04-22 | 17 | 10030.1367
2031-04-22 | 18 | 10088.4062
2031-04-22 | 19 | 10152.9809
2031-04-22 | 20 | 10208.2556
2031-04-22 | 21 | 10387.9288
2031-04-22 | 22 | 10470.23
2031-04-22 | 23 | 10142.0116
2031-04-22 | 24 | 9840.9948
2031-04-23 | 1 | 9592.2998
2031-04-23 | 2 | 9402.113
2031-04-23 | 3 | 9336.0892
2031-04-23 | 4 | 9322.8481
2031-04-23 | 5 | 9354.2775
2031-04-23 | 6 | 9412.6414
2031-04-23 | 7 | 9699.672
2031-04-23 | 8 | 10033.6528
2031-04-23 | 9 | 10309.2748
2031-04-23 | 10 | 10323.8009
2031-04-23 | 11 | 10204.568
2031-04-23 | 12 | 10099.7214
2031-04-23 | 13 | 10036.6762
2031-04-23 | 14 | 10026.1708
2031-04-23 | 15 | 10000.556
2031-04-23 | 16 | 9994.0769
2031-04-23 | 17 | 10026.9039
2031-04-23 | 18 | 10124.1595
2031-04-23 | 19 | 10121.4807
2031-04-23 | 20 | 10241.2445
2031-04-23 | 21 | 10355.7717
2031-04-23 | 22 | 10427.8402
2031-04-23 | 23 | 10141.6156
2031-04-23 | 24 | 9789.1182
2031-04-24 | 1 | 9522.4903
2031-04-24 | 2 | 9386.4595
2031-04-24 | 3 | 9295.7454
2031-04-24 | 4 | 9242.7467
2031-04-24 | 5 | 9328.4956
2031-04-24 | 6 | 9403.7728
2031-04-24 | 7 | 9752.1373
2031-04-24 | 8 | 10104.3227
2031-04-24 | 9 | 10369.1094
2031-04-24 | 10 | 10363.1791
2031-04-24 | 11 | 10258.8287
2031-04-24 | 12 | 10137.4843
2031-04-24 | 13 | 10057.1186
2031-04-24 | 14 | 10038.0752
2031-04-24 | 15 | 10001.7604
2031-04-24 | 16 | 10070.4691
2031-04-24 | 17 | 10354.4649
2031-04-24 | 18 | 10059.5896
2031-04-24 | 19 | 10076.084
2031-04-24 | 20 | 10192.5508
2031-04-24 | 21 | 10261.8873
2031-04-24 | 22 | 10406.1898
2031-04-24 | 23 | 10155.1873
2031-04-24 | 24 | 9850.2329
2031-04-25 | 1 | 9608.5433
2031-04-25 | 2 | 9420.9003
2031-04-25 | 3 | 9347.7987
2031-04-25 | 4 | 9273.1994
2031-04-25 | 5 | 9317.7957
2031-04-25 | 6 | 9439.8107
2031-04-25 | 7 | 9693.504
2031-04-25 | 8 | 10038.0737
2031-04-25 | 9 | 10305.6978
2031-04-25 | 10 | 10368.602
2031-04-25 | 11 | 10236.6125
2031-04-25 | 12 | 10136.721
2031-04-25 | 13 | 9996.4496
2031-04-25 | 14 | 9979.9202
2031-04-25 | 15 | 10064.5466
2031-04-25 | 16 | 10328.1822
2031-04-25 | 17 | 10093.6456
2031-04-25 | 18 | 10284.7441
2031-04-25 | 19 | 10247.2574
2031-04-25 | 20 | 10121.8422
2031-04-25 | 21 | 10168.6798
2031-04-25 | 22 | 10338.246
2031-04-25 | 23 | 10042.3123
2031-04-25 | 24 | 9739.971
2031-04-26 | 1 | 9463.0087
2031-04-26 | 2 | 9298.2859
2031-04-26 | 3 | 9196.8868
2031-04-26 | 4 | 9156.7176
2031-04-26 | 5 | 9183.4652
2031-04-26 | 6 | 9210.3952
2031-04-26 | 7 | 9334.6091
2031-04-26 | 8 | 9375.2339
2031-04-26 | 9 | 9511.9388
2031-04-26 | 10 | 9667.8287
2031-04-26 | 11 | 9671.4841
2031-04-26 | 12 | 9614.1404
2031-04-26 | 13 | 9552.5182
2031-04-26 | 14 | 9893.2886
2031-04-26 | 15 | 9790.4656
2031-04-26 | 16 | 9527.0251
2031-04-26 | 17 | 9661.626
2031-04-26 | 18 | 9991.4822
2031-04-26 | 19 | 9826.2764
2031-04-26 | 20 | 9846.9497
2031-04-26 | 21 | 9859.2408
2031-04-26 | 22 | 10006.4336
2031-04-26 | 23 | 9849.4867
2031-04-26 | 24 | 9606.7761
2031-04-27 | 1 | 9396.3018
2031-04-27 | 2 | 9240.7654
2031-04-27 | 3 | 9124.2757
2031-04-27 | 4 | 9067.8963
2031-04-27 | 5 | 9091.7047
2031-04-27 | 6 | 9101.2154
2031-04-27 | 7 | 9175.3935
2031-04-27 | 8 | 9254.1992
2031-04-27 | 9 | 9396.4445
2031-04-27 | 10 | 9552.604
2031-04-27 | 11 | 9667.6473
2031-04-27 | 12 | 9756.5484
2031-04-27 | 13 | 9850.6659
2031-04-27 | 14 | 9847.8453
2031-04-27 | 15 | 9764.3532
2031-04-27 | 16 | 9762.5156
2031-04-27 | 17 | 9780.3392
2031-04-27 | 18 | 9883.9672
2031-04-27 | 19 | 9890.8709
2031-04-27 | 20 | 9887.0154
2031-04-27 | 21 | 9963.0407
2031-04-27 | 22 | 10075.8698
2031-04-27 | 23 | 9851.806
2031-04-27 | 24 | 9606.1437
2031-04-28 | 1 | 9359.2847
2031-04-28 | 2 | 9273.7952
2031-04-28 | 3 | 9205.9545
2031-04-28 | 4 | 9195.3381
2031-04-28 | 5 | 9210.4814
2031-04-28 | 6 | 9354.3825
2031-04-28 | 7 | 9701.8248
2031-04-28 | 8 | 10021.9327
2031-04-28 | 9 | 10249.8933
2031-04-28 | 10 | 10400.6682
2031-04-28 | 11 | 10363.9613
2031-04-28 | 12 | 10248.0435
2031-04-28 | 13 | 10055.4999
2031-04-28 | 14 | 10033.4152
2031-04-28 | 15 | 10016.3318
2031-04-28 | 16 | 10022.0687
2031-04-28 | 17 | 10070.2086
2031-04-28 | 18 | 10173.4013
2031-04-28 | 19 | 10206.157
2031-04-28 | 20 | 10278.3276
2031-04-28 | 21 | 10362.6264
2031-04-28 | 22 | 10430.9125
2031-04-28 | 23 | 10147.241
2031-04-28 | 24 | 9798.5282
2031-04-29 | 1 | 9526.5996
2031-04-29 | 2 | 9340.875
2031-04-29 | 3 | 9264.8009
2031-04-29 | 4 | 9266.9655
2031-04-29 | 5 | 9284.0137
2031-04-29 | 6 | 9400.855
2031-04-29 | 7 | 9726.9681
2031-04-29 | 8 | 10038.1835
2031-04-29 | 9 | 10349.4475
2031-04-29 | 10 | 10400.6841
2031-04-29 | 11 | 10362.6864
2031-04-29 | 12 | 10259.6051
2031-04-29 | 13 | 10145.3093
2031-04-29 | 14 | 10144.2734
2031-04-29 | 15 | 10449.826
2031-04-29 | 16 | 10392.8821
2031-04-29 | 17 | 10187.7525
2031-04-29 | 18 | 10224.8041
2031-04-29 | 19 | 10274.7542
2031-04-29 | 20 | 10287.0303
2031-04-29 | 21 | 10300.478
2031-04-29 | 22 | 10431.0281
2031-04-29 | 23 | 10185.395
2031-04-29 | 24 | 9898.8884
2031-04-30 | 1 | 9593.0865
2031-04-30 | 2 | 9407.0928
2031-04-30 | 3 | 9351.5519
2031-04-30 | 4 | 9318.8888
2031-04-30 | 5 | 9347.7669
2031-04-30 | 6 | 9521.7592
2031-04-30 | 7 | 9789.4714
2031-04-30 | 8 | 10045.0352
2031-04-30 | 9 | 10253.9389
2031-04-30 | 10 | 10266.2827
2031-04-30 | 11 | 10185.2205
2031-04-30 | 12 | 10106.8413
2031-04-30 | 13 | 10015.9634
2031-04-30 | 14 | 9983.4785
2031-04-30 | 15 | 9987.2885
2031-04-30 | 16 | 9999.1982
2031-04-30 | 17 | 10051.7322
2031-04-30 | 18 | 10170.7765
2031-04-30 | 19 | 10218.689
2031-04-30 | 20 | 10314.5359
2031-04-30 | 21 | 10351.4845
2031-04-30 | 22 | 10402.3453
2031-04-30 | 23 | 10223.5779
2031-04-30 | 24 | 9882.7463
2031-05-01 | 1 | 9645.5515
2031-05-01 | 2 | 9334.0319
2031-05-01 | 3 | 9258.5602
2031-05-01 | 4 | 9234.9168
2031-05-01 | 5 | 9328.0513
2031-05-01 | 6 | 9393.7887
2031-05-01 | 7 | 9698.2011
2031-05-01 | 8 | 9983.72
2031-05-01 | 9 | 10200.2146
2031-05-01 | 10 | 10167.9896
2031-05-01 | 11 | 10019.1871
2031-05-01 | 12 | 9932.5072
2031-05-01 | 13 | 9916.6785
2031-05-01 | 14 | 9977.1025
2031-05-01 | 15 | 9928.9149
2031-05-01 | 16 | 9919.708
2031-05-01 | 17 | 10213.2723
2031-05-01 | 18 | 10009.66
2031-05-01 | 19 | 9930.8058
2031-05-01 | 20 | 10030.6702
2031-05-01 | 21 | 9919.3514
2031-05-01 | 22 | 10020.2395
2031-05-01 | 23 | 9791.5482
2031-05-01 | 24 | 9508.476
2031-05-02 | 1 | 9289.9629
2031-05-02 | 2 | 9157.3253
2031-05-02 | 3 | 9140.237
2031-05-02 | 4 | 9113.347
2031-05-02 | 5 | 9148.3816
2031-05-02 | 6 | 9234.3184
2031-05-02 | 7 | 9517.4668
2031-05-02 | 8 | 9867.598
2031-05-02 | 9 | 10061.8717
2031-05-02 | 10 | 10149.4907
2031-05-02 | 11 | 10206.9766
2031-05-02 | 12 | 10236.0318
2031-05-02 | 13 | 10142.2293
2031-05-02 | 14 | 10200.7556
2031-05-02 | 15 | 10086.3227
2031-05-02 | 16 | 10203.6739
2031-05-02 | 17 | 10292.1442
2031-05-02 | 18 | 10299.9592
2031-05-02 | 19 | 10178.2649
2031-05-02 | 20 | 10193.7284
2031-05-02 | 21 | 10192.5252
2031-05-02 | 22 | 10334.6175
2031-05-02 | 23 | 10112.9259
2031-05-02 | 24 | 9900.8251
2031-05-03 | 1 | 9688.9512
2031-05-03 | 2 | 9467.3175
2031-05-03 | 3 | 9363.8952
2031-05-03 | 4 | 9329.0334
2031-05-03 | 5 | 9333.6864
2031-05-03 | 6 | 9322.2283
2031-05-03 | 7 | 9455.4823
2031-05-03 | 8 | 9602.41
2031-05-03 | 9 | 9832.0308
2031-05-03 | 10 | 10077.5926
2031-05-03 | 11 | 10201.9796
2031-05-03 | 12 | 10062.1436
2031-05-03 | 13 | 9975.1592
2031-05-03 | 14 | 10079.3534
2031-05-03 | 15 | 9982.4852
2031-05-03 | 16 | 9964.5959
2031-05-03 | 17 | 9987.3801
2031-05-03 | 18 | 9941.2981
2031-05-03 | 19 | 10313.6808
2031-05-03 | 20 | 10226.0629
2031-05-03 | 21 | 10192.4838
2031-05-03 | 22 | 10301.2571
2031-05-03 | 23 | 10170.2703
2031-05-03 | 24 | 9968.2887
2031-05-04 | 1 | 9768.6916
2031-05-04 | 2 | 9633.8264
2031-05-04 | 3 | 9550.375
2031-05-04 | 4 | 9494.6236
2031-05-04 | 5 | 9462.2725
2031-05-04 | 6 | 9436.0033
2031-05-04 | 7 | 9430.8997
2031-05-04 | 8 | 9497.2363
2031-05-04 | 9 | 9745.3603
2031-05-04 | 10 | 9916.6099
2031-05-04 | 11 | 10018.8067
2031-05-04 | 12 | 10049.0804
2031-05-04 | 13 | 9978.6088
2031-05-04 | 14 | 9970.4666
2031-05-04 | 15 | 9861.9784
2031-05-04 | 16 | 9940.8113
2031-05-04 | 17 | 10066.7307
2031-05-04 | 18 | 10192.9751
2031-05-04 | 19 | 10358.5282
2031-05-04 | 20 | 10267.5677
2031-05-04 | 21 | 10264.1585
2031-05-04 | 22 | 10405.5331
2031-05-04 | 23 | 10205.8188
2031-05-04 | 24 | 9901.1639
2031-05-05 | 1 | 9650.07
2031-05-05 | 2 | 9563.1772
2031-05-05 | 3 | 9503.5621
2031-05-05 | 4 | 9456.7104
2031-05-05 | 5 | 9478.0021
2031-05-05 | 6 | 9531.6457
2031-05-05 | 7 | 9805.5891
2031-05-05 | 8 | 10174.9436
2031-05-05 | 9 | 10512.9874
2031-05-05 | 10 | 10609.1395
2031-05-05 | 11 | 10605.5124
2031-05-05 | 12 | 10568.5258
2031-05-05 | 13 | 10455.0882
2031-05-05 | 14 | 10520.1181
2031-05-05 | 15 | 10469.3694
2031-05-05 | 16 | 10321.7247
2031-05-05 | 17 | 10426.6861
2031-05-05 | 18 | 10513.9003
2031-05-05 | 19 | 10575.1711
2031-05-05 | 20 | 10564.5159
2031-05-05 | 21 | 10553.8392
2031-05-05 | 22 | 10612.4465
2031-05-05 | 23 | 10365.3221
2031-05-05 | 24 | 10005.0686
2031-05-06 | 1 | 9731.0833
2031-05-06 | 2 | 9573.4627
2031-05-06 | 3 | 9473.2602
2031-05-06 | 4 | 9396.8843
2031-05-06 | 5 | 9415.146
2031-05-06 | 6 | 9450.5738
2031-05-06 | 7 | 9722.1791
2031-05-06 | 8 | 10066.7712
2031-05-06 | 9 | 10404.6338
2031-05-06 | 10 | 10535.6801
2031-05-06 | 11 | 10548.1883
2031-05-06 | 12 | 10491.9491
2031-05-06 | 13 | 10490.054
2031-05-06 | 14 | 10511.7172
2031-05-06 | 15 | 10371.2968
2031-05-06 | 16 | 10369.9328
2031-05-06 | 17 | 10514.3827
2031-05-06 | 18 | 10625.2052
2031-05-06 | 19 | 10623.6412
2031-05-06 | 20 | 10525.9559
2031-05-06 | 21 | 10500.4428
2031-05-06 | 22 | 10543.7423
2031-05-06 | 23 | 10295.9991
2031-05-06 | 24 | 9949.2217
2031-05-07 | 1 | 9666.7844
2031-05-07 | 2 | 9456.8862
2031-05-07 | 3 | 9355.7162
2031-05-07 | 4 | 9305.5811
2031-05-07 | 5 | 9325.9874
2031-05-07 | 6 | 9275.7492
2031-05-07 | 7 | 9536.2451
2031-05-07 | 8 | 9992.829
2031-05-07 | 9 | 10345.4074
2031-05-07 | 10 | 10442.2314
2031-05-07 | 11 | 10540.4696
2031-05-07 | 12 | 10458.5883
2031-05-07 | 13 | 10433.8987
2031-05-07 | 14 | 10424.0619
2031-05-07 | 15 | 10444.0336
2031-05-07 | 16 | 10389.9275
2031-05-07 | 17 | 10223.0307
2031-05-07 | 18 | 10323.0966
2031-05-07 | 19 | 10236.5313
2031-05-07 | 20 | 10323.767
2031-05-07 | 21 | 10330.9867
2031-05-07 | 22 | 10362.0127
2031-05-07 | 23 | 10135.8715
2031-05-07 | 24 | 9737.4166
2031-05-08 | 1 | 9477.6904
2031-05-08 | 2 | 9353.2952
2031-05-08 | 3 | 9297.5623
2031-05-08 | 4 | 9274.0694
2031-05-08 | 5 | 9296.8547
2031-05-08 | 6 | 9204.9083
2031-05-08 | 7 | 9473.5567
2031-05-08 | 8 | 9922.5758
2031-05-08 | 9 | 10272.4516
2031-05-08 | 10 | 10410.9298
2031-05-08 | 11 | 10449.05
2031-05-08 | 12 | 10477.9616
2031-05-08 | 13 | 10445.7938
2031-05-08 | 14 | 10387.6058
2031-05-08 | 15 | 10358.481
2031-05-08 | 16 | 10279.1723
2031-05-08 | 17 | 10372.6761
2031-05-08 | 18 | 10399.4229
2031-05-08 | 19 | 10320.9187
2031-05-08 | 20 | 10304.4424
2031-05-08 | 21 | 10268.7789
2031-05-08 | 22 | 10317.4726
2031-05-08 | 23 | 10140.957
2031-05-08 | 24 | 9840.068
2031-05-09 | 1 | 9630.6939
2031-05-09 | 2 | 9463.7483
2031-05-09 | 3 | 9379.4193
2031-05-09 | 4 | 9345.2991
2031-05-09 | 5 | 9385.8585
2031-05-09 | 6 | 9363.1395
2031-05-09 | 7 | 9628.0331
2031-05-09 | 8 | 10033.994
2031-05-09 | 9 | 10315.6097
2031-05-09 | 10 | 10375.1687
2031-05-09 | 11 | 10260.7746
2031-05-09 | 12 | 10139.0267
2031-05-09 | 13 | 10014.6148
2031-05-09 | 14 | 9980.5945
2031-05-09 | 15 | 9934.0106
2031-05-09 | 16 | 9933.8345
2031-05-09 | 17 | 9927.2684
2031-05-09 | 18 | 10012.5275
2031-05-09 | 19 | 9997.6014
2031-05-09 | 20 | 10035.2367
2031-05-09 | 21 | 10074.6944
2031-05-09 | 22 | 10172.8984
2031-05-09 | 23 | 10077.9329
2031-05-09 | 24 | 9835.5716
2031-05-10 | 1 | 9614.1275
2031-05-10 | 2 | 9446.6529
2031-05-10 | 3 | 9362.011
2031-05-10 | 4 | 9330.2069
2031-05-10 | 5 | 9344.263
2031-05-10 | 6 | 9247.3115
2031-05-10 | 7 | 9299.5841
2031-05-10 | 8 | 9410.2547
2031-05-10 | 9 | 9524.3666
2031-05-10 | 10 | 9618.8207
2031-05-10 | 11 | 9558.3162
2031-05-10 | 12 | 9512.1049
2031-05-10 | 13 | 9511.1935
2031-05-10 | 14 | 9443.0307
2031-05-10 | 15 | 9362.9623
2031-05-10 | 16 | 9338.4696
2031-05-10 | 17 | 9588.2862
2031-05-10 | 18 | 9632.9955
2031-05-10 | 19 | 9571.2494
2031-05-10 | 20 | 9627.7236
2031-05-10 | 21 | 9652.1748
2031-05-10 | 22 | 9757.0908
2031-05-10 | 23 | 9704.2248
2031-05-10 | 24 | 9488.0162
2031-05-11 | 1 | 9320.5211
2031-05-11 | 2 | 9175.9422
2031-05-11 | 3 | 9046.8745
2031-05-11 | 4 | 9056.9188
2031-05-11 | 5 | 9085.9275
2031-05-11 | 6 | 9026.4865
2031-05-11 | 7 | 9066.461
2031-05-11 | 8 | 9138.0047
2031-05-11 | 9 | 9223.3459
2031-05-11 | 10 | 9293.7833
2031-05-11 | 11 | 9315.1943
2031-05-11 | 12 | 9310.0026
2031-05-11 | 13 | 9300.5481
2031-05-11 | 14 | 9354.8042
2031-05-11 | 15 | 9390.1351
2031-05-11 | 16 | 9353.2677
2031-05-11 | 17 | 9464.0271
2031-05-11 | 18 | 9830.4817
2031-05-11 | 19 | 9687.667
2031-05-11 | 20 | 9792.7273
2031-05-11 | 21 | 9765.8964
2031-05-11 | 22 | 9822.7475
2031-05-11 | 23 | 9684.1619
2031-05-11 | 24 | 9392.7651
2031-05-12 | 1 | 9175.9646
2031-05-12 | 2 | 9095.1317
2031-05-12 | 3 | 9070.3017
2031-05-12 | 4 | 9029.9101
2031-05-12 | 5 | 9050.7759
2031-05-12 | 6 | 9104.925
2031-05-12 | 7 | 9464.3414
2031-05-12 | 8 | 9810.5009
2031-05-12 | 9 | 10015.3054
2031-05-12 | 10 | 10069.8743
2031-05-12 | 11 | 10055.3862
2031-05-12 | 12 | 10002.6695
2031-05-12 | 13 | 9920.7525
2031-05-12 | 14 | 9944.9171
2031-05-12 | 15 | 9950.2909
2031-05-12 | 16 | 9994.4665
2031-05-12 | 17 | 10103.2275
2031-05-12 | 18 | 10204.102
2031-05-12 | 19 | 10093.2888
2031-05-12 | 20 | 10051.0621
2031-05-12 | 21 | 9997.0618
2031-05-12 | 22 | 10014.3399
2031-05-12 | 23 | 9802.9843
2031-05-12 | 24 | 9464.3313
2031-05-13 | 1 | 9256.22
2031-05-13 | 2 | 9062.8093
2031-05-13 | 3 | 9003.0485
2031-05-13 | 4 | 8956.6265
2031-05-13 | 5 | 9011.5769
2031-05-13 | 6 | 9042.8128
2031-05-13 | 7 | 9274.0659
2031-05-13 | 8 | 9645.7217
2031-05-13 | 9 | 9930.5375
2031-05-13 | 10 | 10034.7121
2031-05-13 | 11 | 10209.0506
2031-05-13 | 12 | 10056.3746
2031-05-13 | 13 | 10005.5999
2031-05-13 | 14 | 9934.6737
2031-05-13 | 15 | 9946.0305
2031-05-13 | 16 | 9983.8662
2031-05-13 | 17 | 10038.3896
2031-05-13 | 18 | 10046.6431
2031-05-13 | 19 | 10045.0947
2031-05-13 | 20 | 10020.6631
2031-05-13 | 21 | 10042.4653
2031-05-13 | 22 | 9985.2325
2031-05-13 | 23 | 9791.0221
2031-05-13 | 24 | 9508.2462
2031-05-14 | 1 | 9252.7621
2031-05-14 | 2 | 9084.8148
2031-05-14 | 3 | 9025.4918
2031-05-14 | 4 | 8989.4357
2031-05-14 | 5 | 9053.5022
2031-05-14 | 6 | 9094.9123
2031-05-14 | 7 | 9325.7717
2031-05-14 | 8 | 9708.8245
2031-05-14 | 9 | 9945.022
2031-05-14 | 10 | 10019.3165
2031-05-14 | 11 | 10023.3458
2031-05-14 | 12 | 10019.6718
2031-05-14 | 13 | 9993.2864
2031-05-14 | 14 | 9962.439
2031-05-14 | 15 | 10018.9956
2031-05-14 | 16 | 10100.5549
2031-05-14 | 17 | 10393.6082
2031-05-14 | 18 | 10379.4982
2031-05-14 | 19 | 10236.7393
2031-05-14 | 20 | 10119.3941
2031-05-14 | 21 | 10096.4496
2031-05-14 | 22 | 10027.9037
2031-05-14 | 23 | 9823.724
2031-05-14 | 24 | 9488.1999
2031-05-15 | 1 | 9237.8117
2031-05-15 | 2 | 9107.6145
2031-05-15 | 3 | 9076.3303
2031-05-15 | 4 | 9055.4329
2031-05-15 | 5 | 9059.2047
2031-05-15 | 6 | 9114.5488
2031-05-15 | 7 | 9406.4191
2031-05-15 | 8 | 9830.3591
2031-05-15 | 9 | 10069.4836
2031-05-15 | 10 | 10139.8414
2031-05-15 | 11 | 10042.3567
2031-05-15 | 12 | 10017.1328
2031-05-15 | 13 | 10066.2661
2031-05-15 | 14 | 9961.4084
2031-05-15 | 15 | 10053.8617
2031-05-15 | 16 | 10242.4845
2031-05-15 | 17 | 10308.9123
2031-05-15 | 18 | 10291.5008
2031-05-15 | 19 | 10170.6074
2031-05-15 | 20 | 10038.9613
2031-05-15 | 21 | 10023.3948
2031-05-15 | 22 | 10055.662
2031-05-15 | 23 | 9948.5762
2031-05-15 | 24 | 9647.9415
2031-05-16 | 1 | 9414.5998
2031-05-16 | 2 | 9215.6688
2031-05-16 | 3 | 9153.6212
2031-05-16 | 4 | 9082
2031-05-16 | 5 | 9127.5433
2031-05-16 | 6 | 9159.5287
2031-05-16 | 7 | 9431.9121
2031-05-16 | 8 | 9865.6237
2031-05-16 | 9 | 10153.5444
2031-05-16 | 10 | 10205.0141
2031-05-16 | 11 | 10171.0402
2031-05-16 | 12 | 10072.2031
2031-05-16 | 13 | 9970.5076
2031-05-16 | 14 | 10170.0284
2031-05-16 | 15 | 10165.4666
2031-05-16 | 16 | 10136.391
2031-05-16 | 17 | 10092.4202
2031-05-16 | 18 | 10101.2079
2031-05-16 | 19 | 10133.9802
2031-05-16 | 20 | 10064.5287
2031-05-16 | 21 | 10075.5601
2031-05-16 | 22 | 10126.5815
2031-05-16 | 23 | 10040.6591
2031-05-16 | 24 | 9746.279
2031-05-17 | 1 | 9514.5423
2031-05-17 | 2 | 9305.5225
2031-05-17 | 3 | 9284.8141
2031-05-17 | 4 | 9227.8125
2031-05-17 | 5 | 9254.4875
2031-05-17 | 6 | 9219.379
2031-05-17 | 7 | 9266.8374
2031-05-17 | 8 | 9354.252
2031-05-17 | 9 | 9518.5686
2031-05-17 | 10 | 9657.4587
2031-05-17 | 11 | 9689.6202
2031-05-17 | 12 | 9760.2286
2031-05-17 | 13 | 9741.5479
2031-05-17 | 14 | 9706.1419
2031-05-17 | 15 | 9670.524
2031-05-17 | 16 | 9723.293
2031-05-17 | 17 | 9783.718
2031-05-17 | 18 | 9811.9596
2031-05-17 | 19 | 9908.419
2031-05-17 | 20 | 9941.5205
2031-05-17 | 21 | 9993.5635
2031-05-17 | 22 | 10065.8104
2031-05-17 | 23 | 10027.5081
2031-05-17 | 24 | 9884.73
2031-05-18 | 1 | 9664.8114
2031-05-18 | 2 | 9506.1643
2031-05-18 | 3 | 9363.943
2031-05-18 | 4 | 9334.2808
2031-05-18 | 5 | 9350.3079
2031-05-18 | 6 | 9270.1759
2031-05-18 | 7 | 9226.0256
2031-05-18 | 8 | 9341.6143
2031-05-18 | 9 | 9549.7593
2031-05-18 | 10 | 9665.14
2031-05-18 | 11 | 9664.9351
2031-05-18 | 12 | 9603.61
2031-05-18 | 13 | 9496.6928
2031-05-18 | 14 | 9485.6845
2031-05-18 | 15 | 9401.5497
2031-05-18 | 16 | 9391.1692
2031-05-18 | 17 | 9697.6287
2031-05-18 | 18 | 9746.0428
2031-05-18 | 19 | 9765.4418
2031-05-18 | 20 | 9872.1535
2031-05-18 | 21 | 9818.9446
2031-05-18 | 22 | 9898.1959
2031-05-18 | 23 | 9901.53
2031-05-18 | 24 | 9705.8761
2031-05-19 | 1 | 9605.1123
2031-05-19 | 2 | 9582.3855
2031-05-19 | 3 | 9549.1996
2031-05-19 | 4 | 9486.3326
2031-05-19 | 5 | 9568.079
2031-05-19 | 6 | 9498.1973
2031-05-19 | 7 | 9424.0647
2031-05-19 | 8 | 9451.4855
2031-05-19 | 9 | 9549.1531
2031-05-19 | 10 | 9577.3718
2031-05-19 | 11 | 9570.1387
2031-05-19 | 12 | 9496.8027
2031-05-19 | 13 | 9437.8086
2031-05-19 | 14 | 9358.1622
2031-05-19 | 15 | 9378.7846
2031-05-19 | 16 | 9391.0692
2031-05-19 | 17 | 9468.8967
2031-05-19 | 18 | 9604.6042
2031-05-19 | 19 | 9674.2084
2031-05-19 | 20 | 9677.7854
2031-05-19 | 21 | 9643.2326
2031-05-19 | 22 | 9708.0718
2031-05-19 | 23 | 9705.0952
2031-05-19 | 24 | 9527.5214
2031-05-20 | 1 | 9395.8806
2031-05-20 | 2 | 9359.919
2031-05-20 | 3 | 9285.0877
2031-05-20 | 4 | 9228.7916
2031-05-20 | 5 | 9217.3424
2031-05-20 | 6 | 9309.5548
2031-05-20 | 7 | 9534.4764
2031-05-20 | 8 | 9858.5658
2031-05-20 | 9 | 10077.0042
2031-05-20 | 10 | 10128.9993
2031-05-20 | 11 | 10063.9001
2031-05-20 | 12 | 9963.5442
2031-05-20 | 13 | 9852.366
2031-05-20 | 14 | 9887.7268
2031-05-20 | 15 | 10044.3393
2031-05-20 | 16 | 10082.7533
2031-05-20 | 17 | 10089.3772
2031-05-20 | 18 | 9980.8084
2031-05-20 | 19 | 10046.8295
2031-05-20 | 20 | 9962.1274
2031-05-20 | 21 | 9958.1646
2031-05-20 | 22 | 9960.3325
2031-05-20 | 23 | 9856.5679
2031-05-20 | 24 | 9556.522
2031-05-21 | 1 | 9304.9062
2031-05-21 | 2 | 9085.4661
2031-05-21 | 3 | 9017.7205
2031-05-21 | 4 | 9009.2885
2031-05-21 | 5 | 9009.1435
2031-05-21 | 6 | 9026.7171
2031-05-21 | 7 | 9288.1431
2031-05-21 | 8 | 9678.4195
2031-05-21 | 9 | 9978.9508
2031-05-21 | 10 | 10033.4198
2031-05-21 | 11 | 10088.812
2031-05-21 | 12 | 10132.0577
2031-05-21 | 13 | 10126.5837
2031-05-21 | 14 | 10092.7938
2031-05-21 | 15 | 9960.7972
2031-05-21 | 16 | 9903.6985
2031-05-21 | 17 | 9911.298
2031-05-21 | 18 | 9970.8963
2031-05-21 | 19 | 9919.2168
2031-05-21 | 20 | 9932.494
2031-05-21 | 21 | 9934.103
2031-05-21 | 22 | 9904.1099
2031-05-21 | 23 | 9767.5872
2031-05-21 | 24 | 9452.4325
2031-05-22 | 1 | 9213.5121
2031-05-22 | 2 | 9058.9622
2031-05-22 | 3 | 8981.062
2031-05-22 | 4 | 8927.8791
2031-05-22 | 5 | 8959.6624
2031-05-22 | 6 | 9029.2886
2031-05-22 | 7 | 9294.8131
2031-05-22 | 8 | 9655.171
2031-05-22 | 9 | 9942.9402
2031-05-22 | 10 | 10035.2994
2031-05-22 | 11 | 9999.595
2031-05-22 | 12 | 9950.7667
2031-05-22 | 13 | 9906.9354
2031-05-22 | 14 | 9925.3955
2031-05-22 | 15 | 9919.5052
2031-05-22 | 16 | 9920.274
2031-05-22 | 17 | 9944.7012
2031-05-22 | 18 | 9993.4449
2031-05-22 | 19 | 9924.6401
2031-05-22 | 20 | 9948.2441
2031-05-22 | 21 | 9964.4977
2031-05-22 | 22 | 9927.969
2031-05-22 | 23 | 9814.3191
2031-05-22 | 24 | 9511.8927
2031-05-23 | 1 | 9244.0435
2031-05-23 | 2 | 9077.3792
2031-05-23 | 3 | 8989.5202
2031-05-23 | 4 | 8917.3324
2031-05-23 | 5 | 8950.6404
2031-05-23 | 6 | 9030.0954
2031-05-23 | 7 | 9302.3615
2031-05-23 | 8 | 9717.4406
2031-05-23 | 9 | 9969.3777
2031-05-23 | 10 | 10143.7388
2031-05-23 | 11 | 10144.2003
2031-05-23 | 12 | 10120.7864
2031-05-23 | 13 | 10070.4503
2031-05-23 | 14 | 10062.478
2031-05-23 | 15 | 10057.5207
2031-05-23 | 16 | 10090.1438
2031-05-23 | 17 | 10132.3205
2031-05-23 | 18 | 10145.3888
2031-05-23 | 19 | 10105.906
2031-05-23 | 20 | 10138.7393
2031-05-23 | 21 | 10146.9041
2031-05-23 | 22 | 10059.8642
2031-05-23 | 23 | 9892.2629
2031-05-23 | 24 | 9570.2376
2031-05-24 | 1 | 9305.5374
2031-05-24 | 2 | 9117.311
2031-05-24 | 3 | 9012.5701
2031-05-24 | 4 | 8953.7526
2031-05-24 | 5 | 8922.9976
2031-05-24 | 6 | 8875.0013
2031-05-24 | 7 | 8934.4657
2031-05-24 | 8 | 9116.268
2031-05-24 | 9 | 9347.8333
2031-05-24 | 10 | 9653.7403
2031-05-24 | 11 | 9836.3823
2031-05-24 | 12 | 9907.132
2031-05-24 | 13 | 9959.4672
2031-05-24 | 14 | 9943.446
2031-05-24 | 15 | 9982.6319
2031-05-24 | 16 | 10081.2147
2031-05-24 | 17 | 10179.7359
2031-05-24 | 18 | 10220.9558
2031-05-24 | 19 | 10231.4357
2031-05-24 | 20 | 10269.4316
2031-05-24 | 21 | 10203.3249
2031-05-24 | 22 | 10115.6697
2031-05-24 | 23 | 9995.7991
2031-05-24 | 24 | 9701.3846
2031-05-25 | 1 | 9455.5985
2031-05-25 | 2 | 9282.2537
2031-05-25 | 3 | 9131.9799
2031-05-25 | 4 | 9056.8094
2031-05-25 | 5 | 8965.8171
2031-05-25 | 6 | 8933.9899
2031-05-25 | 7 | 8965.4994
2031-05-25 | 8 | 9173.2634
2031-05-25 | 9 | 9425.1712
2031-05-25 | 10 | 9687.6068
2031-05-25 | 11 | 9935.082
2031-05-25 | 12 | 10185.1682
2031-05-25 | 13 | 10325.8909
2031-05-25 | 14 | 10283.2007
2031-05-25 | 15 | 10257.9769
2031-05-25 | 16 | 10088.5195
2031-05-25 | 17 | 10205.574
2031-05-25 | 18 | 10211.6133
2031-05-25 | 19 | 10210.8731
2031-05-25 | 20 | 10014.3422
2031-05-25 | 21 | 9986.8219
2031-05-25 | 22 | 9894.7538
2031-05-25 | 23 | 9763.0395
2031-05-25 | 24 | 9465.8518
2031-05-26 | 1 | 9226.855
2031-05-26 | 2 | 9128.7275
2031-05-26 | 3 | 9028.6937
2031-05-26 | 4 | 8989.2669
2031-05-26 | 5 | 8991.0167
2031-05-26 | 6 | 9082.3179
2031-05-26 | 7 | 9347.9651
2031-05-26 | 8 | 9805.4777
2031-05-26 | 9 | 10078.4953
2031-05-26 | 10 | 10142.9176
2031-05-26 | 11 | 10138.5842
2031-05-26 | 12 | 10086.1318
2031-05-26 | 13 | 10030.6236
2031-05-26 | 14 | 10008.3774
2031-05-26 | 15 | 9997.7252
2031-05-26 | 16 | 10018.282
2031-05-26 | 17 | 10074.066
2031-05-26 | 18 | 10123.4411
2031-05-26 | 19 | 10033.2813
2031-05-26 | 20 | 10053.1849
2031-05-26 | 21 | 10061.3669
2031-05-26 | 22 | 9970.1806
2031-05-26 | 23 | 9835.2684
2031-05-26 | 24 | 9525.2975
2031-05-27 | 1 | 9258.7994
2031-05-27 | 2 | 9088.3003
2031-05-27 | 3 | 8953.7165
2031-05-27 | 4 | 8921.0033
2031-05-27 | 5 | 8911.2383
2031-05-27 | 6 | 9003.1045
2031-05-27 | 7 | 9260.5496
2031-05-27 | 8 | 9688.8632
2031-05-27 | 9 | 9996.8028
2031-05-27 | 10 | 10115.1636
2031-05-27 | 11 | 10144.0215
2031-05-27 | 12 | 10228.5148
2031-05-27 | 13 | 10326.3656
2031-05-27 | 14 | 10399.0523
2031-05-27 | 15 | 10356.9127
2031-05-27 | 16 | 10346.5788
2031-05-27 | 17 | 10369.5624
2031-05-27 | 18 | 10260.8973
2031-05-27 | 19 | 10192.9781
2031-05-27 | 20 | 10158.9651
2031-05-27 | 21 | 10137.5236
2031-05-27 | 22 | 10021.72
2031-05-27 | 23 | 9887.0705
2031-05-27 | 24 | 9517.099
2031-05-28 | 1 | 9289.3089
2031-05-28 | 2 | 9107.073
2031-05-28 | 3 | 8985.1992
2031-05-28 | 4 | 8965.5514
2031-05-28 | 5 | 8985.2045
2031-05-28 | 6 | 9069.482
2031-05-28 | 7 | 9337.6276
2031-05-28 | 8 | 9756.9698
2031-05-28 | 9 | 10022.7417
2031-05-28 | 10 | 10185.0094
2031-05-28 | 11 | 10201.4749
2031-05-28 | 12 | 10188.2796
2031-05-28 | 13 | 10165.4634
2031-05-28 | 14 | 10162.6267
2031-05-28 | 15 | 10175.0014
2031-05-28 | 16 | 10221.8554
2031-05-28 | 17 | 10285.3593
2031-05-28 | 18 | 10346.489
2031-05-28 | 19 | 10242.2495
2031-05-28 | 20 | 10295.259
2031-05-28 | 21 | 10240.1857
2031-05-28 | 22 | 10148.4277
2031-05-28 | 23 | 9974.6093
2031-05-28 | 24 | 9607.4048
2031-05-29 | 1 | 9393.8896
2031-05-29 | 2 | 9264.9257
2031-05-29 | 3 | 9136.1468
2031-05-29 | 4 | 9085.9346
2031-05-29 | 5 | 9136.9179
2031-05-29 | 6 | 9230.1067
2031-05-29 | 7 | 9388.968
2031-05-29 | 8 | 9818.4543
2031-05-29 | 9 | 10108.7469
2031-05-29 | 10 | 10215.4945
2031-05-29 | 11 | 10231.1526
2031-05-29 | 12 | 10237.8541
2031-05-29 | 13 | 10134.8559
2031-05-29 | 14 | 10124.4348
2031-05-29 | 15 | 10126.8008
2031-05-29 | 16 | 10121.7688
2031-05-29 | 17 | 10123.7808
2031-05-29 | 18 | 10201.372
2031-05-29 | 19 | 10092.6024
2031-05-29 | 20 | 10056.126
2031-05-29 | 21 | 10020.7374
2031-05-29 | 22 | 9932.0187
2031-05-29 | 23 | 9840.4881
2031-05-29 | 24 | 9548.6033
2031-05-30 | 1 | 9303.4341
2031-05-30 | 2 | 9155.5132
2031-05-30 | 3 | 9090.1508
2031-05-30 | 4 | 9072.3189
2031-05-30 | 5 | 9078.1656
2031-05-30 | 6 | 9167.1799
2031-05-30 | 7 | 9383.2981
2031-05-30 | 8 | 9824.4407
2031-05-30 | 9 | 10055.3359
2031-05-30 | 10 | 10174.5994
2031-05-30 | 11 | 10186.0706
2031-05-30 | 12 | 10189.5143
2031-05-30 | 13 | 10177.3913
2031-05-30 | 14 | 10195.9491
2031-05-30 | 15 | 10202.3565
2031-05-30 | 16 | 10270.3202
2031-05-30 | 17 | 10279.4246
2031-05-30 | 18 | 10316.5303
2031-05-30 | 19 | 10238.569
2031-05-30 | 20 | 10136.836
2031-05-30 | 21 | 10109.7754
2031-05-30 | 22 | 10014.8945
2031-05-30 | 23 | 9919.8326
2031-05-30 | 24 | 9595.3455
2031-05-31 | 1 | 9312.2327
2031-05-31 | 2 | 9119.2818
2031-05-31 | 3 | 9014.5642
2031-05-31 | 4 | 8963.0426
2031-05-31 | 5 | 8943.9397
2031-05-31 | 6 | 8942.0567
2031-05-31 | 7 | 8984.1591
2031-05-31 | 8 | 9188.1494
2031-05-31 | 9 | 9437.7442
2031-05-31 | 10 | 9655.9483
2031-05-31 | 11 | 9837.2744
2031-05-31 | 12 | 9878.0528
2031-05-31 | 13 | 9858.9415
2031-05-31 | 14 | 9718.6238
2031-05-31 | 15 | 9825.0898
2031-05-31 | 16 | 10041.3211
2031-05-31 | 17 | 9734.8163
2031-05-31 | 18 | 9817.3891
2031-05-31 | 19 | 9868.536
2031-05-31 | 20 | 9900.1958
2031-05-31 | 21 | 9865.5446
2031-05-31 | 22 | 9814.9346
2031-05-31 | 23 | 9772.8157
2031-05-31 | 24 | 9559.8503
2031-06-01 | 1 | 9287.6643
2031-06-01 | 2 | 9219.0183
2031-06-01 | 3 | 9112.6922
2031-06-01 | 4 | 9053.1618
2031-06-01 | 5 | 9057.0063
2031-06-01 | 6 | 9049.2671
2031-06-01 | 7 | 9068.2598
2031-06-01 | 8 | 9207.6899
2031-06-01 | 9 | 9410.8952
2031-06-01 | 10 | 9603.17
2031-06-01 | 11 | 9701.6068
2031-06-01 | 12 | 9742.5237
2031-06-01 | 13 | 9754.2269
2031-06-01 | 14 | 9770.6663
2031-06-01 | 15 | 9729.0352
2031-06-01 | 16 | 9871.3716
2031-06-01 | 17 | 9919.5505
2031-06-01 | 18 | 10251.4325
2031-06-01 | 19 | 10110.6358
2031-06-01 | 20 | 10072.1815
2031-06-01 | 21 | 10101.702
2031-06-01 | 22 | 10001.9262
2031-06-01 | 23 | 9931.3332
2031-06-01 | 24 | 9615.902
2031-06-02 | 1 | 9334.5528
2031-06-02 | 2 | 9227.4671
2031-06-02 | 3 | 9137.0496
2031-06-02 | 4 | 9087.7494
2031-06-02 | 5 | 9085.2796
2031-06-02 | 6 | 9223.9826
2031-06-02 | 7 | 9428.0805
2031-06-02 | 8 | 9866.7955
2031-06-02 | 9 | 10148.7408
2031-06-02 | 10 | 10308.7287
2031-06-02 | 11 | 10281.5875
2031-06-02 | 12 | 10200.8802
2031-06-02 | 13 | 10136.0766
2031-06-02 | 14 | 10117.9022
2031-06-02 | 15 | 10089.2289
2031-06-02 | 16 | 10191.8534
2031-06-02 | 17 | 10244.4969
2031-06-02 | 18 | 10344.3281
2031-06-02 | 19 | 10232.7697
2031-06-02 | 20 | 10237.6923
2031-06-02 | 21 | 10180.5706
2031-06-02 | 22 | 10050.6356
2031-06-02 | 23 | 9926.3489
2031-06-02 | 24 | 9630.3806
2031-06-03 | 1 | 9361.6111
2031-06-03 | 2 | 9168.4896
2031-06-03 | 3 | 9065.225
2031-06-03 | 4 | 9025.5881
2031-06-03 | 5 | 9022.7297
2031-06-03 | 6 | 9114.6138
2031-06-03 | 7 | 9352.6231
2031-06-03 | 8 | 9794.9408
2031-06-03 | 9 | 10095.1556
2031-06-03 | 10 | 10186.9766
2031-06-03 | 11 | 10111.0647
2031-06-03 | 12 | 10051.9138
2031-06-03 | 13 | 9981.331
2031-06-03 | 14 | 9989.3026
2031-06-03 | 15 | 9989.3503
2031-06-03 | 16 | 10010.8064
2031-06-03 | 17 | 10041.9576
2031-06-03 | 18 | 10104.5094
2031-06-03 | 19 | 10087.0278
2031-06-03 | 20 | 10113.7079
2031-06-03 | 21 | 10160.8632
2031-06-03 | 22 | 10064.3843
2031-06-03 | 23 | 9937.9401
2031-06-03 | 24 | 9572.9853
2031-06-04 | 1 | 9284.875
2031-06-04 | 2 | 9134.1374
2031-06-04 | 3 | 9007.2076
2031-06-04 | 4 | 9026.0794
2031-06-04 | 5 | 8984.6787
2031-06-04 | 6 | 9136.5192
2031-06-04 | 7 | 9343.0889
2031-06-04 | 8 | 9784.9685
2031-06-04 | 9 | 10103.5704
2031-06-04 | 10 | 10253.1393
2031-06-04 | 11 | 10289.4786
2031-06-04 | 12 | 10273.9042
2031-06-04 | 13 | 10280.4302
2031-06-04 | 14 | 10437.5724
2031-06-04 | 15 | 10324.7486
2031-06-04 | 16 | 10445.1945
2031-06-04 | 17 | 10504.9906
2031-06-04 | 18 | 10324.048
2031-06-04 | 19 | 10243.9901
2031-06-04 | 20 | 10312.9686
2031-06-04 | 21 | 10291.1924
2031-06-04 | 22 | 10138.4935
2031-06-04 | 23 | 9986.9408
2031-06-04 | 24 | 9690.8804
2031-06-05 | 1 | 9429.2259
2031-06-05 | 2 | 9250.7404
2031-06-05 | 3 | 9203.1165
2031-06-05 | 4 | 9160.6845
2031-06-05 | 5 | 9115.481
2031-06-05 | 6 | 9210.7439
2031-06-05 | 7 | 9437.2111
2031-06-05 | 8 | 9867.9559
2031-06-05 | 9 | 10163.4085
2031-06-05 | 10 | 10282.0089
2031-06-05 | 11 | 10270.0761
2031-06-05 | 12 | 10310.3845
2031-06-05 | 13 | 10135.3557
2031-06-05 | 14 | 10147.5021
2031-06-05 | 15 | 10137.9978
2031-06-05 | 16 | 10145.0232
2031-06-05 | 17 | 10140.785
2031-06-05 | 18 | 10175.0659
2031-06-05 | 19 | 10124.478
2031-06-05 | 20 | 10177.6242
2031-06-05 | 21 | 10155.0864
2031-06-05 | 22 | 10038.2402
2031-06-05 | 23 | 10013.7705
2031-06-05 | 24 | 9688.7279
2031-06-06 | 1 | 9434.7782
2031-06-06 | 2 | 9264.9478
2031-06-06 | 3 | 9165.6193
2031-06-06 | 4 | 9124.2917
2031-06-06 | 5 | 9132.1307
2031-06-06 | 6 | 9225.6134
2031-06-06 | 7 | 9445.6604
2031-06-06 | 8 | 9869.5352
2031-06-06 | 9 | 10163.0939
2031-06-06 | 10 | 10248.8775
2031-06-06 | 11 | 10218.7061
2031-06-06 | 12 | 10165.8195
2031-06-06 | 13 | 10100.9278
2031-06-06 | 14 | 10063.8615
2031-06-06 | 15 | 10011.7605
2031-06-06 | 16 | 10010.0066
2031-06-06 | 17 | 10054.302
2031-06-06 | 18 | 10101.7491
2031-06-06 | 19 | 10073.4275
2031-06-06 | 20 | 10087.2484
2031-06-06 | 21 | 10090.95
2031-06-06 | 22 | 9989.6691
2031-06-06 | 23 | 9934.1574
2031-06-06 | 24 | 9639.4916
2031-06-07 | 1 | 9425.3552
2031-06-07 | 2 | 9238.115
2031-06-07 | 3 | 9138.405
2031-06-07 | 4 | 9094.8729
2031-06-07 | 5 | 9105.0823
2031-06-07 | 6 | 9060.1163
2031-06-07 | 7 | 9065.1714
2031-06-07 | 8 | 9240.3911
2031-06-07 | 9 | 9423.714
2031-06-07 | 10 | 9670.4234
2031-06-07 | 11 | 9756.3925
2031-06-07 | 12 | 9850.0825
2031-06-07 | 13 | 10009.2862
2031-06-07 | 14 | 9983.0488
2031-06-07 | 15 | 10018.6216
2031-06-07 | 16 | 10058.9763
2031-06-07 | 17 | 10123.0557
2031-06-07 | 18 | 10250.8555
2031-06-07 | 19 | 10146.781
2031-06-07 | 20 | 10090.7406
2031-06-07 | 21 | 10049.225
2031-06-07 | 22 | 9954.9381
2031-06-07 | 23 | 9902.3132
2031-06-07 | 24 | 9663.6923
2031-06-08 | 1 | 9467.2366
2031-06-08 | 2 | 9282.7247
2031-06-08 | 3 | 9130.2231
2031-06-08 | 4 | 9073.3163
2031-06-08 | 5 | 9045.4815
2031-06-08 | 6 | 9043.7821
2031-06-08 | 7 | 9049.6147
2031-06-08 | 8 | 9214.0871
2031-06-08 | 9 | 9408.031
2031-06-08 | 10 | 9643.858
2031-06-08 | 11 | 9765.5364
2031-06-08 | 12 | 9880.1979
2031-06-08 | 13 | 9851.9476
2031-06-08 | 14 | 9905.8872
2031-06-08 | 15 | 9907.4172
2031-06-08 | 16 | 10039.587
2031-06-08 | 17 | 10052.0777
2031-06-08 | 18 | 10089.1747
2031-06-08 | 19 | 10073.5432
2031-06-08 | 20 | 10030.8899
2031-06-08 | 21 | 9971.4029
2031-06-08 | 22 | 9860.3974
2031-06-08 | 23 | 9822.4501
2031-06-08 | 24 | 9551.6778
2031-06-09 | 1 | 9309.7739
2031-06-09 | 2 | 9200.6974
2031-06-09 | 3 | 9099.8737
2031-06-09 | 4 | 9052.9522
2031-06-09 | 5 | 9097.6013
2031-06-09 | 6 | 9198.7947
2031-06-09 | 7 | 9380.2251
2031-06-09 | 8 | 9825.1323
2031-06-09 | 9 | 10099.0471
2031-06-09 | 10 | 10220.1074
2031-06-09 | 11 | 10327.8494
2031-06-09 | 12 | 10400.5412
2031-06-09 | 13 | 10384.6098
2031-06-09 | 14 | 10377.1876
2031-06-09 | 15 | 10370.9172
2031-06-09 | 16 | 10392.8005
2031-06-09 | 17 | 10338.7213
2031-06-09 | 18 | 10463.7943
2031-06-09 | 19 | 10363.0612
2031-06-09 | 20 | 10288.0769
2031-06-09 | 21 | 10202.6584
2031-06-09 | 22 | 10096.0539
2031-06-09 | 23 | 9991.3859
2031-06-09 | 24 | 9651.2077
2031-06-10 | 1 | 9378.1348
2031-06-10 | 2 | 9181.097
2031-06-10 | 3 | 9092.0682
2031-06-10 | 4 | 9090.3347
2031-06-10 | 5 | 9134.7357
2031-06-10 | 6 | 9187.2081
2031-06-10 | 7 | 9373.2764
2031-06-10 | 8 | 9856.4812
2031-06-10 | 9 | 10168.6196
2031-06-10 | 10 | 10273.0822
2031-06-10 | 11 | 10281.3084
2031-06-10 | 12 | 10186.2699
2031-06-10 | 13 | 10135.5625
2031-06-10 | 14 | 10111.7193
2031-06-10 | 15 | 10427.8002
2031-06-10 | 16 | 10218.337
2031-06-10 | 17 | 10206.9559
2031-06-10 | 18 | 10217.8042
2031-06-10 | 19 | 10217.1612
2031-06-10 | 20 | 10231.8255
2031-06-10 | 21 | 10196.7333
2031-06-10 | 22 | 10125.2803
2031-06-10 | 23 | 10073.8696
2031-06-10 | 24 | 9734.9978
2031-06-11 | 1 | 9465.5533
2031-06-11 | 2 | 9277.1891
2031-06-11 | 3 | 9147.1874
2031-06-11 | 4 | 9071.8198
2031-06-11 | 5 | 9116.2973
2031-06-11 | 6 | 9174.5313
2031-06-11 | 7 | 9402.9926
2031-06-11 | 8 | 9880.6067
2031-06-11 | 9 | 10186.2907
2031-06-11 | 10 | 10273.221
2031-06-11 | 11 | 10221.0636
2031-06-11 | 12 | 10210.344
2031-06-11 | 13 | 10174.8116
2031-06-11 | 14 | 10178.946
2031-06-11 | 15 | 10176.3312
2031-06-11 | 16 | 10222.7853
2031-06-11 | 17 | 10330.2269
2031-06-11 | 18 | 10380.3111
2031-06-11 | 19 | 10222.5793
2031-06-11 | 20 | 10227.4966
2031-06-11 | 21 | 10229.92
2031-06-11 | 22 | 10105.1931
2031-06-11 | 23 | 9985.5393
2031-06-11 | 24 | 9652.6119
2031-06-12 | 1 | 9383.7769
2031-06-12 | 2 | 9258.7145
2031-06-12 | 3 | 9151.6961
2031-06-12 | 4 | 9098.387
2031-06-12 | 5 | 9147.6187
2031-06-12 | 6 | 9256.2904
2031-06-12 | 7 | 9468.6538
2031-06-12 | 8 | 9859.3717
2031-06-12 | 9 | 10163.2408
2031-06-12 | 10 | 10295.981
2031-06-12 | 11 | 10293.19
2031-06-12 | 12 | 10262.0266
2031-06-12 | 13 | 10380.9256
2031-06-12 | 14 | 10415.8676
2031-06-12 | 15 | 10313.5973
2031-06-12 | 16 | 10396.6574
2031-06-12 | 17 | 10257.1605
2031-06-12 | 18 | 10293.7785
2031-06-12 | 19 | 10196.5056
2031-06-12 | 20 | 10200.5653
2031-06-12 | 21 | 10231.4716
2031-06-12 | 22 | 10121.3016
2031-06-12 | 23 | 10029.8471
2031-06-12 | 24 | 9735.0381
2031-06-13 | 1 | 9460.9972
2031-06-13 | 2 | 9271.1516
2031-06-13 | 3 | 9182.8244
2031-06-13 | 4 | 9142.9117
2031-06-13 | 5 | 9144.4516
2031-06-13 | 6 | 9242.6208
2031-06-13 | 7 | 9462.113
2031-06-13 | 8 | 9910.4515
2031-06-13 | 9 | 10223.7417
2031-06-13 | 10 | 10395.5689
2031-06-13 | 11 | 10422.1663
2031-06-13 | 12 | 10401.2037
2031-06-13 | 13 | 10464.7777
2031-06-13 | 14 | 10392.3334
2031-06-13 | 15 | 10342.3381
2031-06-13 | 16 | 10327.3647
2031-06-13 | 17 | 10377.8346
2031-06-13 | 18 | 10409.7417
2031-06-13 | 19 | 10355.4612
2031-06-13 | 20 | 10358.9313
2031-06-13 | 21 | 10356.2538
2031-06-13 | 22 | 10202.5744
2031-06-13 | 23 | 10105.4333
2031-06-13 | 24 | 9828.2108
2031-06-14 | 1 | 9517.2409
2031-06-14 | 2 | 9305.2439
2031-06-14 | 3 | 9175.7361
2031-06-14 | 4 | 9101.2026
2031-06-14 | 5 | 9082.3175
2031-06-14 | 6 | 9093.2811
2031-06-14 | 7 | 9110.6976
2031-06-14 | 8 | 9307.7934
2031-06-14 | 9 | 9549.746
2031-06-14 | 10 | 9774.8735
2031-06-14 | 11 | 9842.0502
2031-06-14 | 12 | 9880.4369
2031-06-14 | 13 | 9890.1532
2031-06-14 | 14 | 9892.3183
2031-06-14 | 15 | 9909.014
2031-06-14 | 16 | 9950.86
2031-06-14 | 17 | 9958.0307
2031-06-14 | 18 | 10061.141
2031-06-14 | 19 | 10039.9477
2031-06-14 | 20 | 10111.1165
2031-06-14 | 21 | 10090.0488
2031-06-14 | 22 | 9969.444
2031-06-14 | 23 | 9936.8195
2031-06-14 | 24 | 9679.0093
2031-06-15 | 1 | 9427.1787
2031-06-15 | 2 | 9265.9274
2031-06-15 | 3 | 9142.141
2031-06-15 | 4 | 9065.1166
2031-06-15 | 5 | 9036.8934
2031-06-15 | 6 | 9050.54
2031-06-15 | 7 | 9041.3529
2031-06-15 | 8 | 9200.1342
2031-06-15 | 9 | 9424.3548
2031-06-15 | 10 | 9637.9269
2031-06-15 | 11 | 9724.673
2031-06-15 | 12 | 9780.7556
2031-06-15 | 13 | 9844.9524
2031-06-15 | 14 | 9868.501
2031-06-15 | 15 | 9831.8458
2031-06-15 | 16 | 9882.4233
2031-06-15 | 17 | 9981.8196
2031-06-15 | 18 | 10103.6967
2031-06-15 | 19 | 10132.2805
2031-06-15 | 20 | 10162.043
2031-06-15 | 21 | 10161.3121
2031-06-15 | 22 | 10032.6571
2031-06-15 | 23 | 9912.9041
2031-06-15 | 24 | 9604.6521
2031-06-16 | 1 | 9354.7053
2031-06-16 | 2 | 9252.1014
2031-06-16 | 3 | 9161.3846
2031-06-16 | 4 | 9168.758
2031-06-16 | 5 | 9177.0374
2031-06-16 | 6 | 9289.7637
2031-06-16 | 7 | 9516.1925
2031-06-16 | 8 | 9964.8759
2031-06-16 | 9 | 10278.4583
2031-06-16 | 10 | 10440.2827
2031-06-16 | 11 | 10468.7448
2031-06-16 | 12 | 10499.9275
2031-06-16 | 13 | 10451.3465
2031-06-16 | 14 | 10447.7975
2031-06-16 | 15 | 10477.6457
2031-06-16 | 16 | 10496.7175
2031-06-16 | 17 | 10575.284
2031-06-16 | 18 | 10627.228
2031-06-16 | 19 | 10526.2858
2031-06-16 | 20 | 10551.3849
2031-06-16 | 21 | 10507.581
2031-06-16 | 22 | 10293.3752
2031-06-16 | 23 | 10149.1682
2031-06-16 | 24 | 9804.1119
2031-06-17 | 1 | 9497.8407
2031-06-17 | 2 | 9360.148
2031-06-17 | 3 | 9265.2817
2031-06-17 | 4 | 9221.761
2031-06-17 | 5 | 9195.4305
2031-06-17 | 6 | 9312.4503
2031-06-17 | 7 | 9534.6378
2031-06-17 | 8 | 9947.1029
2031-06-17 | 9 | 10273.5675
2031-06-17 | 10 | 10441.7449
2031-06-17 | 11 | 10487.24
2031-06-17 | 12 | 10516.5464
2031-06-17 | 13 | 10508.8911
2031-06-17 | 14 | 10524.8259
2031-06-17 | 15 | 10578.0545
2031-06-17 | 16 | 10628.724
2031-06-17 | 17 | 10727.8744
2031-06-17 | 18 | 11017.2903
2031-06-17 | 19 | 10847.1832
2031-06-17 | 20 | 10749.9515
2031-06-17 | 21 | 10646.0036
2031-06-17 | 22 | 10530.8662
2031-06-17 | 23 | 10401.9243
2031-06-17 | 24 | 10007.5849
2031-06-18 | 1 | 9684.6457
2031-06-18 | 2 | 9457.2686
2031-06-18 | 3 | 9371.3331
2031-06-18 | 4 | 9331.2135
2031-06-18 | 5 | 9310.8674
2031-06-18 | 6 | 9400.8833
2031-06-18 | 7 | 9654.2048
2031-06-18 | 8 | 10088.8734
2031-06-18 | 9 | 10431.4256
2031-06-18 | 10 | 10630.4664
2031-06-18 | 11 | 10849.8258
2031-06-18 | 12 | 11015.8078
2031-06-18 | 13 | 11192.2336
2031-06-18 | 14 | 11374.3831
2031-06-18 | 15 | 11394.9093
2031-06-18 | 16 | 11360.5686
2031-06-18 | 17 | 11340.6143
2031-06-18 | 18 | 11271.8646
2031-06-18 | 19 | 10950.1441
2031-06-18 | 20 | 10925.431
2031-06-18 | 21 | 10883.4369
2031-06-18 | 22 | 10709.8158
2031-06-18 | 23 | 10544.7545
2031-06-18 | 24 | 10167.2602
2031-06-19 | 1 | 9880.2476
2031-06-19 | 2 | 9648.7786
2031-06-19 | 3 | 9538.9716
2031-06-19 | 4 | 9500.6569
2031-06-19 | 5 | 9491.7579
2031-06-19 | 6 | 9595.3269
2031-06-19 | 7 | 9783.8274
2031-06-19 | 8 | 10209.326
2031-06-19 | 9 | 10482.4281
2031-06-19 | 10 | 10621.8295
2031-06-19 | 11 | 10717.8224
2031-06-19 | 12 | 10724.9595
2031-06-19 | 13 | 10622.5649
2031-06-19 | 14 | 10604.5709
2031-06-19 | 15 | 10496.5864
2031-06-19 | 16 | 10627.7227
2031-06-19 | 17 | 10586.2909
2031-06-19 | 18 | 10723.0535
2031-06-19 | 19 | 10398.2176
2031-06-19 | 20 | 10334.1914
2031-06-19 | 21 | 10289.3593
2031-06-19 | 22 | 10164.1049
2031-06-19 | 23 | 10036.0831
2031-06-19 | 24 | 9740.4026
2031-06-20 | 1 | 9526.6909
2031-06-20 | 2 | 9333.0553
2031-06-20 | 3 | 9264.585
2031-06-20 | 4 | 9210.5041
2031-06-20 | 5 | 9167.9299
2031-06-20 | 6 | 9262.8447
2031-06-20 | 7 | 9485.5511
2031-06-20 | 8 | 9933.8789
2031-06-20 | 9 | 10186.7099
2031-06-20 | 10 | 10318.7345
2031-06-20 | 11 | 10354.1402
2031-06-20 | 12 | 10370.2607
2031-06-20 | 13 | 10446.0623
2031-06-20 | 14 | 10451.9944
2031-06-20 | 15 | 10593.4587
2031-06-20 | 16 | 10582.3163
2031-06-20 | 17 | 10554.7665
2031-06-20 | 18 | 10528.7069
2031-06-20 | 19 | 10348.4999
2031-06-20 | 20 | 10275.9062
2031-06-20 | 21 | 10208.4544
2031-06-20 | 22 | 10053.5125
2031-06-20 | 23 | 9963.9716
2031-06-20 | 24 | 9724.8649
2031-06-21 | 1 | 9458.1984
2031-06-21 | 2 | 9284.3411
2031-06-21 | 3 | 9187.008
2031-06-21 | 4 | 9136.0213
2031-06-21 | 5 | 9106.8547
2031-06-21 | 6 | 9111.8824
2031-06-21 | 7 | 9127.2603
2031-06-21 | 8 | 9328.8094
2031-06-21 | 9 | 9547.2564
2031-06-21 | 10 | 9731.291
2031-06-21 | 11 | 9909.7333
2031-06-21 | 12 | 9999.0166
2031-06-21 | 13 | 9924.7075
2031-06-21 | 14 | 9911.2845
2031-06-21 | 15 | 9974.3922
2031-06-21 | 16 | 9755.2858
2031-06-21 | 17 | 9811.7934
2031-06-21 | 18 | 9909.922
2031-06-21 | 19 | 9942.0722
2031-06-21 | 20 | 9843.8329
2031-06-21 | 21 | 9817.6215
2031-06-21 | 22 | 9729.7893
2031-06-21 | 23 | 9748.649
2031-06-21 | 24 | 9570.2133
2031-06-22 | 1 | 9392.957
2031-06-22 | 2 | 9230.4807
2031-06-22 | 3 | 9112.3019
2031-06-22 | 4 | 9044.5004
2031-06-22 | 5 | 8974.2598
2031-06-22 | 6 | 8961.0372
2031-06-22 | 7 | 8949.118
2031-06-22 | 8 | 9107.4768
2031-06-22 | 9 | 9291.0287
2031-06-22 | 10 | 9462.0182
2031-06-22 | 11 | 9566.7399
2031-06-22 | 12 | 9600.5359
2031-06-22 | 13 | 9616.2508
2031-06-22 | 14 | 9572.2619
2031-06-22 | 15 | 9550.4114
2031-06-22 | 16 | 9576.5743
2031-06-22 | 17 | 9624.4175
2031-06-22 | 18 | 9769.5995
2031-06-22 | 19 | 9844.055
2031-06-22 | 20 | 9857.1537
2031-06-22 | 21 | 9903.1472
2031-06-22 | 22 | 9807.8507
2031-06-22 | 23 | 9746.3904
2031-06-22 | 24 | 9472.1318
2031-06-23 | 1 | 9268.5745
2031-06-23 | 2 | 9172.0699
2031-06-23 | 3 | 9088.1961
2031-06-23 | 4 | 9049.6045
2031-06-23 | 5 | 9011.893
2031-06-23 | 6 | 9103.9469
2031-06-23 | 7 | 9360.951
2031-06-23 | 8 | 9787.3464
2031-06-23 | 9 | 10099.5369
2031-06-23 | 10 | 10194.4013
2031-06-23 | 11 | 10159.2002
2031-06-23 | 12 | 10069.5721
2031-06-23 | 13 | 10040.8277
2031-06-23 | 14 | 10002.8405
2031-06-23 | 15 | 9993.1969
2031-06-23 | 16 | 10079.8738
2031-06-23 | 17 | 10113.2104
2031-06-23 | 18 | 10136.7219
2031-06-23 | 19 | 10256.9942
2031-06-23 | 20 | 10142.2985
2031-06-23 | 21 | 10095.5512
2031-06-23 | 22 | 9994.9019
2031-06-23 | 23 | 9914.0407
2031-06-23 | 24 | 9651.5455
2031-06-24 | 1 | 9431.1726
2031-06-24 | 2 | 9258.7152
2031-06-24 | 3 | 9174.3316
2031-06-24 | 4 | 9147.4738
2031-06-24 | 5 | 9156.0739
2031-06-24 | 6 | 9247.5026
2031-06-24 | 7 | 9448.4044
2031-06-24 | 8 | 9819.371
2031-06-24 | 9 | 10074.9283
2031-06-24 | 10 | 10174.6699
2031-06-24 | 11 | 10178.6365
2031-06-24 | 12 | 10144.3042
2031-06-24 | 13 | 10106.592
2031-06-24 | 14 | 10124.9769
2031-06-24 | 15 | 10269.6608
2031-06-24 | 16 | 10184.9775
2031-06-24 | 17 | 10488.1721
2031-06-24 | 18 | 10361.2793
2031-06-24 | 19 | 10281.3261
2031-06-24 | 20 | 10264.4225
2031-06-24 | 21 | 10276.4644
2031-06-24 | 22 | 10158.909
2031-06-24 | 23 | 10033.4217
2031-06-24 | 24 | 9710.5106
2031-06-25 | 1 | 9428.216
2031-06-25 | 2 | 9216.7958
2031-06-25 | 3 | 9136.5945
2031-06-25 | 4 | 9069.1471
2031-06-25 | 5 | 9084.497
2031-06-25 | 6 | 9225.3523
2031-06-25 | 7 | 9432.6881
2031-06-25 | 8 | 9824.9254
2031-06-25 | 9 | 10141.6245
2031-06-25 | 10 | 10285.8314
2031-06-25 | 11 | 10319.7009
2031-06-25 | 12 | 10340.2532
2031-06-25 | 13 | 10336.8352
2031-06-25 | 14 | 10522.9813
2031-06-25 | 15 | 10430.2889
2031-06-25 | 16 | 10364.8436
2031-06-25 | 17 | 10556.5587
2031-06-25 | 18 | 10501.8061
2031-06-25 | 19 | 10421.7784
2031-06-25 | 20 | 10419.3443
2031-06-25 | 21 | 10417.1075
2031-06-25 | 22 | 10261.9884
2031-06-25 | 23 | 10080.4784
2031-06-25 | 24 | 9770.9923
2031-06-26 | 1 | 9511.4344
2031-06-26 | 2 | 9360.2146
2031-06-26 | 3 | 9245.4954
2031-06-26 | 4 | 9205.1739
2031-06-26 | 5 | 9214.3996
2031-06-26 | 6 | 9314.5857
2031-06-26 | 7 | 9542.5586
2031-06-26 | 8 | 9962.6024
2031-06-26 | 9 | 10362.4909
2031-06-26 | 10 | 10548.3471
2031-06-26 | 11 | 10593.829
2031-06-26 | 12 | 10634.7377
2031-06-26 | 13 | 10526.5048
2031-06-26 | 14 | 10480.5578
2031-06-26 | 15 | 10542.2772
2031-06-26 | 16 | 10459.5817
2031-06-26 | 17 | 10556.4235
2031-06-26 | 18 | 10500.7578
2031-06-26 | 19 | 10435.8533
2031-06-26 | 20 | 10482.3808
2031-06-26 | 21 | 10504.9702
2031-06-26 | 22 | 10287.2158
2031-06-26 | 23 | 10191.7405
2031-06-26 | 24 | 9894.2236
2031-06-27 | 1 | 9622.9253
2031-06-27 | 2 | 9429.2
2031-06-27 | 3 | 9328.8257
2031-06-27 | 4 | 9284.5713
2031-06-27 | 5 | 9284.5011
2031-06-27 | 6 | 9381.9412
2031-06-27 | 7 | 9612.0412
2031-06-27 | 8 | 10022.0449
2031-06-27 | 9 | 10374.6322
2031-06-27 | 10 | 10525.1348
2031-06-27 | 11 | 10533.9373
2031-06-27 | 12 | 10490.9949
2031-06-27 | 13 | 10401.0055
2031-06-27 | 14 | 10369.4673
2031-06-27 | 15 | 10412.4776
2031-06-27 | 16 | 10407.5625
2031-06-27 | 17 | 10468.5954
2031-06-27 | 18 | 10490.4264
2031-06-27 | 19 | 10415.8909
2031-06-27 | 20 | 10402.3025
2031-06-27 | 21 | 10368.1303
2031-06-27 | 22 | 10244.6718
2031-06-27 | 23 | 10134.8665
2031-06-27 | 24 | 9830.5783
2031-06-28 | 1 | 9554.3777
2031-06-28 | 2 | 9354.376
2031-06-28 | 3 | 9270.0204
2031-06-28 | 4 | 9202.6746
2031-06-28 | 5 | 9176.391
2031-06-28 | 6 | 9187.2038
2031-06-28 | 7 | 9203.5191
2031-06-28 | 8 | 9379.5552
2031-06-28 | 9 | 9642.8783
2031-06-28 | 10 | 9897.4408
2031-06-28 | 11 | 10028.6988
2031-06-28 | 12 | 10039.2507
2031-06-28 | 13 | 10002.2863
2031-06-28 | 14 | 9989.2724
2031-06-28 | 15 | 9957.1531
2031-06-28 | 16 | 10013.5381
2031-06-28 | 17 | 10071.8658
2031-06-28 | 18 | 10180.3584
2031-06-28 | 19 | 10179.5148
2031-06-28 | 20 | 10198.6112
2031-06-28 | 21 | 10162.5012
2031-06-28 | 22 | 10047.925
2031-06-28 | 23 | 9984.0432
2031-06-28 | 24 | 9764.4328
2031-06-29 | 1 | 9518.9794
2031-06-29 | 2 | 9351.811
2031-06-29 | 3 | 9267.4528
2031-06-29 | 4 | 9158.2037
2031-06-29 | 5 | 9132.5951
2031-06-29 | 6 | 9213.8763
2031-06-29 | 7 | 9172.3151
2031-06-29 | 8 | 9343.1879
2031-06-29 | 9 | 9572.8517
2031-06-29 | 10 | 9800.3206
2031-06-29 | 11 | 9945.2762
2031-06-29 | 12 | 10064.169
2031-06-29 | 13 | 10114.0319
2031-06-29 | 14 | 10211.8585
2031-06-29 | 15 | 10250.1141
2031-06-29 | 16 | 10317.816
2031-06-29 | 17 | 10400.4253
2031-06-29 | 18 | 10516.6157
2031-06-29 | 19 | 10502.943
2031-06-29 | 20 | 10531.0929
2031-06-29 | 21 | 10495.8473
2031-06-29 | 22 | 10309.3636
2031-06-29 | 23 | 10177.3654
2031-06-29 | 24 | 9885.2523
2031-06-30 | 1 | 9617.9288
2031-06-30 | 2 | 9525.3344
2031-06-30 | 3 | 9423.3647
2031-06-30 | 4 | 9422.708
2031-06-30 | 5 | 9492.0511
2031-06-30 | 6 | 9509.307
2031-06-30 | 7 | 9777.7655
2031-06-30 | 8 | 10234.8065
2031-06-30 | 9 | 10580.7314
2031-06-30 | 10 | 10702.1757
2031-06-30 | 11 | 10802.2462
2031-06-30 | 12 | 10825.1697
2031-06-30 | 13 | 10848.6324
2031-06-30 | 14 | 10888.8783
2031-06-30 | 15 | 10958.7934
2031-06-30 | 16 | 10991.2959
2031-06-30 | 17 | 11064.7775
2031-06-30 | 18 | 10946.6607
2031-06-30 | 19 | 10789.9001
2031-06-30 | 20 | 10776.5121
2031-06-30 | 21 | 10694.4154
2031-06-30 | 22 | 10553.2318
2031-06-30 | 23 | 10308.043
2031-06-30 | 24 | 9952.6258
2031-07-01 | 1 | 9718.7556
2031-07-01 | 2 | 9553.4657
2031-07-01 | 3 | 9424.3733
2031-07-01 | 4 | 9354.6193
2031-07-01 | 5 | 9302.0276
2031-07-01 | 6 | 9296.1766
2031-07-01 | 7 | 9299.8768
2031-07-01 | 8 | 9470.4485
2031-07-01 | 9 | 9621.2094
2031-07-01 | 10 | 9849.0175
2031-07-01 | 11 | 9971.0054
2031-07-01 | 12 | 10065.5804
2031-07-01 | 13 | 10377.2514
2031-07-01 | 14 | 10391.7699
2031-07-01 | 15 | 10212.8331
2031-07-01 | 16 | 10258.0657
2031-07-01 | 17 | 10278.0901
2031-07-01 | 18 | 10423.3644
2031-07-01 | 19 | 10411.7726
2031-07-01 | 20 | 10448.4826
2031-07-01 | 21 | 10356.7989
2031-07-01 | 22 | 10217.7207
2031-07-01 | 23 | 10094.0606
2031-07-01 | 24 | 9810.1511
2031-07-02 | 1 | 9560.1988
2031-07-02 | 2 | 9466.5353
2031-07-02 | 3 | 9384.0768
2031-07-02 | 4 | 9343.2277
2031-07-02 | 5 | 9331.515
2031-07-02 | 6 | 9423.5163
2031-07-02 | 7 | 9672.861
2031-07-02 | 8 | 10092.513
2031-07-02 | 9 | 10406.9979
2031-07-02 | 10 | 10522.5807
2031-07-02 | 11 | 10532.7449
2031-07-02 | 12 | 10667.674
2031-07-02 | 13 | 10426.7926
2031-07-02 | 14 | 10457.8422
2031-07-02 | 15 | 10508.835
2031-07-02 | 16 | 10520.1511
2031-07-02 | 17 | 10554.7859
2031-07-02 | 18 | 10582.9997
2031-07-02 | 19 | 10518.5547
2031-07-02 | 20 | 10528.0895
2031-07-02 | 21 | 10482.5245
2031-07-02 | 22 | 10328.8767
2031-07-02 | 23 | 10229.9959
2031-07-02 | 24 | 9867.5856
2031-07-03 | 1 | 9581.6705
2031-07-03 | 2 | 9444.6746
2031-07-03 | 3 | 9352.0672
2031-07-03 | 4 | 9312.8236
2031-07-03 | 5 | 9318.8479
2031-07-03 | 6 | 9404.0187
2031-07-03 | 7 | 9645.4142
2031-07-03 | 8 | 10085.042
2031-07-03 | 9 | 10386.5895
2031-07-03 | 10 | 10552.2339
2031-07-03 | 11 | 10610.9775
2031-07-03 | 12 | 10589.5344
2031-07-03 | 13 | 10487.8582
2031-07-03 | 14 | 10491.4176
2031-07-03 | 15 | 10596.9111
2031-07-03 | 16 | 10562.3656
2031-07-03 | 17 | 10562.2044
2031-07-03 | 18 | 10572.3738
2031-07-03 | 19 | 10521.4801
2031-07-03 | 20 | 10506.0832
2031-07-03 | 21 | 10486.6088
2031-07-03 | 22 | 10373.6376
2031-07-03 | 23 | 10311.2334
2031-07-03 | 24 | 10012.249
2031-07-04 | 1 | 9722.4454
2031-07-04 | 2 | 9542.811
2031-07-04 | 3 | 9448.3641
2031-07-04 | 4 | 9409.3586
2031-07-04 | 5 | 9405.1531
2031-07-04 | 6 | 9442.3159
2031-07-04 | 7 | 9680.4271
2031-07-04 | 8 | 10123.8674
2031-07-04 | 9 | 10465.8275
2031-07-04 | 10 | 10682.9759
2031-07-04 | 11 | 10832.8635
2031-07-04 | 12 | 10947.148
2031-07-04 | 13 | 10918.3801
2031-07-04 | 14 | 10885.9402
2031-07-04 | 15 | 11034.9168
2031-07-04 | 16 | 10830.6397
2031-07-04 | 17 | 10970.0378
2031-07-04 | 18 | 10951.6454
2031-07-04 | 19 | 10781.119
2031-07-04 | 20 | 10625.2758
2031-07-04 | 21 | 10604.1206
2031-07-04 | 22 | 10454.7276
2031-07-04 | 23 | 10364.1822
2031-07-04 | 24 | 10064.6403
2031-07-05 | 1 | 9785.7742
2031-07-05 | 2 | 9582.2002
2031-07-05 | 3 | 9471.9766
2031-07-05 | 4 | 9407.9958
2031-07-05 | 5 | 9357.4395
2031-07-05 | 6 | 9348.1255
2031-07-05 | 7 | 9398.7516
2031-07-05 | 8 | 9591.4131
2031-07-05 | 9 | 9802.6451
2031-07-05 | 10 | 10045.9033
2031-07-05 | 11 | 10150.7055
2031-07-05 | 12 | 10312.9396
2031-07-05 | 13 | 10153.7717
2031-07-05 | 14 | 10058.7773
2031-07-05 | 15 | 10151.8624
2031-07-05 | 16 | 10188.9312
2031-07-05 | 17 | 10012.5894
2031-07-05 | 18 | 10091.4389
2031-07-05 | 19 | 10087.3202
2031-07-05 | 20 | 10086.6029
2031-07-05 | 21 | 10104.7664
2031-07-05 | 22 | 10013.5172
2031-07-05 | 23 | 10014.7494
2031-07-05 | 24 | 9796.3018
2031-07-06 | 1 | 9570.0306
2031-07-06 | 2 | 9398.7488
2031-07-06 | 3 | 9279.255
2031-07-06 | 4 | 9223.8884
2031-07-06 | 5 | 9190.4446
2031-07-06 | 6 | 9163.0702
2031-07-06 | 7 | 9169.9228
2031-07-06 | 8 | 9314.9932
2031-07-06 | 9 | 9510.0907
2031-07-06 | 10 | 9690.8549
2031-07-06 | 11 | 9878.7852
2031-07-06 | 12 | 9845.1451
2031-07-06 | 13 | 9774.3857
2031-07-06 | 14 | 9778.7739
2031-07-06 | 15 | 9789.8796
2031-07-06 | 16 | 9801.3829
2031-07-06 | 17 | 9901.7916
2031-07-06 | 18 | 10025.1434
2031-07-06 | 19 | 10113.6269
2031-07-06 | 20 | 10157.6857
2031-07-06 | 21 | 10174.4043
2031-07-06 | 22 | 10066.5507
2031-07-06 | 23 | 10003.7942
2031-07-06 | 24 | 9708.7011
2031-07-07 | 1 | 9470.2577
2031-07-07 | 2 | 9383.7328
2031-07-07 | 3 | 9304.1198
2031-07-07 | 4 | 9324.0758
2031-07-07 | 5 | 9321.4361
2031-07-07 | 6 | 9371.1531
2031-07-07 | 7 | 9620.961
2031-07-07 | 8 | 10053.4924
2031-07-07 | 9 | 10396.8284
2031-07-07 | 10 | 10521.6344
2031-07-07 | 11 | 10666.3495
2031-07-07 | 12 | 10615.735
2031-07-07 | 13 | 10608.4417
2031-07-07 | 14 | 10588.2869
2031-07-07 | 15 | 10583.4683
2031-07-07 | 16 | 10573.2909
2031-07-07 | 17 | 10708.9637
2031-07-07 | 18 | 10989.9436
2031-07-07 | 19 | 10834.4367
2031-07-07 | 20 | 10737.2606
2031-07-07 | 21 | 10652.1273
2031-07-07 | 22 | 10470.7596
2031-07-07 | 23 | 10324.7167
2031-07-07 | 24 | 10025.3739
2031-07-08 | 1 | 9727.1533
2031-07-08 | 2 | 9530.1013
2031-07-08 | 3 | 9439.881
2031-07-08 | 4 | 9401.5445
2031-07-08 | 5 | 9393.7204
2031-07-08 | 6 | 9480.1877
2031-07-08 | 7 | 9753.8649
2031-07-08 | 8 | 10163.3479
2031-07-08 | 9 | 10470.7922
2031-07-08 | 10 | 10602.0907
2031-07-08 | 11 | 10632.7304
2031-07-08 | 12 | 10757.5106
2031-07-08 | 13 | 10704.7212
2031-07-08 | 14 | 10888.0065
2031-07-08 | 15 | 10866.3859
2031-07-08 | 16 | 10902.7589
2031-07-08 | 17 | 10867.0919
2031-07-08 | 18 | 10802.1225
2031-07-08 | 19 | 10738.7875
2031-07-08 | 20 | 10632.266
2031-07-08 | 21 | 10580.7658
2031-07-08 | 22 | 10442.3044
2031-07-08 | 23 | 10321.9824
2031-07-08 | 24 | 9966.4744
2031-07-09 | 1 | 9692.6565
2031-07-09 | 2 | 9476.6666
2031-07-09 | 3 | 9371.7707
2031-07-09 | 4 | 9358.4761
2031-07-09 | 5 | 9357.4339
2031-07-09 | 6 | 9437.284
2031-07-09 | 7 | 9711.0669
2031-07-09 | 8 | 10129.696
2031-07-09 | 9 | 10480.2955
2031-07-09 | 10 | 10609.8568
2031-07-09 | 11 | 10622.6841
2031-07-09 | 12 | 10625.9843
2031-07-09 | 13 | 10607.161
2031-07-09 | 14 | 10618.0449
2031-07-09 | 15 | 10635.4003
2031-07-09 | 16 | 10647.7439
2031-07-09 | 17 | 10681.2366
2031-07-09 | 18 | 10739.5955
2031-07-09 | 19 | 10592.0046
2031-07-09 | 20 | 10573.886
2031-07-09 | 21 | 10562.8876
2031-07-09 | 22 | 10422.1945
2031-07-09 | 23 | 10291.9082
2031-07-09 | 24 | 9968.018
2031-07-10 | 1 | 9699.0424
2031-07-10 | 2 | 9580.1219
2031-07-10 | 3 | 9455.1117
2031-07-10 | 4 | 9412.2424
2031-07-10 | 5 | 9403.5114
2031-07-10 | 6 | 9471.8269
2031-07-10 | 7 | 9729.9933
2031-07-10 | 8 | 10173.1443
2031-07-10 | 9 | 10503.9059
2031-07-10 | 10 | 10681.3002
2031-07-10 | 11 | 10717.8888
2031-07-10 | 12 | 10697.7097
2031-07-10 | 13 | 10677.0854
2031-07-10 | 14 | 10682.9367
2031-07-10 | 15 | 10692.6174
2031-07-10 | 16 | 10738.3745
2031-07-10 | 17 | 10798.0175
2031-07-10 | 18 | 10822.6132
2031-07-10 | 19 | 10769.0589
2031-07-10 | 20 | 10738.4434
2031-07-10 | 21 | 10757.8659
2031-07-10 | 22 | 10597.8107
2031-07-10 | 23 | 10417.4324
2031-07-10 | 24 | 10100.6107
2031-07-11 | 1 | 9786.0433
2031-07-11 | 2 | 9593.8995
2031-07-11 | 3 | 9484.7132
2031-07-11 | 4 | 9435.3289
2031-07-11 | 5 | 9421.726
2031-07-11 | 6 | 9495.2865
2031-07-11 | 7 | 9762.5325
2031-07-11 | 8 | 10220.9341
2031-07-11 | 9 | 10563.3284
2031-07-11 | 10 | 10766.3704
2031-07-11 | 11 | 10883.5591
2031-07-11 | 12 | 11173.379
2031-07-11 | 13 | 11105.7703
2031-07-11 | 14 | 11020.6973
2031-07-11 | 15 | 11078.2474
2031-07-11 | 16 | 11121.3591
2031-07-11 | 17 | 11186.3206
2031-07-11 | 18 | 11263.7437
2031-07-11 | 19 | 11247.5706
2031-07-11 | 20 | 11113.0336
2031-07-11 | 21 | 11026.1322
2031-07-11 | 22 | 10819.2897
2031-07-11 | 23 | 10641.2323
2031-07-11 | 24 | 10285.556
2031-07-12 | 1 | 9985.9087
2031-07-12 | 2 | 9863.3096
2031-07-12 | 3 | 9679.2303
2031-07-12 | 4 | 9599.1647
2031-07-12 | 5 | 9541.4126
2031-07-12 | 6 | 9497.6005
2031-07-12 | 7 | 9563.2864
2031-07-12 | 8 | 9813.515
2031-07-12 | 9 | 10120.2952
2031-07-12 | 10 | 10479.1374
2031-07-12 | 11 | 10755.3805
2031-07-12 | 12 | 10939.3039
2031-07-12 | 13 | 11086.7936
2031-07-12 | 14 | 11068.3631
2031-07-12 | 15 | 11227.6464
2031-07-12 | 16 | 11164.1797
2031-07-12 | 17 | 11261.988
2031-07-12 | 18 | 11131.7199
2031-07-12 | 19 | 10924.1729
2031-07-12 | 20 | 10914.2453
2031-07-12 | 21 | 10828.972
2031-07-12 | 22 | 10662.2192
2031-07-12 | 23 | 10528.7477
2031-07-12 | 24 | 10255.9308
2031-07-13 | 1 | 9969.9775
2031-07-13 | 2 | 9768.2681
2031-07-13 | 3 | 9630.8507
2031-07-13 | 4 | 9488.1687
2031-07-13 | 5 | 9488.2242
2031-07-13 | 6 | 9435.5718
2031-07-13 | 7 | 9467.8411
2031-07-13 | 8 | 9643.5855
2031-07-13 | 9 | 9882.7854
2031-07-13 | 10 | 10072.1203
2031-07-13 | 11 | 10200.9097
2031-07-13 | 12 | 10312.8831
2031-07-13 | 13 | 10367.5799
2031-07-13 | 14 | 10433.7558
2031-07-13 | 15 | 10283.9248
2031-07-13 | 16 | 10292.4815
2031-07-13 | 17 | 10436.8297
2031-07-13 | 18 | 10519.1687
2031-07-13 | 19 | 10463.7879
2031-07-13 | 20 | 10447.2952
2031-07-13 | 21 | 10451.8421
2031-07-13 | 22 | 10316.3513
2031-07-13 | 23 | 10229.5611
2031-07-13 | 24 | 9949.5741
2031-07-14 | 1 | 9691.2701
2031-07-14 | 2 | 9572.0542
2031-07-14 | 3 | 9494.6223
2031-07-14 | 4 | 9440.0464
2031-07-14 | 5 | 9424.4678
2031-07-14 | 6 | 9482.5626
2031-07-14 | 7 | 9763.233
2031-07-14 | 8 | 10236.7237
2031-07-14 | 9 | 10579.3252
2031-07-14 | 10 | 10802.6229
2031-07-14 | 11 | 10926.6856
2031-07-14 | 12 | 11066.7718
2031-07-14 | 13 | 11110.5727
2031-07-14 | 14 | 11171.5485
2031-07-14 | 15 | 11126.7071
2031-07-14 | 16 | 11024.5172
2031-07-14 | 17 | 11003.1978
2031-07-14 | 18 | 10998.8596
2031-07-14 | 19 | 10886.8258
2031-07-14 | 20 | 10934.3908
2031-07-14 | 21 | 10922.908
2031-07-14 | 22 | 10734.9991
2031-07-14 | 23 | 10497.3435
2031-07-14 | 24 | 10172.362
2031-07-15 | 1 | 9848.5412
2031-07-15 | 2 | 9600.9949
2031-07-15 | 3 | 9447.4457
2031-07-15 | 4 | 9391.8359
2031-07-15 | 5 | 9410.1461
2031-07-15 | 6 | 9520.2417
2031-07-15 | 7 | 9796.5519
2031-07-15 | 8 | 10263.2086
2031-07-15 | 9 | 10572.9002
2031-07-15 | 10 | 10738.119
2031-07-15 | 11 | 10781.1062
2031-07-15 | 12 | 10729.0533
2031-07-15 | 13 | 10704.1987
2031-07-15 | 14 | 10725.9475
2031-07-15 | 15 | 10739.4273
2031-07-15 | 16 | 10793.6465
2031-07-15 | 17 | 10883.0662
2031-07-15 | 18 | 10916.028
2031-07-15 | 19 | 10813.8716
2031-07-15 | 20 | 10830.8273
2031-07-15 | 21 | 10777.9332
2031-07-15 | 22 | 10610.3012
2031-07-15 | 23 | 10414.1408
2031-07-15 | 24 | 10060.499
2031-07-16 | 1 | 9775.0508
2031-07-16 | 2 | 9571.8628
2031-07-16 | 3 | 9484.9101
2031-07-16 | 4 | 9445.3873
2031-07-16 | 5 | 9436.8616
2031-07-16 | 6 | 9514.6867
2031-07-16 | 7 | 9812.3119
2031-07-16 | 8 | 10299.3889
2031-07-16 | 9 | 10653.3469
2031-07-16 | 10 | 10822.6769
2031-07-16 | 11 | 10878.5804
2031-07-16 | 12 | 10991.5413
2031-07-16 | 13 | 11010.9525
2031-07-16 | 14 | 11073.1101
2031-07-16 | 15 | 11173.9595
2031-07-16 | 16 | 11234.3842
2031-07-16 | 17 | 11331.5682
2031-07-16 | 18 | 11312.8201
2031-07-16 | 19 | 11228.5937
2031-07-16 | 20 | 11199.894
2031-07-16 | 21 | 11100.1756
2031-07-16 | 22 | 10972.2304
2031-07-16 | 23 | 10759.4037
2031-07-16 | 24 | 10377.7051
2031-07-17 | 1 | 10048.395
2031-07-17 | 2 | 9890.8584
2031-07-17 | 3 | 9675.466
2031-07-17 | 4 | 9660.9607
2031-07-17 | 5 | 9628.428
2031-07-17 | 6 | 9704.1487
2031-07-17 | 7 | 9962.8203
2031-07-17 | 8 | 10431.0221
2031-07-17 | 9 | 10802.3383
2031-07-17 | 10 | 11016.7979
2031-07-17 | 11 | 11038.7241
2031-07-17 | 12 | 11001.0244
2031-07-17 | 13 | 10940.3809
2031-07-17 | 14 | 10931.4357
2031-07-17 | 15 | 10886.7942
2031-07-17 | 16 | 10907.0799
2031-07-17 | 17 | 10983.084
2031-07-17 | 18 | 10980.9458
2031-07-17 | 19 | 10896.3516
2031-07-17 | 20 | 10863.735
2031-07-17 | 21 | 10851.4267
2031-07-17 | 22 | 10638.0704
2031-07-17 | 23 | 10420.319
2031-07-17 | 24 | 10103.3745
2031-07-18 | 1 | 9826.8677
2031-07-18 | 2 | 9622.9609
2031-07-18 | 3 | 9514.8301
2031-07-18 | 4 | 9455.9519
2031-07-18 | 5 | 9485.937
2031-07-18 | 6 | 9575.6098
2031-07-18 | 7 | 9774.3965
2031-07-18 | 8 | 10228.5865
2031-07-18 | 9 | 10541.2495
2031-07-18 | 10 | 10715.6182
2031-07-18 | 11 | 10766.1423
2031-07-18 | 12 | 10849.9274
2031-07-18 | 13 | 10840.2239
2031-07-18 | 14 | 10810.7044
2031-07-18 | 15 | 10825.4852
2031-07-18 | 16 | 10845.9618
2031-07-18 | 17 | 10896.6501
2031-07-18 | 18 | 10971.8736
2031-07-18 | 19 | 10885.9788
2031-07-18 | 20 | 10810.1156
2031-07-18 | 21 | 10754.4261
2031-07-18 | 22 | 10618.3851
2031-07-18 | 23 | 10413.5907
2031-07-18 | 24 | 10074.6282
2031-07-19 | 1 | 9762.3078
2031-07-19 | 2 | 9591.9837
2031-07-19 | 3 | 9476.0497
2031-07-19 | 4 | 9404.9741
2031-07-19 | 5 | 9413.6428
2031-07-19 | 6 | 9370.6229
2031-07-19 | 7 | 9410.5747
2031-07-19 | 8 | 9630.4314
2031-07-19 | 9 | 9882.3937
2031-07-19 | 10 | 10179.6624
2031-07-19 | 11 | 10339.5367
2031-07-19 | 12 | 10403.3252
2031-07-19 | 13 | 10423.1814
2031-07-19 | 14 | 10493.462
2031-07-19 | 15 | 10476.7028
2031-07-19 | 16 | 10458.7389
2031-07-19 | 17 | 10516.3468
2031-07-19 | 18 | 10618.4189
2031-07-19 | 19 | 10483.8271
2031-07-19 | 20 | 10476.381
2031-07-19 | 21 | 10479.8689
2031-07-19 | 22 | 10394.0437
2031-07-19 | 23 | 10317.4424
2031-07-19 | 24 | 10038.7589
2031-07-20 | 1 | 9782.0209
2031-07-20 | 2 | 9584.7878
2031-07-20 | 3 | 9447.5123
2031-07-20 | 4 | 9372.6734
2031-07-20 | 5 | 9402.609
2031-07-20 | 6 | 9323.8681
2031-07-20 | 7 | 9354.8333
2031-07-20 | 8 | 9563.5394
2031-07-20 | 9 | 9788.1542
2031-07-20 | 10 | 10045.0176
2031-07-20 | 11 | 10145.6089
2031-07-20 | 12 | 10306.2813
2031-07-20 | 13 | 10389.0253
2031-07-20 | 14 | 10504.4954
2031-07-20 | 15 | 10521.0885
2031-07-20 | 16 | 10578.2759
2031-07-20 | 17 | 10731.6243
2031-07-20 | 18 | 10690.92
2031-07-20 | 19 | 10618.388
2031-07-20 | 20 | 10653.0117
2031-07-20 | 21 | 10658.218
2031-07-20 | 22 | 10492.3359
2031-07-20 | 23 | 10357.6211
2031-07-20 | 24 | 10016.3765
2031-07-21 | 1 | 9740.6767
2031-07-21 | 2 | 9615.5209
2031-07-21 | 3 | 9508.9656
2031-07-21 | 4 | 9454.2198
2031-07-21 | 5 | 9484.0065
2031-07-21 | 6 | 9517.8048
2031-07-21 | 7 | 9785.0459
2031-07-21 | 8 | 10261.757
2031-07-21 | 9 | 10589.2054
2031-07-21 | 10 | 10780.3777
2031-07-21 | 11 | 10880.4267
2031-07-21 | 12 | 10958.2653
2031-07-21 | 13 | 10997.2124
2031-07-21 | 14 | 10980.107
2031-07-21 | 15 | 11017.1647
2031-07-21 | 16 | 11131.2992
2031-07-21 | 17 | 11223.6384
2031-07-21 | 18 | 11164.9694
2031-07-21 | 19 | 11073.8582
2031-07-21 | 20 | 11026.276
2031-07-21 | 21 | 11006.3151
2031-07-21 | 22 | 10854.3093
2031-07-21 | 23 | 10645.4857
2031-07-21 | 24 | 10227.6611
2031-07-22 | 1 | 9902.2011
2031-07-22 | 2 | 9720.7311
2031-07-22 | 3 | 9601.7335
2031-07-22 | 4 | 9565.4406
2031-07-22 | 5 | 9545.1725
2031-07-22 | 6 | 9625.7001
2031-07-22 | 7 | 9935.2472
2031-07-22 | 8 | 10362.7118
2031-07-22 | 9 | 10696.5656
2031-07-22 | 10 | 10948.399
2031-07-22 | 11 | 11085.704
2031-07-22 | 12 | 11216.7647
2031-07-22 | 13 | 11274.4439
2031-07-22 | 14 | 11362.5076
2031-07-22 | 15 | 11401.1154
2031-07-22 | 16 | 11456.4098
2031-07-22 | 17 | 11478.4391
2031-07-22 | 18 | 11378.0019
2031-07-22 | 19 | 11285.8479
2031-07-22 | 20 | 11310.9479
2031-07-22 | 21 | 11250.3499
2031-07-22 | 22 | 11011.1066
2031-07-22 | 23 | 10810.3217
2031-07-22 | 24 | 10429.2409
2031-07-23 | 1 | 10099.549
2031-07-23 | 2 | 9823.8667
2031-07-23 | 3 | 9713.4898
2031-07-23 | 4 | 9702.9632
2031-07-23 | 5 | 9698.5986
2031-07-23 | 6 | 9667.5985
2031-07-23 | 7 | 9951.5523
2031-07-23 | 8 | 10394.1862
2031-07-23 | 9 | 10761.1938
2031-07-23 | 10 | 10941.8604
2031-07-23 | 11 | 11032.6543
2031-07-23 | 12 | 11127.3623
2031-07-23 | 13 | 11336.0816
2031-07-23 | 14 | 11506.4791
2031-07-23 | 15 | 11580.5503
2031-07-23 | 16 | 11628.7496
2031-07-23 | 17 | 11492.1126
2031-07-23 | 18 | 11501.7935
2031-07-23 | 19 | 11396.1528
2031-07-23 | 20 | 11345.0128
2031-07-23 | 21 | 11239.798
2031-07-23 | 22 | 11017.1221
2031-07-23 | 23 | 10795.1088
2031-07-23 | 24 | 10449.9972
2031-07-24 | 1 | 10090.6222
2031-07-24 | 2 | 9885.6808
2031-07-24 | 3 | 9733.6098
2031-07-24 | 4 | 9649.9899
2031-07-24 | 5 | 9683.1188
2031-07-24 | 6 | 9743.5592
2031-07-24 | 7 | 9963.9775
2031-07-24 | 8 | 10397.6977
2031-07-24 | 9 | 10691.4164
2031-07-24 | 10 | 10901.1207
2031-07-24 | 11 | 11012.2733
2031-07-24 | 12 | 11000.6134
2031-07-24 | 13 | 11134.1312
2031-07-24 | 14 | 10996.4649
2031-07-24 | 15 | 10872.8312
2031-07-24 | 16 | 10935.9744
2031-07-24 | 17 | 10833.4839
2031-07-24 | 18 | 10853.9622
2031-07-24 | 19 | 10739.906
2031-07-24 | 20 | 10743.4747
2031-07-24 | 21 | 10637.4766
2031-07-24 | 22 | 10565.9086
2031-07-24 | 23 | 10433.0037
2031-07-24 | 24 | 10100.1396
2031-07-25 | 1 | 9818.9163
2031-07-25 | 2 | 9619.4191
2031-07-25 | 3 | 9497.8362
2031-07-25 | 4 | 9429.0322
2031-07-25 | 5 | 9455.0473
2031-07-25 | 6 | 9512.3898
2031-07-25 | 7 | 9804.9344
2031-07-25 | 8 | 10209.4411
2031-07-25 | 9 | 10499.431
2031-07-25 | 10 | 10607.4807
2031-07-25 | 11 | 10602.2732
2031-07-25 | 12 | 10555.3391
2031-07-25 | 13 | 10516.7815
2031-07-25 | 14 | 10517.8058
2031-07-25 | 15 | 10558.4242
2031-07-25 | 16 | 10649.5454
2031-07-25 | 17 | 10654.7985
2031-07-25 | 18 | 10905.3303
2031-07-25 | 19 | 10609.0016
2031-07-25 | 20 | 10610.1803
2031-07-25 | 21 | 10594.4122
2031-07-25 | 22 | 10515.7008
2031-07-25 | 23 | 10348.447
2031-07-25 | 24 | 10019.9811
2031-07-26 | 1 | 9791.2539
2031-07-26 | 2 | 9596.0296
2031-07-26 | 3 | 9471.0437
2031-07-26 | 4 | 9449.4488
2031-07-26 | 5 | 9454.8933
2031-07-26 | 6 | 9321.8116
2031-07-26 | 7 | 9402.8314
2031-07-26 | 8 | 9572.0974
2031-07-26 | 9 | 9888.6852
2031-07-26 | 10 | 10190.3663
2031-07-26 | 11 | 10375.6818
2031-07-26 | 12 | 10453.4553
2031-07-26 | 13 | 10500.7994
2031-07-26 | 14 | 10546.8745
2031-07-26 | 15 | 10618.0192
2031-07-26 | 16 | 10605.8538
2031-07-26 | 17 | 10705.0305
2031-07-26 | 18 | 10743.4183
2031-07-26 | 19 | 10693.7679
2031-07-26 | 20 | 10692.7485
2031-07-26 | 21 | 10598.9868
2031-07-26 | 22 | 10529.8206
2031-07-26 | 23 | 10362.2765
2031-07-26 | 24 | 10063.8286
2031-07-27 | 1 | 9848.6508
2031-07-27 | 2 | 9627.0351
2031-07-27 | 3 | 9483.5166
2031-07-27 | 4 | 9422.4078
2031-07-27 | 5 | 9425.6077
2031-07-27 | 6 | 9319.7084
2031-07-27 | 7 | 9384.63
2031-07-27 | 8 | 9570.3246
2031-07-27 | 9 | 9809.3852
2031-07-27 | 10 | 10104.5817
2031-07-27 | 11 | 10347.2468
2031-07-27 | 12 | 10635.1158
2031-07-27 | 13 | 10808.3639
2031-07-27 | 14 | 10846.1638
2031-07-27 | 15 | 10813.8341
2031-07-27 | 16 | 10853.9706
2031-07-27 | 17 | 11065.6611
2031-07-27 | 18 | 11222.7881
2031-07-27 | 19 | 11080.4105
2031-07-27 | 20 | 11056.5007
2031-07-27 | 21 | 10919.238
2031-07-27 | 22 | 10780.313
2031-07-27 | 23 | 10613.4332
2031-07-27 | 24 | 10241.5671
2031-07-28 | 1 | 9887.5501
2031-07-28 | 2 | 9746.7777
2031-07-28 | 3 | 9666.0193
2031-07-28 | 4 | 9618.2227
2031-07-28 | 5 | 9654.4539
2031-07-28 | 6 | 9650.3687
2031-07-28 | 7 | 9942.5163
2031-07-28 | 8 | 10436.0539
2031-07-28 | 9 | 10770.1407
2031-07-28 | 10 | 10981.9161
2031-07-28 | 11 | 11076.2549
2031-07-28 | 12 | 11132.0931
2031-07-28 | 13 | 11133.6617
2031-07-28 | 14 | 11172.204
2031-07-28 | 15 | 11128.6045
2031-07-28 | 16 | 11152.3611
2031-07-28 | 17 | 11219.6364
2031-07-28 | 18 | 11257.4961
2031-07-28 | 19 | 11125.8444
2031-07-28 | 20 | 11086.9041
2031-07-28 | 21 | 11042.3925
2031-07-28 | 22 | 10954.6457
2031-07-28 | 23 | 10713.9342
2031-07-28 | 24 | 10309.9342
2031-07-29 | 1 | 10002.7108
2031-07-29 | 2 | 9811.7449
2031-07-29 | 3 | 9635.5077
2031-07-29 | 4 | 9573.1709
2031-07-29 | 5 | 9596.5441
2031-07-29 | 6 | 9586.5438
2031-07-29 | 7 | 9858.5782
2031-07-29 | 8 | 10331.112
2031-07-29 | 9 | 10634.7508
2031-07-29 | 10 | 10825.681
2031-07-29 | 11 | 10963.4221
2031-07-29 | 12 | 11031.7141
2031-07-29 | 13 | 11007.7991
2031-07-29 | 14 | 11062.2208
2031-07-29 | 15 | 11074.9883
2031-07-29 | 16 | 11127.0717
2031-07-29 | 17 | 11220.0523
2031-07-29 | 18 | 11268.3514
2031-07-29 | 19 | 11169.8697
2031-07-29 | 20 | 11117.2971
2031-07-29 | 21 | 11026.1956
2031-07-29 | 22 | 10859.4748
2031-07-29 | 23 | 10548.7365
2031-07-29 | 24 | 10133.5941
2031-07-30 | 1 | 9882.6625
2031-07-30 | 2 | 9690.9755
2031-07-30 | 3 | 9596.7111
2031-07-30 | 4 | 9554.6215
2031-07-30 | 5 | 9583.384
2031-07-30 | 6 | 9678.0976
2031-07-30 | 7 | 9970.4055
2031-07-30 | 8 | 10346.8533
2031-07-30 | 9 | 10689.378
2031-07-30 | 10 | 10905.0759
2031-07-30 | 11 | 11043.5798
2031-07-30 | 12 | 11339.0634
2031-07-30 | 13 | 11166.2276
2031-07-30 | 14 | 11246.8982
2031-07-30 | 15 | 11348.9969
2031-07-30 | 16 | 11514.0375
2031-07-30 | 17 | 11524.61
2031-07-30 | 18 | 11536.0192
2031-07-30 | 19 | 11344.497
2031-07-30 | 20 | 11283.8876
2031-07-30 | 21 | 11219.2094
2031-07-30 | 22 | 11119.6318
2031-07-30 | 23 | 10756.3045
2031-07-30 | 24 | 10432.8446
2031-07-31 | 1 | 10107.6799
2031-07-31 | 2 | 9886.7421
2031-07-31 | 3 | 9762.5745
2031-07-31 | 4 | 9688.1411
2031-07-31 | 5 | 9705.3137
2031-07-31 | 6 | 9804.209
2031-07-31 | 7 | 10096.1132
2031-07-31 | 8 | 10470.6889
2031-07-31 | 9 | 10772.509
2031-07-31 | 10 | 11018.1483
2031-07-31 | 11 | 11164.2907
2031-07-31 | 12 | 11270.2812
2031-07-31 | 13 | 11295.5144
2031-07-31 | 14 | 11367.999
2031-07-31 | 15 | 11361.9045
2031-07-31 | 16 | 11466.1856
2031-07-31 | 17 | 11518.7516
2031-07-31 | 18 | 11542.4621
2031-07-31 | 19 | 11365.0586
2031-07-31 | 20 | 11336.5927
2031-07-31 | 21 | 11244.1055
2031-07-31 | 22 | 11073.9729
2031-07-31 | 23 | 10808.9901
2031-07-31 | 24 | 10452.7673
2031-08-01 | 1 | 10130.0993
2031-08-01 | 2 | 9806.0506
2031-08-01 | 3 | 9643.4504
2031-08-01 | 4 | 9570.8611
2031-08-01 | 5 | 9638.2956
2031-08-01 | 6 | 9741.563
2031-08-01 | 7 | 10008.6802
2031-08-01 | 8 | 10367.5557
2031-08-01 | 9 | 10716.1586
2031-08-01 | 10 | 10975.6728
2031-08-01 | 11 | 11172.3531
2031-08-01 | 12 | 11292.1409
2031-08-01 | 13 | 11332.563
2031-08-01 | 14 | 11508.4874
2031-08-01 | 15 | 11574.3112
2031-08-01 | 16 | 11690.5811
2031-08-01 | 17 | 11819.0973
2031-08-01 | 18 | 11608.4557
2031-08-01 | 19 | 11472.8486
2031-08-01 | 20 | 11433.9619
2031-08-01 | 21 | 11268.9876
2031-08-01 | 22 | 11186.862
2031-08-01 | 23 | 10927.0475
2031-08-01 | 24 | 10587.9036
2031-08-02 | 1 | 10266.8876
2031-08-02 | 2 | 9938.1721
2031-08-02 | 3 | 9757.6694
2031-08-02 | 4 | 9703.9093
2031-08-02 | 5 | 9738.1536
2031-08-02 | 6 | 9686.5575
2031-08-02 | 7 | 9800.0736
2031-08-02 | 8 | 9894.281
2031-08-02 | 9 | 10179.7104
2031-08-02 | 10 | 10490.1827
2031-08-02 | 11 | 10677.9009
2031-08-02 | 12 | 10785.2985
2031-08-02 | 13 | 10832.743
2031-08-02 | 14 | 10849.7511
2031-08-02 | 15 | 10793.4072
2031-08-02 | 16 | 10806.5594
2031-08-02 | 17 | 10847.9261
2031-08-02 | 18 | 10856.5633
2031-08-02 | 19 | 10803.0184
2031-08-02 | 20 | 10753.6159
2031-08-02 | 21 | 10625.6791
2031-08-02 | 22 | 10599.1237
2031-08-02 | 23 | 10367.8492
2031-08-02 | 24 | 10116.9045
2031-08-03 | 1 | 9862.4623
2031-08-03 | 2 | 9665.7205
2031-08-03 | 3 | 9525.311
2031-08-03 | 4 | 9457.8049
2031-08-03 | 5 | 9438.8522
2031-08-03 | 6 | 9455.5454
2031-08-03 | 7 | 9572.7789
2031-08-03 | 8 | 9678.5072
2031-08-03 | 9 | 9800.5749
2031-08-03 | 10 | 10125.1574
2031-08-03 | 11 | 10286.8227
2031-08-03 | 12 | 10431.2743
2031-08-03 | 13 | 10422.1346
2031-08-03 | 14 | 10377.9789
2031-08-03 | 15 | 10414.3786
2031-08-03 | 16 | 10610.219
2031-08-03 | 17 | 10644.6578
2031-08-03 | 18 | 10763.9023
2031-08-03 | 19 | 10783.7191
2031-08-03 | 20 | 10779.303
2031-08-03 | 21 | 10711.2249
2031-08-03 | 22 | 10681.3099
2031-08-03 | 23 | 10378.7775
2031-08-03 | 24 | 10077.8997
2031-08-04 | 1 | 9850.0919
2031-08-04 | 2 | 9745.3766
2031-08-04 | 3 | 9608.9782
2031-08-04 | 4 | 9544.1436
2031-08-04 | 5 | 9578.5161
2031-08-04 | 6 | 9578.1983
2031-08-04 | 7 | 9738.7323
2031-08-04 | 8 | 9876.0991
2031-08-04 | 9 | 10053.6061
2031-08-04 | 10 | 10221.8269
2031-08-04 | 11 | 10307.2265
2031-08-04 | 12 | 10317.9344
2031-08-04 | 13 | 10295.0468
2031-08-04 | 14 | 10282.9875
2031-08-04 | 15 | 10297.5809
2031-08-04 | 16 | 10314.1194
2031-08-04 | 17 | 10369.9348
2031-08-04 | 18 | 10537.5875
2031-08-04 | 19 | 10541.1135
2031-08-04 | 20 | 10417.156
2031-08-04 | 21 | 10440.8152
2031-08-04 | 22 | 10462.3661
2031-08-04 | 23 | 10335.448
2031-08-04 | 24 | 10064.6474
2031-08-05 | 1 | 9811.9826
2031-08-05 | 2 | 9641.8656
2031-08-05 | 3 | 9532.2439
2031-08-05 | 4 | 9529.1985
2031-08-05 | 5 | 9499.705
2031-08-05 | 6 | 9536.8435
2031-08-05 | 7 | 9925.7467
2031-08-05 | 8 | 10290.2898
2031-08-05 | 9 | 10589.453
2031-08-05 | 10 | 10718.4612
2031-08-05 | 11 | 10714.4452
2031-08-05 | 12 | 10753.2668
2031-08-05 | 13 | 10810.8182
2031-08-05 | 14 | 10921.3157
2031-08-05 | 15 | 10967.741
2031-08-05 | 16 | 11315.0834
2031-08-05 | 17 | 11339.5201
2031-08-05 | 18 | 11049.2587
2031-08-05 | 19 | 10947.0376
2031-08-05 | 20 | 10943.8351
2031-08-05 | 21 | 10928.6374
2031-08-05 | 22 | 10931.7277
2031-08-05 | 23 | 10721.0178
2031-08-05 | 24 | 10355.6424
2031-08-06 | 1 | 10012.7493
2031-08-06 | 2 | 9788.9744
2031-08-06 | 3 | 9658.7658
2031-08-06 | 4 | 9583.4924
2031-08-06 | 5 | 9622.8571
2031-08-06 | 6 | 9753.1004
2031-08-06 | 7 | 10075.6594
2031-08-06 | 8 | 10436.033
2031-08-06 | 9 | 10762.6764
2031-08-06 | 10 | 10866.0504
2031-08-06 | 11 | 10929.0693
2031-08-06 | 12 | 10952.4498
2031-08-06 | 13 | 10925.9184
2031-08-06 | 14 | 10934.4986
2031-08-06 | 15 | 11083.0399
2031-08-06 | 16 | 11408.3744
2031-08-06 | 17 | 11221.7652
2031-08-06 | 18 | 11202.0352
2031-08-06 | 19 | 11236.1239
2031-08-06 | 20 | 11002.1926
2031-08-06 | 21 | 11004.7964
2031-08-06 | 22 | 11026.8428
2031-08-06 | 23 | 10678.5506
2031-08-06 | 24 | 10257.3102
2031-08-07 | 1 | 9953.2777
2031-08-07 | 2 | 9794.0857
2031-08-07 | 3 | 9685.5315
2031-08-07 | 4 | 9635.3479
2031-08-07 | 5 | 9705.8677
2031-08-07 | 6 | 9786.3296
2031-08-07 | 7 | 10144.7491
2031-08-07 | 8 | 10431.9272
2031-08-07 | 9 | 10700.2994
2031-08-07 | 10 | 10865.7417
2031-08-07 | 11 | 10918.6542
2031-08-07 | 12 | 10920.1011
2031-08-07 | 13 | 10993.6554
2031-08-07 | 14 | 10955.1224
2031-08-07 | 15 | 10986.7143
2031-08-07 | 16 | 11045.6121
2031-08-07 | 17 | 11024.3004
2031-08-07 | 18 | 11084.8471
2031-08-07 | 19 | 10911.9819
2031-08-07 | 20 | 10775.0461
2031-08-07 | 21 | 10716.9591
2031-08-07 | 22 | 10742.9918
2031-08-07 | 23 | 10545.3669
2031-08-07 | 24 | 10147.5209
2031-08-08 | 1 | 9949.0487
2031-08-08 | 2 | 9713.5152
2031-08-08 | 3 | 9644.6243
2031-08-08 | 4 | 9582.213
2031-08-08 | 5 | 9610.3837
2031-08-08 | 6 | 9699.9986
2031-08-08 | 7 | 10028.9797
2031-08-08 | 8 | 10317.5787
2031-08-08 | 9 | 10636.1083
2031-08-08 | 10 | 10804.2538
2031-08-08 | 11 | 10843.7365
2031-08-08 | 12 | 10895.055
2031-08-08 | 13 | 10882.8288
2031-08-08 | 14 | 10804.9541
2031-08-08 | 15 | 10822.3834
2031-08-08 | 16 | 10864.2259
2031-08-08 | 17 | 11238.8886
2031-08-08 | 18 | 10987.2763
2031-08-08 | 19 | 11053.7384
2031-08-08 | 20 | 10852.5512
2031-08-08 | 21 | 10805.2838
2031-08-08 | 22 | 10846.2751
2031-08-08 | 23 | 10577.663
2031-08-08 | 24 | 10277.3234
2031-08-09 | 1 | 9992.115
2031-08-09 | 2 | 9739.4038
2031-08-09 | 3 | 9628.47
2031-08-09 | 4 | 9568.2178
2031-08-09 | 5 | 9550.7801
2031-08-09 | 6 | 9548.2975
2031-08-09 | 7 | 9673.1377
2031-08-09 | 8 | 9767.1712
2031-08-09 | 9 | 10058.8979
2031-08-09 | 10 | 10324.6544
2031-08-09 | 11 | 10687.9961
2031-08-09 | 12 | 10666.6506
2031-08-09 | 13 | 10699.2242
2031-08-09 | 14 | 11033.5531
2031-08-09 | 15 | 10643.3626
2031-08-09 | 16 | 10693.1
2031-08-09 | 17 | 10803.7705
2031-08-09 | 18 | 10858.7614
2031-08-09 | 19 | 10777.3649
2031-08-09 | 20 | 10799.4019
2031-08-09 | 21 | 10689.1886
2031-08-09 | 22 | 10726.7125
2031-08-09 | 23 | 10618.4589
2031-08-09 | 24 | 10335.6543
2031-08-10 | 1 | 10137.6206
2031-08-10 | 2 | 9900.0597
2031-08-10 | 3 | 9759.3749
2031-08-10 | 4 | 9677.1003
2031-08-10 | 5 | 9638.2855
2031-08-10 | 6 | 9649.4359
2031-08-10 | 7 | 9704.976
2031-08-10 | 8 | 9687.0356
2031-08-10 | 9 | 9897.5732
2031-08-10 | 10 | 10118.8412
2031-08-10 | 11 | 10251.8953
2031-08-10 | 12 | 10356.6918
2031-08-10 | 13 | 10428.6182
2031-08-10 | 14 | 10437.9761
2031-08-10 | 15 | 10471.1164
2031-08-10 | 16 | 10578.0796
2031-08-10 | 17 | 10697.1297
2031-08-10 | 18 | 10811.5121
2031-08-10 | 19 | 10758.6372
2031-08-10 | 20 | 10756.9833
2031-08-10 | 21 | 10712.2255
2031-08-10 | 22 | 10652.684
2031-08-10 | 23 | 10436.9656
2031-08-10 | 24 | 10149.8797
2031-08-11 | 1 | 9960.2632
2031-08-11 | 2 | 9781.8233
2031-08-11 | 3 | 9651.6164
2031-08-11 | 4 | 9596.0037
2031-08-11 | 5 | 9610.9969
2031-08-11 | 6 | 9743.2599
2031-08-11 | 7 | 10063.8857
2031-08-11 | 8 | 10376.934
2031-08-11 | 9 | 10669.5106
2031-08-11 | 10 | 10802.6297
2031-08-11 | 11 | 10830.2751
2031-08-11 | 12 | 10792.7412
2031-08-11 | 13 | 10797.4189
2031-08-11 | 14 | 10806.2257
2031-08-11 | 15 | 10818.1272
2031-08-11 | 16 | 10851.4586
2031-08-11 | 17 | 10983.5581
2031-08-11 | 18 | 11038.8557
2031-08-11 | 19 | 10930.2323
2031-08-11 | 20 | 10879.6872
2031-08-11 | 21 | 10818.4783
2031-08-11 | 22 | 10849.069
2031-08-11 | 23 | 10539.3524
2031-08-11 | 24 | 10174.3382
2031-08-12 | 1 | 9871.3314
2031-08-12 | 2 | 9650.8129
2031-08-12 | 3 | 9545.9334
2031-08-12 | 4 | 9488.0669
2031-08-12 | 5 | 9532.7769
2031-08-12 | 6 | 9667.6504
2031-08-12 | 7 | 9973.2821
2031-08-12 | 8 | 10293.6485
2031-08-12 | 9 | 10593.4861
2031-08-12 | 10 | 10743.3139
2031-08-12 | 11 | 10760.4705
2031-08-12 | 12 | 10753.9361
2031-08-12 | 13 | 10741.8619
2031-08-12 | 14 | 10813.4347
2031-08-12 | 15 | 10877.2268
2031-08-12 | 16 | 10926.3216
2031-08-12 | 17 | 10965.2672
2031-08-12 | 18 | 11137.5272
2031-08-12 | 19 | 10924.8412
2031-08-12 | 20 | 10937.1449
2031-08-12 | 21 | 10871.3004
2031-08-12 | 22 | 10872.8645
2031-08-12 | 23 | 10629.9222
2031-08-12 | 24 | 10216.1935
2031-08-13 | 1 | 9932.6265
2031-08-13 | 2 | 9743.2198
2031-08-13 | 3 | 9589.6548
2031-08-13 | 4 | 9583.026
2031-08-13 | 5 | 9614.8958
2031-08-13 | 6 | 9720.4459
2031-08-13 | 7 | 10028.2156
2031-08-13 | 8 | 10331.3157
2031-08-13 | 9 | 10662.5604
2031-08-13 | 10 | 10786.5786
2031-08-13 | 11 | 10911.7101
2031-08-13 | 12 | 10988.462
2031-08-13 | 13 | 11061.7543
2031-08-13 | 14 | 11139.7618
2031-08-13 | 15 | 11109.3667
2031-08-13 | 16 | 11197.4469
2031-08-13 | 17 | 11273.9955
2031-08-13 | 18 | 11319.9385
2031-08-13 | 19 | 11193.7428
2031-08-13 | 20 | 11139.634
2031-08-13 | 21 | 11070.0958
2031-08-13 | 22 | 11040.2289
2031-08-13 | 23 | 10666.8301
2031-08-13 | 24 | 10379.9424
2031-08-14 | 1 | 9955.0702
2031-08-14 | 2 | 9766.0812
2031-08-14 | 3 | 9649.1906
2031-08-14 | 4 | 9564.9189
2031-08-14 | 5 | 9583.6506
2031-08-14 | 6 | 9750.1939
2031-08-14 | 7 | 10039.3032
2031-08-14 | 8 | 10338.2159
2031-08-14 | 9 | 10694.8971
2031-08-14 | 10 | 10914.2662
2031-08-14 | 11 | 11023.3103
2031-08-14 | 12 | 11098.3827
2031-08-14 | 13 | 11161.7146
2031-08-14 | 14 | 11195.3915
2031-08-14 | 15 | 11229.6941
2031-08-14 | 16 | 11323.6839
2031-08-14 | 17 | 11432.7857
2031-08-14 | 18 | 11372.1546
2031-08-14 | 19 | 11288.6923
2031-08-14 | 20 | 11242.3105
2031-08-14 | 21 | 11070.1778
2031-08-14 | 22 | 11015.9974
2031-08-14 | 23 | 10643.7117
2031-08-14 | 24 | 10313.0737
2031-08-15 | 1 | 9933.1904
2031-08-15 | 2 | 9719.5991
2031-08-15 | 3 | 9595.6875
2031-08-15 | 4 | 9546.7495
2031-08-15 | 5 | 9619.2942
2031-08-15 | 6 | 9692.322
2031-08-15 | 7 | 10023.1925
2031-08-15 | 8 | 10331.4058
2031-08-15 | 9 | 10669.817
2031-08-15 | 10 | 10927.4224
2031-08-15 | 11 | 11177.6138
2031-08-15 | 12 | 11350.5673
2031-08-15 | 13 | 11451.8159
2031-08-15 | 14 | 11542.4696
2031-08-15 | 15 | 11559.6556
2031-08-15 | 16 | 11571.6565
2031-08-15 | 17 | 11608.7567
2031-08-15 | 18 | 11684.2367
2031-08-15 | 19 | 11420.5621
2031-08-15 | 20 | 11403.3855
2031-08-15 | 21 | 11209.0127
2031-08-15 | 22 | 11213.7937
2031-08-15 | 23 | 10842.3197
2031-08-15 | 24 | 10525.4248
2031-08-16 | 1 | 10179.1306
2031-08-16 | 2 | 9963.2203
2031-08-16 | 3 | 9815.2438
2031-08-16 | 4 | 9753.4108
2031-08-16 | 5 | 9735.2642
2031-08-16 | 6 | 9774.6329
2031-08-16 | 7 | 9872.738
2031-08-16 | 8 | 9951.4312
2031-08-16 | 9 | 10262.7631
2031-08-16 | 10 | 10516.3316
2031-08-16 | 11 | 10717.0916
2031-08-16 | 12 | 10733.3797
2031-08-16 | 13 | 10608.6606
2031-08-16 | 14 | 10538.3747
2031-08-16 | 15 | 10519.1732
2031-08-16 | 16 | 10690.6549
2031-08-16 | 17 | 10817.0788
2031-08-16 | 18 | 10835.5655
2031-08-16 | 19 | 10792.9648
2031-08-16 | 20 | 10713.1573
2031-08-16 | 21 | 10656.591
2031-08-16 | 22 | 10714.1214
2031-08-16 | 23 | 10438.6523
2031-08-16 | 24 | 10141.5939
2031-08-17 | 1 | 9894.7118
2031-08-17 | 2 | 9725.4704
2031-08-17 | 3 | 9574.1274
2031-08-17 | 4 | 9535.1683
2031-08-17 | 5 | 9519.1003
2031-08-17 | 6 | 9527.5893
2031-08-17 | 7 | 9589.9312
2031-08-17 | 8 | 9646.2318
2031-08-17 | 9 | 9878.159
2031-08-17 | 10 | 10132.5931
2031-08-17 | 11 | 10313.0983
2031-08-17 | 12 | 10411.0304
2031-08-17 | 13 | 10432.8926
2031-08-17 | 14 | 10492.6152
2031-08-17 | 15 | 10516.4768
2031-08-17 | 16 | 10628.3713
2031-08-17 | 17 | 10750.3105
2031-08-17 | 18 | 10820.9431
2031-08-17 | 19 | 10788.3619
2031-08-17 | 20 | 10802.4888
2031-08-17 | 21 | 10696.2208
2031-08-17 | 22 | 10747.5606
2031-08-17 | 23 | 10462.249
2031-08-17 | 24 | 10086.5706
2031-08-18 | 1 | 9830.4765
2031-08-18 | 2 | 9713.1159
2031-08-18 | 3 | 9608.6465
2031-08-18 | 4 | 9539.3205
2031-08-18 | 5 | 9609.9329
2031-08-18 | 6 | 9811.2913
2031-08-18 | 7 | 10078.8639
2031-08-18 | 8 | 10389.3551
2031-08-18 | 9 | 10664.9761
2031-08-18 | 10 | 10849.9038
2031-08-18 | 11 | 11069.7088
2031-08-18 | 12 | 11060.636
2031-08-18 | 13 | 11127.3066
2031-08-18 | 14 | 11224.3571
2031-08-18 | 15 | 11302.6542
2031-08-18 | 16 | 11413.0242
2031-08-18 | 17 | 11459.2555
2031-08-18 | 18 | 11489.3594
2031-08-18 | 19 | 11557.0099
2031-08-18 | 20 | 11384.6551
2031-08-18 | 21 | 11226.375
2031-08-18 | 22 | 11021.5914
2031-08-18 | 23 | 10650.9537
2031-08-18 | 24 | 10280.0965
2031-08-19 | 1 | 9981.1422
2031-08-19 | 2 | 9755.0509
2031-08-19 | 3 | 9642.2129
2031-08-19 | 4 | 9612.8322
2031-08-19 | 5 | 9668.0983
2031-08-19 | 6 | 9836.4637
2031-08-19 | 7 | 10067.9803
2031-08-19 | 8 | 10399.4215
2031-08-19 | 9 | 10684.5135
2031-08-19 | 10 | 10878.942
2031-08-19 | 11 | 10883.8364
2031-08-19 | 12 | 10902.919
2031-08-19 | 13 | 10937.8419
2031-08-19 | 14 | 10889.2257
2031-08-19 | 15 | 10923.8059
2031-08-19 | 16 | 10947.22
2031-08-19 | 17 | 11043.9135
2031-08-19 | 18 | 11051.4825
2031-08-19 | 19 | 10920.7883
2031-08-19 | 20 | 10849.9917
2031-08-19 | 21 | 10840.6776
2031-08-19 | 22 | 10884.176
2031-08-19 | 23 | 10549.2304
2031-08-19 | 24 | 10161.0572
2031-08-20 | 1 | 9830.6623
2031-08-20 | 2 | 9653.949
2031-08-20 | 3 | 9559.2135
2031-08-20 | 4 | 9512.1859
2031-08-20 | 5 | 9537.0552
2031-08-20 | 6 | 9704.551
2031-08-20 | 7 | 9974.0442
2031-08-20 | 8 | 10288.99
2031-08-20 | 9 | 10582.231
2031-08-20 | 10 | 10701.5063
2031-08-20 | 11 | 10722.1365
2031-08-20 | 12 | 10722.3184
2031-08-20 | 13 | 10701.434
2031-08-20 | 14 | 10716.2002
2031-08-20 | 15 | 10742.3049
2031-08-20 | 16 | 10780.5826
2031-08-20 | 17 | 10826.7772
2031-08-20 | 18 | 10864.0961
2031-08-20 | 19 | 10791.8927
2031-08-20 | 20 | 10752.4755
2031-08-20 | 21 | 10772.8862
2031-08-20 | 22 | 10756.3673
2031-08-20 | 23 | 10421.4954
2031-08-20 | 24 | 10062.9179
2031-08-21 | 1 | 9762.0099
2031-08-21 | 2 | 9662.5887
2031-08-21 | 3 | 9565.794
2031-08-21 | 4 | 9526.6091
2031-08-21 | 5 | 9550.5244
2031-08-21 | 6 | 9722.1129
2031-08-21 | 7 | 9977.6717
2031-08-21 | 8 | 10271.0298
2031-08-21 | 9 | 10585.6793
2031-08-21 | 10 | 10771.1054
2031-08-21 | 11 | 11007.979
2031-08-21 | 12 | 11071.3518
2031-08-21 | 13 | 11155.5177
2031-08-21 | 14 | 11190.424
2031-08-21 | 15 | 11073.3364
2031-08-21 | 16 | 11049.5134
2031-08-21 | 17 | 11091.5753
2031-08-21 | 18 | 11227.7091
2031-08-21 | 19 | 11082.6107
2031-08-21 | 20 | 10965.6547
2031-08-21 | 21 | 10937.5751
2031-08-21 | 22 | 10934.4719
2031-08-21 | 23 | 10531.9409
2031-08-21 | 24 | 10223.8591
2031-08-22 | 1 | 9932.3559
2031-08-22 | 2 | 9714.0715
2031-08-22 | 3 | 9579.9883
2031-08-22 | 4 | 9517.096
2031-08-22 | 5 | 9548.0426
2031-08-22 | 6 | 9725.8142
2031-08-22 | 7 | 9985.3985
2031-08-22 | 8 | 10316.9273
2031-08-22 | 9 | 10654.402
2031-08-22 | 10 | 10851.7055
2031-08-22 | 11 | 10932.5589
2031-08-22 | 12 | 10971.9487
2031-08-22 | 13 | 11075.4062
2031-08-22 | 14 | 10896.2039
2031-08-22 | 15 | 11261.0244
2031-08-22 | 16 | 10902.9527
2031-08-22 | 17 | 10880.4659
2031-08-22 | 18 | 10959.0517
2031-08-22 | 19 | 10866.751
2031-08-22 | 20 | 10869.7934
2031-08-22 | 21 | 10883.905
2031-08-22 | 22 | 10903.613
2031-08-22 | 23 | 10603.0422
2031-08-22 | 24 | 10274.122
2031-08-23 | 1 | 9994.4245
2031-08-23 | 2 | 9763.8283
2031-08-23 | 3 | 9671.8583
2031-08-23 | 4 | 9668.5967
2031-08-23 | 5 | 9644.9353
2031-08-23 | 6 | 9741.838
2031-08-23 | 7 | 9751.1183
2031-08-23 | 8 | 9847.2905
2031-08-23 | 9 | 10086.3187
2031-08-23 | 10 | 10246.6495
2031-08-23 | 11 | 10339.5455
2031-08-23 | 12 | 10364.4735
2031-08-23 | 13 | 10334.1285
2031-08-23 | 14 | 10342.2202
2031-08-23 | 15 | 10302.6214
2031-08-23 | 16 | 10337.6602
2031-08-23 | 17 | 10390.8713
2031-08-23 | 18 | 10459.5507
2031-08-23 | 19 | 10470.2488
2031-08-23 | 20 | 10458.3272
2031-08-23 | 21 | 10459.8883
2031-08-23 | 22 | 10424.3988
2031-08-23 | 23 | 10251.173
2031-08-23 | 24 | 10070.1363
2031-08-24 | 1 | 9799.8704
2031-08-24 | 2 | 9646.8651
2031-08-24 | 3 | 9513.9812
2031-08-24 | 4 | 9444.668
2031-08-24 | 5 | 9448.7441
2031-08-24 | 6 | 9529.9846
2031-08-24 | 7 | 9542.3361
2031-08-24 | 8 | 9607.4336
2031-08-24 | 9 | 9793.9328
2031-08-24 | 10 | 9956.8621
2031-08-24 | 11 | 10102.7976
2031-08-24 | 12 | 10100.7038
2031-08-24 | 13 | 10160.137
2031-08-24 | 14 | 10262.1489
2031-08-24 | 15 | 10210.8404
2031-08-24 | 16 | 10269.3633
2031-08-24 | 17 | 10431.0165
2031-08-24 | 18 | 10475.6451
2031-08-24 | 19 | 10529.4599
2031-08-24 | 20 | 10528.8759
2031-08-24 | 21 | 10572.2356
2031-08-24 | 22 | 10589.7026
2031-08-24 | 23 | 10265.6666
2031-08-24 | 24 | 9945.9133
2031-08-25 | 1 | 9675.4267
2031-08-25 | 2 | 9567.4503
2031-08-25 | 3 | 9481.4451
2031-08-25 | 4 | 9472.8944
2031-08-25 | 5 | 9505.9201
2031-08-25 | 6 | 9678.9531
2031-08-25 | 7 | 9941.6421
2031-08-25 | 8 | 10290.285
2031-08-25 | 9 | 10586.1752
2031-08-25 | 10 | 10745.3629
2031-08-25 | 11 | 10820.3028
2031-08-25 | 12 | 10828.3267
2031-08-25 | 13 | 10815.0884
2031-08-25 | 14 | 10761.2166
2031-08-25 | 15 | 10822.7402
2031-08-25 | 16 | 10881.04
2031-08-25 | 17 | 10954.9329
2031-08-25 | 18 | 10969.7351
2031-08-25 | 19 | 10930.1289
2031-08-25 | 20 | 10839.4379
2031-08-25 | 21 | 10813.7669
2031-08-25 | 22 | 10711.1198
2031-08-25 | 23 | 10356.9058
2031-08-25 | 24 | 10094.2807
2031-08-26 | 1 | 9786.9341
2031-08-26 | 2 | 9601.0087
2031-08-26 | 3 | 9480.9962
2031-08-26 | 4 | 9496.6722
2031-08-26 | 5 | 9529.5572
2031-08-26 | 6 | 9651.632
2031-08-26 | 7 | 9894.0167
2031-08-26 | 8 | 10262.8917
2031-08-26 | 9 | 10552.1293
2031-08-26 | 10 | 10650.1349
2031-08-26 | 11 | 10714.3338
2031-08-26 | 12 | 10782.8195
2031-08-26 | 13 | 10786.9353
2031-08-26 | 14 | 10771.2382
2031-08-26 | 15 | 10775.8622
2031-08-26 | 16 | 11085.2658
2031-08-26 | 17 | 11303.8895
2031-08-26 | 18 | 11276.6747
2031-08-26 | 19 | 11088.5414
2031-08-26 | 20 | 10988.6079
2031-08-26 | 21 | 10947.8765
2031-08-26 | 22 | 10863.7889
2031-08-26 | 23 | 10581.5237
2031-08-26 | 24 | 10161.4163
2031-08-27 | 1 | 9918.5184
2031-08-27 | 2 | 9700.3102
2031-08-27 | 3 | 9567.4635
2031-08-27 | 4 | 9470.8735
2031-08-27 | 5 | 9487.1835
2031-08-27 | 6 | 9625.7377
2031-08-27 | 7 | 9885.2825
2031-08-27 | 8 | 10215.1797
2031-08-27 | 9 | 10505.2208
2031-08-27 | 10 | 10699.271
2031-08-27 | 11 | 10853.0568
2031-08-27 | 12 | 10878.3192
2031-08-27 | 13 | 10776.5932
2031-08-27 | 14 | 10868.0027
2031-08-27 | 15 | 10913.2987
2031-08-27 | 16 | 10982.7293
2031-08-27 | 17 | 10909.7391
2031-08-27 | 18 | 10799.9655
2031-08-27 | 19 | 10817.5111
2031-08-27 | 20 | 10735.1984
2031-08-27 | 21 | 10737.995
2031-08-27 | 22 | 10705.6395
2031-08-27 | 23 | 10345.4888
2031-08-27 | 24 | 10001.198
2031-08-28 | 1 | 9717.9515
2031-08-28 | 2 | 9568.5192
2031-08-28 | 3 | 9510.6546
2031-08-28 | 4 | 9468.3541
2031-08-28 | 5 | 9498.8031
2031-08-28 | 6 | 9669.4358
2031-08-28 | 7 | 9880.4145
2031-08-28 | 8 | 10191.4198
2031-08-28 | 9 | 10451.2137
2031-08-28 | 10 | 10566.8105
2031-08-28 | 11 | 10567.5111
2031-08-28 | 12 | 10534.8478
2031-08-28 | 13 | 10474.7157
2031-08-28 | 14 | 10477.5402
2031-08-28 | 15 | 10472.6291
2031-08-28 | 16 | 10469.7842
2031-08-28 | 17 | 10534.5176
2031-08-28 | 18 | 10530.7385
2031-08-28 | 19 | 10502.7229
2031-08-28 | 20 | 10521.0647
2031-08-28 | 21 | 10649.9957
2031-08-28 | 22 | 10613.2325
2031-08-28 | 23 | 10342.2859
2031-08-28 | 24 | 9961.9012
2031-08-29 | 1 | 9682.4239
2031-08-29 | 2 | 9490.2943
2031-08-29 | 3 | 9424.9169
2031-08-29 | 4 | 9410.8985
2031-08-29 | 5 | 9438.2614
2031-08-29 | 6 | 9600.4674
2031-08-29 | 7 | 9803.7147
2031-08-29 | 8 | 10198.3117
2031-08-29 | 9 | 10419.9367
2031-08-29 | 10 | 10506.6943
2031-08-29 | 11 | 10547.296
2031-08-29 | 12 | 10530.7054
2031-08-29 | 13 | 10529.8298
2031-08-29 | 14 | 10538.6423
2031-08-29 | 15 | 10616.8537
2031-08-29 | 16 | 10609.3366
2031-08-29 | 17 | 10648.2214
2031-08-29 | 18 | 10680.9917
2031-08-29 | 19 | 10577.8434
2031-08-29 | 20 | 10587.7701
2031-08-29 | 21 | 10650.0611
2031-08-29 | 22 | 10565.0613
2031-08-29 | 23 | 10246.7089
2031-08-29 | 24 | 9924.8342
2031-08-30 | 1 | 9656.022
2031-08-30 | 2 | 9511.9546
2031-08-30 | 3 | 9397.5275
2031-08-30 | 4 | 9341.4801
2031-08-30 | 5 | 9307.5383
2031-08-30 | 6 | 9390.2841
2031-08-30 | 7 | 9388.5807
2031-08-30 | 8 | 9543.5125
2031-08-30 | 9 | 9750.6629
2031-08-30 | 10 | 10014.4153
2031-08-30 | 11 | 10179.6813
2031-08-30 | 12 | 10304.1569
2031-08-30 | 13 | 10286.2997
2031-08-30 | 14 | 10341.9055
2031-08-30 | 15 | 10351.7368
2031-08-30 | 16 | 10398.1566
2031-08-30 | 17 | 10488.8829
2031-08-30 | 18 | 10546.6371
2031-08-30 | 19 | 10536.7729
2031-08-30 | 20 | 10479.3609
2031-08-30 | 21 | 10482.1197
2031-08-30 | 22 | 10404.3963
2031-08-30 | 23 | 10131.823
2031-08-30 | 24 | 9836.335
2031-08-31 | 1 | 9599.4342
2031-08-31 | 2 | 9488.9957
2031-08-31 | 3 | 9386.0021
2031-08-31 | 4 | 9320.9599
2031-08-31 | 5 | 9312.4773
2031-08-31 | 6 | 9435.2681
2031-08-31 | 7 | 9434.917
2031-08-31 | 8 | 9591.3927
2031-08-31 | 9 | 9822.4624
2031-08-31 | 10 | 10135.6003
2031-08-31 | 11 | 10329.1199
2031-08-31 | 12 | 10406.5015
2031-08-31 | 13 | 10398.778
2031-08-31 | 14 | 10539.6517
2031-08-31 | 15 | 10511.5429
2031-08-31 | 16 | 10576.7426
2031-08-31 | 17 | 10677.175
2031-08-31 | 18 | 10666.0285
2031-08-31 | 19 | 10605.5814
2031-08-31 | 20 | 10502.9049
2031-08-31 | 21 | 10546.1518
2031-08-31 | 22 | 10491.6021
2031-08-31 | 23 | 10262.7672
2031-08-31 | 24 | 9967.4698
2031-09-01 | 1 | 9742.5531
2031-09-01 | 2 | 9576.1078
2031-09-01 | 3 | 9473.4662
2031-09-01 | 4 | 9355.3006
2031-09-01 | 5 | 9396.6381
2031-09-01 | 6 | 9484.8198
2031-09-01 | 7 | 9471.4342
2031-09-01 | 8 | 9622.3542
2031-09-01 | 9 | 9844.5086
2031-09-01 | 10 | 10044.8364
2031-09-01 | 11 | 10136.5602
2031-09-01 | 12 | 10171.2473
2031-09-01 | 13 | 10184.9413
2031-09-01 | 14 | 10145.9514
2031-09-01 | 15 | 10109.1608
2031-09-01 | 16 | 10115.7912
2031-09-01 | 17 | 10145.7805
2031-09-01 | 18 | 10234.1586
2031-09-01 | 19 | 10184.1661
2031-09-01 | 20 | 10211.3429
2031-09-01 | 21 | 10362.5406
2031-09-01 | 22 | 10313.084
2031-09-01 | 23 | 10065.015
2031-09-01 | 24 | 9861.9163
2031-09-02 | 1 | 9589.1089
2031-09-02 | 2 | 9529.2488
2031-09-02 | 3 | 9422.111
2031-09-02 | 4 | 9371.7646
2031-09-02 | 5 | 9360.441
2031-09-02 | 6 | 9535.2486
2031-09-02 | 7 | 9670.2691
2031-09-02 | 8 | 10107.0624
2031-09-02 | 9 | 10370.8824
2031-09-02 | 10 | 10467.1952
2031-09-02 | 11 | 10533.4526
2031-09-02 | 12 | 10505.3663
2031-09-02 | 13 | 10456.9401
2031-09-02 | 14 | 10502.926
2031-09-02 | 15 | 10531.117
2031-09-02 | 16 | 10564.1439
2031-09-02 | 17 | 10613.312
2031-09-02 | 18 | 10657.5101
2031-09-02 | 19 | 10637.2666
2031-09-02 | 20 | 10575.3067
2031-09-02 | 21 | 10586.7431
2031-09-02 | 22 | 10514.1547
2031-09-02 | 23 | 10244.2927
2031-09-02 | 24 | 9922.9361
2031-09-03 | 1 | 9652.4457
2031-09-03 | 2 | 9456.4086
2031-09-03 | 3 | 9370.2772
2031-09-03 | 4 | 9336.2413
2031-09-03 | 5 | 9368.2357
2031-09-03 | 6 | 9536.9159
2031-09-03 | 7 | 9684.7897
2031-09-03 | 8 | 10123.105
2031-09-03 | 9 | 10431.5191
2031-09-03 | 10 | 10592.8979
2031-09-03 | 11 | 10693.6351
2031-09-03 | 12 | 10769.49
2031-09-03 | 13 | 10917.3567
2031-09-03 | 14 | 10916.1155
2031-09-03 | 15 | 10981.6929
2031-09-03 | 16 | 11109.6431
2031-09-03 | 17 | 11337.268
2031-09-03 | 18 | 11283.4238
2031-09-03 | 19 | 11261.7604
2031-09-03 | 20 | 11049.6593
2031-09-03 | 21 | 10934.5501
2031-09-03 | 22 | 10758.9109
2031-09-03 | 23 | 10425.1076
2031-09-03 | 24 | 10061.2628
2031-09-04 | 1 | 9763.8297
2031-09-04 | 2 | 9582.3692
2031-09-04 | 3 | 9480.1382
2031-09-04 | 4 | 9424.7674
2031-09-04 | 5 | 9453.527
2031-09-04 | 6 | 9631.0276
2031-09-04 | 7 | 9826.1779
2031-09-04 | 8 | 10226.3578
2031-09-04 | 9 | 10530.3875
2031-09-04 | 10 | 10676.2167
2031-09-04 | 11 | 10764.8593
2031-09-04 | 12 | 10710.9154
2031-09-04 | 13 | 10664.532
2031-09-04 | 14 | 10709.6322
2031-09-04 | 15 | 10735.7212
2031-09-04 | 16 | 10801.8962
2031-09-04 | 17 | 10827.4952
2031-09-04 | 18 | 10845.35
2031-09-04 | 19 | 10680.097
2031-09-04 | 20 | 10650.6571
2031-09-04 | 21 | 10690.7762
2031-09-04 | 22 | 10546.6319
2031-09-04 | 23 | 10288.0373
2031-09-04 | 24 | 9998.2731
2031-09-05 | 1 | 9717.8289
2031-09-05 | 2 | 9488.2839
2031-09-05 | 3 | 9377.0989
2031-09-05 | 4 | 9323.5976
2031-09-05 | 5 | 9396.262
2031-09-05 | 6 | 9571.6688
2031-09-05 | 7 | 9737.9888
2031-09-05 | 8 | 10106.4757
2031-09-05 | 9 | 10346.0288
2031-09-05 | 10 | 10502.5751
2031-09-05 | 11 | 10577.6297
2031-09-05 | 12 | 10646.111
2031-09-05 | 13 | 10669.8561
2031-09-05 | 14 | 10729.8427
2031-09-05 | 15 | 10718.0268
2031-09-05 | 16 | 10754.9669
2031-09-05 | 17 | 10810.0852
2031-09-05 | 18 | 10783.1461
2031-09-05 | 19 | 10680.1981
2031-09-05 | 20 | 10637.453
2031-09-05 | 21 | 10690.0099
2031-09-05 | 22 | 10608.9968
2031-09-05 | 23 | 10329.0709
2031-09-05 | 24 | 9979.1446
2031-09-06 | 1 | 9706.9325
2031-09-06 | 2 | 9507.0141
2031-09-06 | 3 | 9371.0854
2031-09-06 | 4 | 9279.0103
2031-09-06 | 5 | 9271.8075
2031-09-06 | 6 | 9315.9315
2031-09-06 | 7 | 9270.5525
2031-09-06 | 8 | 9472.0953
2031-09-06 | 9 | 9686.9131
2031-09-06 | 10 | 9959.5353
2031-09-06 | 11 | 10144.9675
2031-09-06 | 12 | 10328.8665
2031-09-06 | 13 | 10354.8198
2031-09-06 | 14 | 10353.4151
2031-09-06 | 15 | 10378.0543
2031-09-06 | 16 | 10545.0953
2031-09-06 | 17 | 10517.479
2031-09-06 | 18 | 10611.9671
2031-09-06 | 19 | 10559.5945
2031-09-06 | 20 | 10441.4797
2031-09-06 | 21 | 10406.9455
2031-09-06 | 22 | 10282.5083
2031-09-06 | 23 | 10095.0991
2031-09-06 | 24 | 9806.5747
2031-09-07 | 1 | 9537.6989
2031-09-07 | 2 | 9374.3331
2031-09-07 | 3 | 9353.1136
2031-09-07 | 4 | 9228.4281
2031-09-07 | 5 | 9233.7343
2031-09-07 | 6 | 9351.9238
2031-09-07 | 7 | 9324.015
2031-09-07 | 8 | 9467.6273
2031-09-07 | 9 | 9572.6118
2031-09-07 | 10 | 9881.2111
2031-09-07 | 11 | 10131.6556
2031-09-07 | 12 | 10358.0762
2031-09-07 | 13 | 10524.4261
2031-09-07 | 14 | 10709.3731
2031-09-07 | 15 | 10828.3507
2031-09-07 | 16 | 10906.2705
2031-09-07 | 17 | 11023.138
2031-09-07 | 18 | 11026.498
2031-09-07 | 19 | 10823.3691
2031-09-07 | 20 | 10616.1912
2031-09-07 | 21 | 10623.8282
2031-09-07 | 22 | 10577.5885
2031-09-07 | 23 | 10285.3964
2031-09-07 | 24 | 9903.4925
2031-09-08 | 1 | 9651.1236
2031-09-08 | 2 | 9479.3103
2031-09-08 | 3 | 9369.9356
2031-09-08 | 4 | 9317.1205
2031-09-08 | 5 | 9391.1689
2031-09-08 | 6 | 9539.2921
2031-09-08 | 7 | 9775.8051
2031-09-08 | 8 | 10203.3863
2031-09-08 | 9 | 10386.3137
2031-09-08 | 10 | 10546.5594
2031-09-08 | 11 | 10641.9205
2031-09-08 | 12 | 10721.8729
2031-09-08 | 13 | 10751.9338
2031-09-08 | 14 | 10728.8699
2031-09-08 | 15 | 10592.2795
2031-09-08 | 16 | 10701.1659
2031-09-08 | 17 | 10621.1147
2031-09-08 | 18 | 10668.0318
2031-09-08 | 19 | 10521.712
2031-09-08 | 20 | 10446.5844
2031-09-08 | 21 | 10523.8776
2031-09-08 | 22 | 10373.2743
2031-09-08 | 23 | 10062.3921
2031-09-08 | 24 | 9750.2451
2031-09-09 | 1 | 9474.7177
2031-09-09 | 2 | 9338.7326
2031-09-09 | 3 | 9205.2174
2031-09-09 | 4 | 9172.5046
2031-09-09 | 5 | 9201.1286
2031-09-09 | 6 | 9370.4061
2031-09-09 | 7 | 9610.0336
2031-09-09 | 8 | 10039.2291
2031-09-09 | 9 | 10284.8154
2031-09-09 | 10 | 10394.912
2031-09-09 | 11 | 10387.2267
2031-09-09 | 12 | 10269.2758
2031-09-09 | 13 | 10187.2903
2031-09-09 | 14 | 10161.6209
2031-09-09 | 15 | 10218.6353
2031-09-09 | 16 | 10283.147
2031-09-09 | 17 | 10426.4941
2031-09-09 | 18 | 10378.5975
2031-09-09 | 19 | 10314.3713
2031-09-09 | 20 | 10303.2023
2031-09-09 | 21 | 10528.7009
2031-09-09 | 22 | 10383.9123
2031-09-09 | 23 | 10069.8211
2031-09-09 | 24 | 9753.471
2031-09-10 | 1 | 9485.823
2031-09-10 | 2 | 9295.712
2031-09-10 | 3 | 9171.6951
2031-09-10 | 4 | 9136.9953
2031-09-10 | 5 | 9119.9733
2031-09-10 | 6 | 9322.9424
2031-09-10 | 7 | 9572.3693
2031-09-10 | 8 | 10002.0451
2031-09-10 | 9 | 10212.1951
2031-09-10 | 10 | 10314.3812
2031-09-10 | 11 | 10338.629
2031-09-10 | 12 | 10216.778
2031-09-10 | 13 | 10462.9915
2031-09-10 | 14 | 10540.1183
2031-09-10 | 15 | 10211.5363
2031-09-10 | 16 | 10311.8127
2031-09-10 | 17 | 10340.4281
2031-09-10 | 18 | 10589.3539
2031-09-10 | 19 | 10500.9643
2031-09-10 | 20 | 10359.7185
2031-09-10 | 21 | 10513.9854
2031-09-10 | 22 | 10365.8592
2031-09-10 | 23 | 10059.8138
2031-09-10 | 24 | 9727.1003
2031-09-11 | 1 | 9472.225
2031-09-11 | 2 | 9333.5023
2031-09-11 | 3 | 9235.7481
2031-09-11 | 4 | 9198.8512
2031-09-11 | 5 | 9181.9394
2031-09-11 | 6 | 9394.8285
2031-09-11 | 7 | 9668.9713
2031-09-11 | 8 | 10096.6591
2031-09-11 | 9 | 10237.0586
2031-09-11 | 10 | 10344.8124
2031-09-11 | 11 | 10406.2911
2031-09-11 | 12 | 10443.8537
2031-09-11 | 13 | 10540.0097
2031-09-11 | 14 | 10538.6541
2031-09-11 | 15 | 10441.7294
2031-09-11 | 16 | 10445.0616
2031-09-11 | 17 | 10470.1046
2031-09-11 | 18 | 10414.0721
2031-09-11 | 19 | 10230.1433
2031-09-11 | 20 | 10251.3867
2031-09-11 | 21 | 10407.4091
2031-09-11 | 22 | 10266.6727
2031-09-11 | 23 | 10046.4359
2031-09-11 | 24 | 9761.6917
2031-09-12 | 1 | 9514.9787
2031-09-12 | 2 | 9353.9316
2031-09-12 | 3 | 9259.7472
2031-09-12 | 4 | 9219.1274
2031-09-12 | 5 | 9244.8602
2031-09-12 | 6 | 9406.0911
2031-09-12 | 7 | 9725.0719
2031-09-12 | 8 | 10149.3168
2031-09-12 | 9 | 10239.0633
2031-09-12 | 10 | 10320.3081
2031-09-12 | 11 | 10255.4286
2031-09-12 | 12 | 10183.923
2031-09-12 | 13 | 10122.3733
2031-09-12 | 14 | 10117.089
2031-09-12 | 15 | 10101.2257
2031-09-12 | 16 | 10090.3132
2031-09-12 | 17 | 10119.0302
2031-09-12 | 18 | 10179.0084
2031-09-12 | 19 | 10214.2164
2031-09-12 | 20 | 10254.1499
2031-09-12 | 21 | 10433.5088
2031-09-12 | 22 | 10288.0589
2031-09-12 | 23 | 10010.5592
2031-09-12 | 24 | 9704.7518
2031-09-13 | 1 | 9446.6188
2031-09-13 | 2 | 9275.8844
2031-09-13 | 3 | 9237.4806
2031-09-13 | 4 | 9148.9773
2031-09-13 | 5 | 9133.6368
2031-09-13 | 6 | 9219.2686
2031-09-13 | 7 | 9320.6784
2031-09-13 | 8 | 9528.4192
2031-09-13 | 9 | 9661.2832
2031-09-13 | 10 | 9807.5713
2031-09-13 | 11 | 9809.0601
2031-09-13 | 12 | 9770.4552
2031-09-13 | 13 | 9916.1902
2031-09-13 | 14 | 9803.3464
2031-09-13 | 15 | 9815.6677
2031-09-13 | 16 | 9973.1235
2031-09-13 | 17 | 10154.1782
2031-09-13 | 18 | 10179.02
2031-09-13 | 19 | 10080.3595
2031-09-13 | 20 | 10037.8753
2031-09-13 | 21 | 10221.3324
2031-09-13 | 22 | 10116.7108
2031-09-13 | 23 | 9926.8382
2031-09-13 | 24 | 9678.6406
2031-09-14 | 1 | 9448.3854
2031-09-14 | 2 | 9279.8295
2031-09-14 | 3 | 9169.9519
2031-09-14 | 4 | 9109.7473
2031-09-14 | 5 | 9104.4554
2031-09-14 | 6 | 9152.9825
2031-09-14 | 7 | 9285.0033
2031-09-14 | 8 | 9370.425
2031-09-14 | 9 | 9382.3273
2031-09-14 | 10 | 9608.7333
2031-09-14 | 11 | 9784.4814
2031-09-14 | 12 | 9930.5899
2031-09-14 | 13 | 9987.7275
2031-09-14 | 14 | 9958.5614
2031-09-14 | 15 | 9945.0705
2031-09-14 | 16 | 10009.6387
2031-09-14 | 17 | 10039.1871
2031-09-14 | 18 | 10136.6066
2031-09-14 | 19 | 10106.3693
2031-09-14 | 20 | 10059.237
2031-09-14 | 21 | 10229.0451
2031-09-14 | 22 | 10111.507
2031-09-14 | 23 | 9873.0639
2031-09-14 | 24 | 9594.5059
2031-09-15 | 1 | 9356.9712
2031-09-15 | 2 | 9321.1227
2031-09-15 | 3 | 9230.6318
2031-09-15 | 4 | 9201.5186
2031-09-15 | 5 | 9224.1824
2031-09-15 | 6 | 9398.2798
2031-09-15 | 7 | 9728.6008
2031-09-15 | 8 | 10184.9257
2031-09-15 | 9 | 10348.5948
2031-09-15 | 10 | 10461.3083
2031-09-15 | 11 | 10536.5815
2031-09-15 | 12 | 10578.832
2031-09-15 | 13 | 10572.0163
2031-09-15 | 14 | 10539.8169
2031-09-15 | 15 | 10474.5216
2031-09-15 | 16 | 10506.3455
2031-09-15 | 17 | 10545.2148
2031-09-15 | 18 | 10578.4388
2031-09-15 | 19 | 10519.9464
2031-09-15 | 20 | 10471.8137
2031-09-15 | 21 | 10546.0713
2031-09-15 | 22 | 10389.3262
2031-09-15 | 23 | 10154.5735
2031-09-15 | 24 | 9784.3823
2031-09-16 | 1 | 9587.3355
2031-09-16 | 2 | 9423.2325
2031-09-16 | 3 | 9360.5644
2031-09-16 | 4 | 9336.8924
2031-09-16 | 5 | 9373.1807
2031-09-16 | 6 | 9527.5833
2031-09-16 | 7 | 9827.8755
2031-09-16 | 8 | 10270.018
2031-09-16 | 9 | 10455.2238
2031-09-16 | 10 | 10555.6631
2031-09-16 | 11 | 10556.9363
2031-09-16 | 12 | 10621.874
2031-09-16 | 13 | 10619.0639
2031-09-16 | 14 | 10619.7843
2031-09-16 | 15 | 10628.295
2031-09-16 | 16 | 10615.1216
2031-09-16 | 17 | 10646.2083
2031-09-16 | 18 | 10637.3069
2031-09-16 | 19 | 10621.7408
2031-09-16 | 20 | 10609.4253
2031-09-16 | 21 | 10806.3451
2031-09-16 | 22 | 10656.4628
2031-09-16 | 23 | 10398.0883
2031-09-16 | 24 | 10050.8802
2031-09-17 | 1 | 9823.2414
2031-09-17 | 2 | 9632.0935
2031-09-17 | 3 | 9491.2675
2031-09-17 | 4 | 9455.4067
2031-09-17 | 5 | 9437.6519
2031-09-17 | 6 | 9570.4475
2031-09-17 | 7 | 9901.153
2031-09-17 | 8 | 10326.1583
2031-09-17 | 9 | 10495.8648
2031-09-17 | 10 | 10646.0031
2031-09-17 | 11 | 10568.2311
2031-09-17 | 12 | 10482.6455
2031-09-17 | 13 | 10292.7291
2031-09-17 | 14 | 10370.7277
2031-09-17 | 15 | 10380.516
2031-09-17 | 16 | 10346.9319
2031-09-17 | 17 | 10490.2738
2031-09-17 | 18 | 10519.6352
2031-09-17 | 19 | 10543.4995
2031-09-17 | 20 | 10608.8349
2031-09-17 | 21 | 10784.3666
2031-09-17 | 22 | 10653.4383
2031-09-17 | 23 | 10341.9846
2031-09-17 | 24 | 9985.5386
2031-09-18 | 1 | 9777.6057
2031-09-18 | 2 | 9609.82
2031-09-18 | 3 | 9521.1462
2031-09-18 | 4 | 9471.1608
2031-09-18 | 5 | 9565.7463
2031-09-18 | 6 | 9613.1117
2031-09-18 | 7 | 9931.844
2031-09-18 | 8 | 10311.2697
2031-09-18 | 9 | 10451.661
2031-09-18 | 10 | 10513.0113
2031-09-18 | 11 | 10425.2075
2031-09-18 | 12 | 10199.5838
2031-09-18 | 13 | 10174.2438
2031-09-18 | 14 | 10125.2191
2031-09-18 | 15 | 10007.9849
2031-09-18 | 16 | 10084.8823
2031-09-18 | 17 | 10136.2591
2031-09-18 | 18 | 10223.4828
2031-09-18 | 19 | 10319.8934
2031-09-18 | 20 | 10378.6494
2031-09-18 | 21 | 10486.427
2031-09-18 | 22 | 10362.399
2031-09-18 | 23 | 10110.1992
2031-09-18 | 24 | 9794.7468
2031-09-19 | 1 | 9529.3181
2031-09-19 | 2 | 9321.6185
2031-09-19 | 3 | 9221.0397
2031-09-19 | 4 | 9122.3196
2031-09-19 | 5 | 9149.6996
2031-09-19 | 6 | 9308.8516
2031-09-19 | 7 | 9683.6318
2031-09-19 | 8 | 10098.9798
2031-09-19 | 9 | 10226.4134
2031-09-19 | 10 | 10322.902
2031-09-19 | 11 | 10260.6439
2031-09-19 | 12 | 10291.5181
2031-09-19 | 13 | 10268.4617
2031-09-19 | 14 | 10088.6613
2031-09-19 | 15 | 10134.9963
2031-09-19 | 16 | 10234.1582
2031-09-19 | 17 | 10228.7896
2031-09-19 | 18 | 10267.1963
2031-09-19 | 19 | 10208.4741
2031-09-19 | 20 | 10373.0473
2031-09-19 | 21 | 10404.9966
2031-09-19 | 22 | 10270.9296
2031-09-19 | 23 | 10002.0389
2031-09-19 | 24 | 9726.1124
2031-09-20 | 1 | 9430.3043
2031-09-20 | 2 | 9297.6444
2031-09-20 | 3 | 9202.8759
2031-09-20 | 4 | 9173.7939
2031-09-20 | 5 | 9207.1958
2031-09-20 | 6 | 9301.3688
2031-09-20 | 7 | 9372.3742
2031-09-20 | 8 | 9522.4618
2031-09-20 | 9 | 9622.9115
2031-09-20 | 10 | 9807.8437
2031-09-20 | 11 | 9814.7452
2031-09-20 | 12 | 9781.2118
2031-09-20 | 13 | 9745.202
2031-09-20 | 14 | 9777.4983
2031-09-20 | 15 | 9685.1488
2031-09-20 | 16 | 9756.8903
2031-09-20 | 17 | 9725.7857
2031-09-20 | 18 | 9908.5461
2031-09-20 | 19 | 9888.7099
2031-09-20 | 20 | 10036.0696
2031-09-20 | 21 | 10182.5463
2031-09-20 | 22 | 10118.1762
2031-09-20 | 23 | 9938.1617
2031-09-20 | 24 | 9700.1102
2031-09-21 | 1 | 9440.6859
2031-09-21 | 2 | 9278.9149
2031-09-21 | 3 | 9165.8221
2031-09-21 | 4 | 9111.433
2031-09-21 | 5 | 9106.1015
2031-09-21 | 6 | 9175.8787
2031-09-21 | 7 | 9308.5647
2031-09-21 | 8 | 9417.5646
2031-09-21 | 9 | 9481.0595
2031-09-21 | 10 | 9689.0236
2031-09-21 | 11 | 9677.9399
2031-09-21 | 12 | 9708.4834
2031-09-21 | 13 | 9584.3365
2031-09-21 | 14 | 9565.9047
2031-09-21 | 15 | 9555.3499
2031-09-21 | 16 | 9567.7067
2031-09-21 | 17 | 9769.3343
2031-09-21 | 18 | 9813.8972
2031-09-21 | 19 | 9940.3971
2031-09-21 | 20 | 10158.4526
2031-09-21 | 21 | 10264.7303
2031-09-21 | 22 | 10139.1373
2031-09-21 | 23 | 9916.4096
2031-09-21 | 24 | 9603.5755
2031-09-22 | 1 | 9345.5299
2031-09-22 | 2 | 9258.99
2031-09-22 | 3 | 9192.2032
2031-09-22 | 4 | 9169.8691
2031-09-22 | 5 | 9222.9778
2031-09-22 | 6 | 9376.6031
2031-09-22 | 7 | 9718.5148
2031-09-22 | 8 | 10108.6902
2031-09-22 | 9 | 10277.3207
2031-09-22 | 10 | 10337.5966
2031-09-22 | 11 | 10345.7019
2031-09-22 | 12 | 10403.9896
2031-09-22 | 13 | 10468.5039
2031-09-22 | 14 | 10528.8763
2031-09-22 | 15 | 10551.0708
2031-09-22 | 16 | 10540.5923
2031-09-22 | 17 | 10564.4802
2031-09-22 | 18 | 10334.3947
2031-09-22 | 19 | 10409.687
2031-09-22 | 20 | 10460.4967
2031-09-22 | 21 | 10477.4089
2031-09-22 | 22 | 10330.6678
2031-09-22 | 23 | 10078.7157
2031-09-22 | 24 | 9742.1158
2031-09-23 | 1 | 9453.8412
2031-09-23 | 2 | 9312.1421
2031-09-23 | 3 | 9153.5362
2031-09-23 | 4 | 9135.2854
2031-09-23 | 5 | 9219.0897
2031-09-23 | 6 | 9418.0939
2031-09-23 | 7 | 9809.1454
2031-09-23 | 8 | 10212.4301
2031-09-23 | 9 | 10351.1228
2031-09-23 | 10 | 10423.4962
2031-09-23 | 11 | 10322.2578
2031-09-23 | 12 | 10246.5813
2031-09-23 | 13 | 10220.0519
2031-09-23 | 14 | 10208.7192
2031-09-23 | 15 | 10408.8569
2031-09-23 | 16 | 10308.7925
2031-09-23 | 17 | 10390.6028
2031-09-23 | 18 | 10491.8562
2031-09-23 | 19 | 10485.194
2031-09-23 | 20 | 10530.3161
2031-09-23 | 21 | 10593.3064
2031-09-23 | 22 | 10456.6804
2031-09-23 | 23 | 10190.655
2031-09-23 | 24 | 9855.8044
2031-09-24 | 1 | 9652.4037
2031-09-24 | 2 | 9445.0148
2031-09-24 | 3 | 9473.1332
2031-09-24 | 4 | 9439.8942
2031-09-24 | 5 | 9481.3135
2031-09-24 | 6 | 9630.1958
2031-09-24 | 7 | 10085.0727
2031-09-24 | 8 | 10425.3331
2031-09-24 | 9 | 10589.3127
2031-09-24 | 10 | 10553.4992
2031-09-24 | 11 | 10530.9818
2031-09-24 | 12 | 10222.4124
2031-09-24 | 13 | 10106.0526
2031-09-24 | 14 | 10014.3191
2031-09-24 | 15 | 10020.324
2031-09-24 | 16 | 10113.7632
2031-09-24 | 17 | 10197.6923
2031-09-24 | 18 | 10154.9072
2031-09-24 | 19 | 10184.703
2031-09-24 | 20 | 10434.4453
2031-09-24 | 21 | 10546.8025
2031-09-24 | 22 | 10364.7058
2031-09-24 | 23 | 10082.001
2031-09-24 | 24 | 9726.9043
2031-09-25 | 1 | 9497.0845
2031-09-25 | 2 | 9356.179
2031-09-25 | 3 | 9236.9093
2031-09-25 | 4 | 9212.9602
2031-09-25 | 5 | 9235.2662
2031-09-25 | 6 | 9378.1207
2031-09-25 | 7 | 9681.6603
2031-09-25 | 8 | 10008.5012
2031-09-25 | 9 | 10270.9112
2031-09-25 | 10 | 10370.4524
2031-09-25 | 11 | 10339.7251
2031-09-25 | 12 | 10243.2654
2031-09-25 | 13 | 10172.2405
2031-09-25 | 14 | 10240.31
2031-09-25 | 15 | 10244.9408
2031-09-25 | 16 | 10253.2573
2031-09-25 | 17 | 10282.5931
2031-09-25 | 18 | 10345.1346
2031-09-25 | 19 | 10304.384
2031-09-25 | 20 | 10471.4529
2031-09-25 | 21 | 10534.5135
2031-09-25 | 22 | 10390.1508
2031-09-25 | 23 | 10116.4669
2031-09-25 | 24 | 9814.1638
2031-09-26 | 1 | 9565.2619
2031-09-26 | 2 | 9376.2961
2031-09-26 | 3 | 9261.8599
2031-09-26 | 4 | 9240.4366
2031-09-26 | 5 | 9306.4129
2031-09-26 | 6 | 9426.614
2031-09-26 | 7 | 9792.323
2031-09-26 | 8 | 10190.9439
2031-09-26 | 9 | 10299.458
2031-09-26 | 10 | 10390.6228
2031-09-26 | 11 | 10403.1323
2031-09-26 | 12 | 10493.2224
2031-09-26 | 13 | 10416.0872
2031-09-26 | 14 | 10359.5855
2031-09-26 | 15 | 10279.4685
2031-09-26 | 16 | 10326.7651
2031-09-26 | 17 | 10438.5975
2031-09-26 | 18 | 10400.903
2031-09-26 | 19 | 10299.9862
2031-09-26 | 20 | 10428.806
2031-09-26 | 21 | 10490.9534
2031-09-26 | 22 | 10351.7132
2031-09-26 | 23 | 10066.9442
2031-09-26 | 24 | 9769.6828
2031-09-27 | 1 | 9509.5141
2031-09-27 | 2 | 9349.9587
2031-09-27 | 3 | 9254.2781
2031-09-27 | 4 | 9210.1855
2031-09-27 | 5 | 9267.4961
2031-09-27 | 6 | 9315.0253
2031-09-27 | 7 | 9522.1921
2031-09-27 | 8 | 9590.6626
2031-09-27 | 9 | 9720.836
2031-09-27 | 10 | 9861.4591
2031-09-27 | 11 | 9864.0984
2031-09-27 | 12 | 9861.64
2031-09-27 | 13 | 9719.6064
2031-09-27 | 14 | 9693.4102
2031-09-27 | 15 | 9670.0241
2031-09-27 | 16 | 10024.3282
2031-09-27 | 17 | 10019.5727
2031-09-27 | 18 | 10087.5979
2031-09-27 | 19 | 10086.4199
2031-09-27 | 20 | 10191.9775
2031-09-27 | 21 | 10292.2978
2031-09-27 | 22 | 10206.7225
2031-09-27 | 23 | 10014.7609
2031-09-27 | 24 | 9821.0964
2031-09-28 | 1 | 9557.044
2031-09-28 | 2 | 9361.066
2031-09-28 | 3 | 9263.4435
2031-09-28 | 4 | 9235.7685
2031-09-28 | 5 | 9239.1807
2031-09-28 | 6 | 9322.0613
2031-09-28 | 7 | 9482.8697
2031-09-28 | 8 | 9550.1813
2031-09-28 | 9 | 9640.7356
2031-09-28 | 10 | 9749.1407
2031-09-28 | 11 | 9712.6715
2031-09-28 | 12 | 9599.0282
2031-09-28 | 13 | 9558.9429
2031-09-28 | 14 | 9568.305
2031-09-28 | 15 | 9604.0267
2031-09-28 | 16 | 9615.6119
2031-09-28 | 17 | 9688.7628
2031-09-28 | 18 | 9806.2897
2031-09-28 | 19 | 9931.2666
2031-09-28 | 20 | 10202.4012
2031-09-28 | 21 | 10294.8808
2031-09-28 | 22 | 10191.7954
2031-09-28 | 23 | 9960.9815
2031-09-28 | 24 | 9665.6977
2031-09-29 | 1 | 9433.1201
2031-09-29 | 2 | 9360.9278
2031-09-29 | 3 | 9287.1905
2031-09-29 | 4 | 9268.3615
2031-09-29 | 5 | 9304.8636
2031-09-29 | 6 | 9486.5374
2031-09-29 | 7 | 9883.8329
2031-09-29 | 8 | 10330.0585
2031-09-29 | 9 | 10513.4628
2031-09-29 | 10 | 10501.6789
2031-09-29 | 11 | 10378.2444
2031-09-29 | 12 | 10238.7726
2031-09-29 | 13 | 10149.5334
2031-09-29 | 14 | 10135.3756
2031-09-29 | 15 | 10122.9519
2031-09-29 | 16 | 10118.7545
2031-09-29 | 17 | 10159.4016
2031-09-29 | 18 | 10254.7487
2031-09-29 | 19 | 10275.2735
2031-09-29 | 20 | 10495.3657
2031-09-29 | 21 | 10615.3892
2031-09-29 | 22 | 10498.1391
2031-09-29 | 23 | 10276.2367
2031-09-29 | 24 | 9943.0868
2031-09-30 | 1 | 9674.1418
2031-09-30 | 2 | 9518.1823
2031-09-30 | 3 | 9456.8648
2031-09-30 | 4 | 9391.6638
2031-09-30 | 5 | 9455.9369
2031-09-30 | 6 | 9648.5717
2031-09-30 | 7 | 9990.981
2031-09-30 | 8 | 10363.7851
2031-09-30 | 9 | 10621.4368
2031-09-30 | 10 | 10541.9344
2031-09-30 | 11 | 10353.008
2031-09-30 | 12 | 10173.8097
2031-09-30 | 13 | 10091.3017
2031-09-30 | 14 | 10076.6449
2031-09-30 | 15 | 10077.0587
2031-09-30 | 16 | 10092.375
2031-09-30 | 17 | 10170.9724
2031-09-30 | 18 | 10253.6348
2031-09-30 | 19 | 10243.0032
2031-09-30 | 20 | 10486.9279
2031-09-30 | 21 | 10560.9302
2031-09-30 | 22 | 10446.8913
2031-09-30 | 23 | 10181.9516
2031-09-30 | 24 | 9850.8986
2031-10-01 | 1 | 9554.1809
2031-10-01 | 2 | 9554.7075
2031-10-01 | 3 | 9501.484
2031-10-01 | 4 | 9528.5728
2031-10-01 | 5 | 9555.834
2031-10-01 | 6 | 9713.5797
2031-10-01 | 7 | 10089.6707
2031-10-01 | 8 | 10420.914
2031-10-01 | 9 | 10647.3116
2031-10-01 | 10 | 10636.6936
2031-10-01 | 11 | 10504.9596
2031-10-01 | 12 | 10393.9855
2031-10-01 | 13 | 10312.8087
2031-10-01 | 14 | 10321.6496
2031-10-01 | 15 | 10325.3081
2031-10-01 | 16 | 10335.97
2031-10-01 | 17 | 10371.6941
2031-10-01 | 18 | 10453.5978
2031-10-01 | 19 | 10460.8092
2031-10-01 | 20 | 10701.1538
2031-10-01 | 21 | 10736.3107
2031-10-01 | 22 | 10597.3422
2031-10-01 | 23 | 10345.5585
2031-10-01 | 24 | 9994.8738
2031-10-02 | 1 | 9737.6192
2031-10-02 | 2 | 9605.9938
2031-10-02 | 3 | 9514.4074
2031-10-02 | 4 | 9513.7625
2031-10-02 | 5 | 9531.7374
2031-10-02 | 6 | 9630.4363
2031-10-02 | 7 | 9941.5959
2031-10-02 | 8 | 10262.7071
2031-10-02 | 9 | 10489.3306
2031-10-02 | 10 | 10550.329
2031-10-02 | 11 | 10474.4519
2031-10-02 | 12 | 10405.9846
2031-10-02 | 13 | 10358.9444
2031-10-02 | 14 | 10343.287
2031-10-02 | 15 | 10334.0413
2031-10-02 | 16 | 10324.9084
2031-10-02 | 17 | 10358.1677
2031-10-02 | 18 | 10408.5533
2031-10-02 | 19 | 10385.3226
2031-10-02 | 20 | 10601.3806
2031-10-02 | 21 | 10629.4863
2031-10-02 | 22 | 10558.2014
2031-10-02 | 23 | 10290.2157
2031-10-02 | 24 | 10006.129
2031-10-03 | 1 | 9765.9746
2031-10-03 | 2 | 9614.2623
2031-10-03 | 3 | 9527.6282
2031-10-03 | 4 | 9483.9653
2031-10-03 | 5 | 9540.8278
2031-10-03 | 6 | 9710.6248
2031-10-03 | 7 | 10071.4128
2031-10-03 | 8 | 10414.2648
2031-10-03 | 9 | 10643.0029
2031-10-03 | 10 | 10644.3978
2031-10-03 | 11 | 10494.986
2031-10-03 | 12 | 10419.7641
2031-10-03 | 13 | 10344.6782
2031-10-03 | 14 | 10369.7149
2031-10-03 | 15 | 10372.6619
2031-10-03 | 16 | 10375.7715
2031-10-03 | 17 | 10409.5015
2031-10-03 | 18 | 10473.2597
2031-10-03 | 19 | 10428.9195
2031-10-03 | 20 | 10662.8035
2031-10-03 | 21 | 10666.5963
2031-10-03 | 22 | 10549.4174
2031-10-03 | 23 | 10289.459
2031-10-03 | 24 | 9980.6621
2031-10-04 | 1 | 9714.0425
2031-10-04 | 2 | 9495.2437
2031-10-04 | 3 | 9482.21
2031-10-04 | 4 | 9430.1634
2031-10-04 | 5 | 9384.2914
2031-10-04 | 6 | 9470.3365
2031-10-04 | 7 | 9629.6257
2031-10-04 | 8 | 9686.233
2031-10-04 | 9 | 9838.431
2031-10-04 | 10 | 9946.2892
2031-10-04 | 11 | 9971.2377
2031-10-04 | 12 | 9971.7682
2031-10-04 | 13 | 9955.1854
2031-10-04 | 14 | 9942.1672
2031-10-04 | 15 | 9938.9098
2031-10-04 | 16 | 9965.7941
2031-10-04 | 17 | 10077.8627
2031-10-04 | 18 | 10156.0539
2031-10-04 | 19 | 10172.1434
2031-10-04 | 20 | 10397.9513
2031-10-04 | 21 | 10392.9521
2031-10-04 | 22 | 10285.4737
2031-10-04 | 23 | 10047.1143
2031-10-04 | 24 | 9805.1209
2031-10-05 | 1 | 9638.0594
2031-10-05 | 2 | 9444.7244
2031-10-05 | 3 | 9336.1931
2031-10-05 | 4 | 9327.3388
2031-10-05 | 5 | 9363.8789
2031-10-05 | 6 | 9383.447
2031-10-05 | 7 | 9537.636
2031-10-05 | 8 | 9579.3046
2031-10-05 | 9 | 9630.709
2031-10-05 | 10 | 9762.8588
2031-10-05 | 11 | 9801.6439
2031-10-05 | 12 | 9895.278
2031-10-05 | 13 | 9819.8534
2031-10-05 | 14 | 9856.5994
2031-10-05 | 15 | 9869.4417
2031-10-05 | 16 | 9889.4433
2031-10-05 | 17 | 10019.4534
2031-10-05 | 18 | 10176.5779
2031-10-05 | 19 | 10173.7801
2031-10-05 | 20 | 10420.3691
2031-10-05 | 21 | 10440.4526
2031-10-05 | 22 | 10322.8274
2031-10-05 | 23 | 10135.5571
2031-10-05 | 24 | 9857.9512
2031-10-06 | 1 | 9610.3868
2031-10-06 | 2 | 9529.0681
2031-10-06 | 3 | 9432.1814
2031-10-06 | 4 | 9344.3101
2031-10-06 | 5 | 9388.0747
2031-10-06 | 6 | 9563.2424
2031-10-06 | 7 | 9875.6182
2031-10-06 | 8 | 10190.2503
2031-10-06 | 9 | 10420.4432
2031-10-06 | 10 | 10519.5554
2031-10-06 | 11 | 10560.3438
2031-10-06 | 12 | 10674.5881
2031-10-06 | 13 | 10373.4011
2031-10-06 | 14 | 10407.8989
2031-10-06 | 15 | 10416.4444
2031-10-06 | 16 | 10422.5091
2031-10-06 | 17 | 10447.375
2031-10-06 | 18 | 10640.8634
2031-10-06 | 19 | 10527.7619
2031-10-06 | 20 | 10744.4435
2031-10-06 | 21 | 10674.4535
2031-10-06 | 22 | 10501.9707
2031-10-06 | 23 | 10195.5444
2031-10-06 | 24 | 9837.0636
2031-10-07 | 1 | 9560.6192
2031-10-07 | 2 | 9372.0745
2031-10-07 | 3 | 9281.2355
2031-10-07 | 4 | 9243.8088
2031-10-07 | 5 | 9279.2084
2031-10-07 | 6 | 9447.9043
2031-10-07 | 7 | 9828.7872
2031-10-07 | 8 | 10120.1909
2031-10-07 | 9 | 10352.3003
2031-10-07 | 10 | 10421.5043
2031-10-07 | 11 | 10386.5171
2031-10-07 | 12 | 10342.962
2031-10-07 | 13 | 10336.7733
2031-10-07 | 14 | 10319.2236
2031-10-07 | 15 | 10313.9652
2031-10-07 | 16 | 10500.2656
2031-10-07 | 17 | 10366.575
2031-10-07 | 18 | 10395.4117
2031-10-07 | 19 | 10403.7672
2031-10-07 | 20 | 10673.1062
2031-10-07 | 21 | 10633.4653
2031-10-07 | 22 | 10488.4908
2031-10-07 | 23 | 10194.9121
2031-10-07 | 24 | 9846.8487
2031-10-08 | 1 | 9584.8733
2031-10-08 | 2 | 9406.5157
2031-10-08 | 3 | 9321.4688
2031-10-08 | 4 | 9281.2486
2031-10-08 | 5 | 9327.2377
2031-10-08 | 6 | 9506.9958
2031-10-08 | 7 | 9887.5705
2031-10-08 | 8 | 10218.895
2031-10-08 | 9 | 10460.3509
2031-10-08 | 10 | 10515.5155
2031-10-08 | 11 | 10434.5235
2031-10-08 | 12 | 10354.4883
2031-10-08 | 13 | 10304.3847
2031-10-08 | 14 | 10308.431
2031-10-08 | 15 | 10309.6348
2031-10-08 | 16 | 10317.144
2031-10-08 | 17 | 10334.9587
2031-10-08 | 18 | 10403.8907
2031-10-08 | 19 | 10456.457
2031-10-08 | 20 | 10725.9452
2031-10-08 | 21 | 10685.4412
2031-10-08 | 22 | 10545.6058
2031-10-08 | 23 | 10252.0351
2031-10-08 | 24 | 9910.8384
2031-10-09 | 1 | 9647.9636
2031-10-09 | 2 | 9514.7817
2031-10-09 | 3 | 9432.5842
2031-10-09 | 4 | 9397.6123
2031-10-09 | 5 | 9430.1285
2031-10-09 | 6 | 9591.1341
2031-10-09 | 7 | 9938.1163
2031-10-09 | 8 | 10191.4611
2031-10-09 | 9 | 10476.0964
2031-10-09 | 10 | 10570.5525
2031-10-09 | 11 | 10554.6697
2031-10-09 | 12 | 10555.5383
2031-10-09 | 13 | 10687.0991
2031-10-09 | 14 | 10455.417
2031-10-09 | 15 | 10413.4857
2031-10-09 | 16 | 10330.7392
2031-10-09 | 17 | 10511.2385
2031-10-09 | 18 | 10472.3906
2031-10-09 | 19 | 10549.9422
2031-10-09 | 20 | 10779.0945
2031-10-09 | 21 | 10715.4031
2031-10-09 | 22 | 10582.442
2031-10-09 | 23 | 10321.7178
2031-10-09 | 24 | 10021.1067
2031-10-10 | 1 | 9758.213
2031-10-10 | 2 | 9575.328
2031-10-10 | 3 | 9456.0035
2031-10-10 | 4 | 9404.2809
2031-10-10 | 5 | 9437.4692
2031-10-10 | 6 | 9593.7137
2031-10-10 | 7 | 9948.6644
2031-10-10 | 8 | 10203.457
2031-10-10 | 9 | 10549.9307
2031-10-10 | 10 | 10598.8876
2031-10-10 | 11 | 10622.2761
2031-10-10 | 12 | 10559.9792
2031-10-10 | 13 | 10568.5535
2031-10-10 | 14 | 10602.0177
2031-10-10 | 15 | 10326.647
2031-10-10 | 16 | 10515.3305
2031-10-10 | 17 | 10554.0497
2031-10-10 | 18 | 10606.3069
2031-10-10 | 19 | 10631.9237
2031-10-10 | 20 | 10838.0544
2031-10-10 | 21 | 10782.8575
2031-10-10 | 22 | 10689.18
2031-10-10 | 23 | 10402.0914
2031-10-10 | 24 | 10087.7315
2031-10-11 | 1 | 9826.9585
2031-10-11 | 2 | 9628.9282
2031-10-11 | 3 | 9524.8152
2031-10-11 | 4 | 9469.3262
2031-10-11 | 5 | 9492.1491
2031-10-11 | 6 | 9570.7718
2031-10-11 | 7 | 9726.3903
2031-10-11 | 8 | 9796.5499
2031-10-11 | 9 | 10018.9979
2031-10-11 | 10 | 10176.7003
2031-10-11 | 11 | 10253.581
2031-10-11 | 12 | 10010.617
2031-10-11 | 13 | 9954.8994
2031-10-11 | 14 | 9904.6627
2031-10-11 | 15 | 9936.4547
2031-10-11 | 16 | 10006.6218
2031-10-11 | 17 | 10062.2703
2031-10-11 | 18 | 10339.6317
2031-10-11 | 19 | 10341.1444
2031-10-11 | 20 | 10617.8884
2031-10-11 | 21 | 10587.2045
2031-10-11 | 22 | 10481.6451
2031-10-11 | 23 | 10311.7507
2031-10-11 | 24 | 10083.9798
2031-10-12 | 1 | 9824.0132
2031-10-12 | 2 | 9699.0787
2031-10-12 | 3 | 9584.316
2031-10-12 | 4 | 9523.0221
2031-10-12 | 5 | 9527.1001
2031-10-12 | 6 | 9607.2639
2031-10-12 | 7 | 9686.4938
2031-10-12 | 8 | 9585.1524
2031-10-12 | 9 | 9835.9324
2031-10-12 | 10 | 10035.4304
2031-10-12 | 11 | 10155.5832
2031-10-12 | 12 | 10251.371
2031-10-12 | 13 | 10275.8049
2031-10-12 | 14 | 10287.8686
2031-10-12 | 15 | 10069.9118
2031-10-12 | 16 | 9929.5476
2031-10-12 | 17 | 10079.4298
2031-10-12 | 18 | 10228.651
2031-10-12 | 19 | 10461.6778
2031-10-12 | 20 | 10673.5254
2031-10-12 | 21 | 10622.7095
2031-10-12 | 22 | 10508.9685
2031-10-12 | 23 | 10327.7611
2031-10-12 | 24 | 10030.4962
2031-10-13 | 1 | 9720.7235
2031-10-13 | 2 | 9716.1323
2031-10-13 | 3 | 9620.5329
2031-10-13 | 4 | 9553.4451
2031-10-13 | 5 | 9550.0584
2031-10-13 | 6 | 9582.1312
2031-10-13 | 7 | 9701.7648
2031-10-13 | 8 | 9689.8724
2031-10-13 | 9 | 9954.902
2031-10-13 | 10 | 10193.8359
2031-10-13 | 11 | 10243.1547
2031-10-13 | 12 | 10134.6404
2031-10-13 | 13 | 10094.8456
2031-10-13 | 14 | 10236.7853
2031-10-13 | 15 | 10227.0433
2031-10-13 | 16 | 10188.9978
2031-10-13 | 17 | 10251.2542
2031-10-13 | 18 | 10421.5621
2031-10-13 | 19 | 10529.1902
2031-10-13 | 20 | 10661.737
2031-10-13 | 21 | 10627.9366
2031-10-13 | 22 | 10494.3118
2031-10-13 | 23 | 10319.0267
2031-10-13 | 24 | 10093.7254
2031-10-14 | 1 | 9885.711
2031-10-14 | 2 | 9708.5223
2031-10-14 | 3 | 9655.5207
2031-10-14 | 4 | 9708.663
2031-10-14 | 5 | 9697.1765
2031-10-14 | 6 | 9827.4756
2031-10-14 | 7 | 10194.4276
2031-10-14 | 8 | 10471.3
2031-10-14 | 9 | 10774.5037
2031-10-14 | 10 | 10782.9573
2031-10-14 | 11 | 10646.1879
2031-10-14 | 12 | 10496.2007
2031-10-14 | 13 | 10543.4467
2031-10-14 | 14 | 10672.0536
2031-10-14 | 15 | 10746.5355
2031-10-14 | 16 | 10499.8752
2031-10-14 | 17 | 10718.5177
2031-10-14 | 18 | 10694.8544
2031-10-14 | 19 | 10909.9844
2031-10-14 | 20 | 11001.9791
2031-10-14 | 21 | 10952.1352
2031-10-14 | 22 | 10819.5488
2031-10-14 | 23 | 10524.9763
2031-10-14 | 24 | 10198.4298
2031-10-15 | 1 | 9909.2237
2031-10-15 | 2 | 9759.8925
2031-10-15 | 3 | 9680.4445
2031-10-15 | 4 | 9653.184
2031-10-15 | 5 | 9643.7432
2031-10-15 | 6 | 9778.1769
2031-10-15 | 7 | 10104.9437
2031-10-15 | 8 | 10525.444
2031-10-15 | 9 | 10893.3864
2031-10-15 | 10 | 10893.8349
2031-10-15 | 11 | 10883.693
2031-10-15 | 12 | 10895.563
2031-10-15 | 13 | 10738.8902
2031-10-15 | 14 | 10567.1757
2031-10-15 | 15 | 10534.6143
2031-10-15 | 16 | 10536.3048
2031-10-15 | 17 | 10504.7307
2031-10-15 | 18 | 10741.4758
2031-10-15 | 19 | 10937.8747
2031-10-15 | 20 | 11123.0196
2031-10-15 | 21 | 11082.2474
2031-10-15 | 22 | 10954.847
2031-10-15 | 23 | 10653.5729
2031-10-15 | 24 | 10308.4128
2031-10-16 | 1 | 10033.188
2031-10-16 | 2 | 9908.6992
2031-10-16 | 3 | 9781.7537
2031-10-16 | 4 | 9698.755
2031-10-16 | 5 | 9688.4986
2031-10-16 | 6 | 9800.615
2031-10-16 | 7 | 10091.2106
2031-10-16 | 8 | 10518.5149
2031-10-16 | 9 | 10871.7809
2031-10-16 | 10 | 10824.8525
2031-10-16 | 11 | 10780.2838
2031-10-16 | 12 | 10613.2168
2031-10-16 | 13 | 10535.6169
2031-10-16 | 14 | 10560.1907
2031-10-16 | 15 | 10504.809
2031-10-16 | 16 | 10355.5304
2031-10-16 | 17 | 10414.0946
2031-10-16 | 18 | 10660.5482
2031-10-16 | 19 | 10680.9686
2031-10-16 | 20 | 10871.2691
2031-10-16 | 21 | 10838.2767
2031-10-16 | 22 | 10722.08
2031-10-16 | 23 | 10473.5464
2031-10-16 | 24 | 10188.3165
2031-10-17 | 1 | 9914.874
2031-10-17 | 2 | 9706.6366
2031-10-17 | 3 | 9564.8673
2031-10-17 | 4 | 9472.5236
2031-10-17 | 5 | 9498.1522
2031-10-17 | 6 | 9633.7048
2031-10-17 | 7 | 9953.1256
2031-10-17 | 8 | 10415.7471
2031-10-17 | 9 | 10721.4649
2031-10-17 | 10 | 10651.9065
2031-10-17 | 11 | 10572.4282
2031-10-17 | 12 | 10624.7829
2031-10-17 | 13 | 10348.2013
2031-10-17 | 14 | 10359.3535
2031-10-17 | 15 | 10310.734
2031-10-17 | 16 | 10399.5513
2031-10-17 | 17 | 10627.0349
2031-10-17 | 18 | 10591.3011
2031-10-17 | 19 | 10662.4827
2031-10-17 | 20 | 10827.4936
2031-10-17 | 21 | 10765.2115
2031-10-17 | 22 | 10631.8024
2031-10-17 | 23 | 10354.0494
2031-10-17 | 24 | 10041.2986
2031-10-18 | 1 | 9774.4598
2031-10-18 | 2 | 9600.4648
2031-10-18 | 3 | 9481.3556
2031-10-18 | 4 | 9439.5286
2031-10-18 | 5 | 9472.6521
2031-10-18 | 6 | 9513.2352
2031-10-18 | 7 | 9685.0472
2031-10-18 | 8 | 9902.0571
2031-10-18 | 9 | 10134.8139
2031-10-18 | 10 | 10134.0066
2031-10-18 | 11 | 10096.55
2031-10-18 | 12 | 10028.6826
2031-10-18 | 13 | 10139.6683
2031-10-18 | 14 | 9934.7727
2031-10-18 | 15 | 10016.4258
2031-10-18 | 16 | 9938.2148
2031-10-18 | 17 | 10048.229
2031-10-18 | 18 | 10211.7507
2031-10-18 | 19 | 10351.8596
2031-10-18 | 20 | 10582.8367
2031-10-18 | 21 | 10497.9958
2031-10-18 | 22 | 10371.2929
2031-10-18 | 23 | 10185.6811
2031-10-18 | 24 | 9934.6462
2031-10-19 | 1 | 9709.8937
2031-10-19 | 2 | 9549.7459
2031-10-19 | 3 | 9463.2439
2031-10-19 | 4 | 9398.5114
2031-10-19 | 5 | 9405.7256
2031-10-19 | 6 | 9466.0744
2031-10-19 | 7 | 9603.0347
2031-10-19 | 8 | 9758.7311
2031-10-19 | 9 | 9966.4351
2031-10-19 | 10 | 9941.979
2031-10-19 | 11 | 10003.7555
2031-10-19 | 12 | 10039.1143
2031-10-19 | 13 | 10037.1653
2031-10-19 | 14 | 10018.3491
2031-10-19 | 15 | 10083.4972
2031-10-19 | 16 | 10057.5234
2031-10-19 | 17 | 10270.0581
2031-10-19 | 18 | 10355.3237
2031-10-19 | 19 | 10529.2431
2031-10-19 | 20 | 10592.571
2031-10-19 | 21 | 10530.3332
2031-10-19 | 22 | 10410.7616
2031-10-19 | 23 | 10182.8099
2031-10-19 | 24 | 9882.7019
2031-10-20 | 1 | 9638.6352
2031-10-20 | 2 | 9542.0839
2031-10-20 | 3 | 9456.6664
2031-10-20 | 4 | 9414.559
2031-10-20 | 5 | 9440.1367
2031-10-20 | 6 | 9586.3823
2031-10-20 | 7 | 10027.4742
2031-10-20 | 8 | 10471.4311
2031-10-20 | 9 | 10735.3046
2031-10-20 | 10 | 10638.9131
2031-10-20 | 11 | 10552.7642
2031-10-20 | 12 | 10469.6708
2031-10-20 | 13 | 10388.847
2031-10-20 | 14 | 10390.2442
2031-10-20 | 15 | 10381.307
2031-10-20 | 16 | 10330.5578
2031-10-20 | 17 | 10410.8602
2031-10-20 | 18 | 10518.546
2031-10-20 | 19 | 10692.8732
2031-10-20 | 20 | 10856.6003
2031-10-20 | 21 | 10777.0424
2031-10-20 | 22 | 10627.9425
2031-10-20 | 23 | 10374.3061
2031-10-20 | 24 | 9974.3302
2031-10-21 | 1 | 9744.7081
2031-10-21 | 2 | 9592.7015
2031-10-21 | 3 | 9508.1354
2031-10-21 | 4 | 9429.8202
2031-10-21 | 5 | 9494.9142
2031-10-21 | 6 | 9642.8252
2031-10-21 | 7 | 10004.7287
2031-10-21 | 8 | 10348.1209
2031-10-21 | 9 | 10648.9454
2031-10-21 | 10 | 10611.5236
2031-10-21 | 11 | 10535.0635
2031-10-21 | 12 | 10455.4722
2031-10-21 | 13 | 10381.0922
2031-10-21 | 14 | 10481.2332
2031-10-21 | 15 | 10432.1326
2031-10-21 | 16 | 10509.4547
2031-10-21 | 17 | 10495.3607
2031-10-21 | 18 | 10553.7492
2031-10-21 | 19 | 10726.7415
2031-10-21 | 20 | 10740.8847
2031-10-21 | 21 | 10659.4504
2031-10-21 | 22 | 10508.1041
2031-10-21 | 23 | 10250.3363
2031-10-21 | 24 | 9903.9261
2031-10-22 | 1 | 9640.4217
2031-10-22 | 2 | 9416.4075
2031-10-22 | 3 | 9348.7799
2031-10-22 | 4 | 9325.1956
2031-10-22 | 5 | 9360.4628
2031-10-22 | 6 | 9540.2095
2031-10-22 | 7 | 9907.3045
2031-10-22 | 8 | 10412.4733
2031-10-22 | 9 | 10689.9192
2031-10-22 | 10 | 10631.2941
2031-10-22 | 11 | 10684.5108
2031-10-22 | 12 | 10598.1397
2031-10-22 | 13 | 10707.6868
2031-10-22 | 14 | 10709.1512
2031-10-22 | 15 | 10466.612
2031-10-22 | 16 | 10437.1081
2031-10-22 | 17 | 10441.0102
2031-10-22 | 18 | 10456.1336
2031-10-22 | 19 | 10666.5664
2031-10-22 | 20 | 10818.4739
2031-10-22 | 21 | 10742.6615
2031-10-22 | 22 | 10603.3879
2031-10-22 | 23 | 10318.194
2031-10-22 | 24 | 10007.7752
2031-10-23 | 1 | 9732.2806
2031-10-23 | 2 | 9600.2454
2031-10-23 | 3 | 9476.762
2031-10-23 | 4 | 9450.9944
2031-10-23 | 5 | 9475.9002
2031-10-23 | 6 | 9608.8714
2031-10-23 | 7 | 9960.4796
2031-10-23 | 8 | 10389.9533
2031-10-23 | 9 | 10656.2745
2031-10-23 | 10 | 10630.9331
2031-10-23 | 11 | 10548.2932
2031-10-23 | 12 | 10464.0266
2031-10-23 | 13 | 10419.5492
2031-10-23 | 14 | 10413.7324
2031-10-23 | 15 | 10424.0876
2031-10-23 | 16 | 10428.9184
2031-10-23 | 17 | 10555.9253
2031-10-23 | 18 | 10649.7589
2031-10-23 | 19 | 10892.4108
2031-10-23 | 20 | 10923.493
2031-10-23 | 21 | 10813.2079
2031-10-23 | 22 | 10655.0985
2031-10-23 | 23 | 10389.2505
2031-10-23 | 24 | 10131.6717
2031-10-24 | 1 | 9835.6898
2031-10-24 | 2 | 9657.4917
2031-10-24 | 3 | 9578.4499
2031-10-24 | 4 | 9515.4253
2031-10-24 | 5 | 9566.9343
2031-10-24 | 6 | 9717.2403
2031-10-24 | 7 | 10067.1082
2031-10-24 | 8 | 10557.9184
2031-10-24 | 9 | 10801.3475
2031-10-24 | 10 | 10786.7039
2031-10-24 | 11 | 10674.2353
2031-10-24 | 12 | 10754.0355
2031-10-24 | 13 | 10680.378
2031-10-24 | 14 | 10681.6434
2031-10-24 | 15 | 10643.4673
2031-10-24 | 16 | 10688.6575
2031-10-24 | 17 | 10842.5518
2031-10-24 | 18 | 10773.3272
2031-10-24 | 19 | 11021.5784
2031-10-24 | 20 | 11071.0635
2031-10-24 | 21 | 11022.0547
2031-10-24 | 22 | 10888.3698
2031-10-24 | 23 | 10623.7654
2031-10-24 | 24 | 10373.644
2031-10-25 | 1 | 10091.6427
2031-10-25 | 2 | 9878.7924
2031-10-25 | 3 | 9791.7295
2031-10-25 | 4 | 9720.7142
2031-10-25 | 5 | 9718.7384
2031-10-25 | 6 | 9762.6374
2031-10-25 | 7 | 9883.4661
2031-10-25 | 8 | 10088.4404
2031-10-25 | 9 | 10247.0887
2031-10-25 | 10 | 10312.0536
2031-10-25 | 11 | 10271.5177
2031-10-25 | 12 | 10234.7175
2031-10-25 | 13 | 10003.7596
2031-10-25 | 14 | 10142.2041
2031-10-25 | 15 | 10081.3261
2031-10-25 | 16 | 9962.11
2031-10-25 | 17 | 10095.6011
2031-10-25 | 18 | 10103.4532
2031-10-25 | 19 | 10526.3527
2031-10-25 | 20 | 10540.2341
2031-10-25 | 21 | 10497.2114
2031-10-25 | 22 | 10455.9052
2031-10-25 | 23 | 10226.2243
2031-10-25 | 24 | 9971.1859
2031-10-26 | 1 | 9779.3424
2031-10-26 | 2 | 9609.7005
2031-10-26 | 3 | 9508.8088
2031-10-26 | 4 | 9457.656
2031-10-26 | 5 | 9444.434
2031-10-26 | 6 | 9483.1005
2031-10-26 | 7 | 9598.1992
2031-10-26 | 8 | 9742.1113
2031-10-26 | 9 | 9908.7546
2031-10-26 | 10 | 9947.0543
2031-10-26 | 11 | 10098.615
2031-10-26 | 12 | 9919.3098
2031-10-26 | 13 | 9956.0714
2031-10-26 | 14 | 10135.5887
2031-10-26 | 15 | 10295.0371
2031-10-26 | 16 | 10302.0227
2031-10-26 | 17 | 10380.4541
2031-10-26 | 18 | 10457.198
2031-10-26 | 19 | 10559.0728
2031-10-26 | 20 | 10545.9619
2031-10-26 | 21 | 10534.88
2031-10-26 | 22 | 10434.0795
2031-10-26 | 23 | 10218.1477
2031-10-26 | 24 | 9920.5149
2031-10-27 | 1 | 9665.9641
2031-10-27 | 2 | 9557.8496
2031-10-27 | 3 | 9470.85
2031-10-27 | 4 | 9431.3787
2031-10-27 | 5 | 9456.0978
2031-10-27 | 6 | 9615.481
2031-10-27 | 7 | 9989.8797
2031-10-27 | 8 | 10373.6552
2031-10-27 | 9 | 10602.2099
2031-10-27 | 10 | 10608.1986
2031-10-27 | 11 | 10729.7161
2031-10-27 | 12 | 10748.0315
2031-10-27 | 13 | 10795.9776
2031-10-27 | 14 | 10814.9414
2031-10-27 | 15 | 10806.3929
2031-10-27 | 16 | 10807.4789
2031-10-27 | 17 | 10886.5497
2031-10-27 | 18 | 10937.3972
2031-10-27 | 19 | 11024.1549
2031-10-27 | 20 | 10985.7809
2031-10-27 | 21 | 10888.2975
2031-10-27 | 22 | 10718.551
2031-10-27 | 23 | 10470.0135
2031-10-27 | 24 | 10124.4262
2031-10-28 | 1 | 9859.4427
2031-10-28 | 2 | 9749.74
2031-10-28 | 3 | 9664.3701
2031-10-28 | 4 | 9613.7842
2031-10-28 | 5 | 9582.4181
2031-10-28 | 6 | 9782.8788
2031-10-28 | 7 | 10080.6105
2031-10-28 | 8 | 10551.0737
2031-10-28 | 9 | 10786.7297
2031-10-28 | 10 | 10809.1853
2031-10-28 | 11 | 10872.0206
2031-10-28 | 12 | 10882.9237
2031-10-28 | 13 | 10864.3747
2031-10-28 | 14 | 10832.24
2031-10-28 | 15 | 10773.5558
2031-10-28 | 16 | 10796.5103
2031-10-28 | 17 | 10831.1557
2031-10-28 | 18 | 10900.9988
2031-10-28 | 19 | 11105.427
2031-10-28 | 20 | 11086.5334
2031-10-28 | 21 | 10991.5827
2031-10-28 | 22 | 10845.1829
2031-10-28 | 23 | 10554.7732
2031-10-28 | 24 | 10219.7979
2031-10-29 | 1 | 9950.3319
2031-10-29 | 2 | 9763.5887
2031-10-29 | 3 | 9697.7028
2031-10-29 | 4 | 9679.5651
2031-10-29 | 5 | 9715.6103
2031-10-29 | 6 | 9879.64
2031-10-29 | 7 | 10228.5117
2031-10-29 | 8 | 10715.2565
2031-10-29 | 9 | 10973.9814
2031-10-29 | 10 | 11008.9729
2031-10-29 | 11 | 10976.2098
2031-10-29 | 12 | 10997.5041
2031-10-29 | 13 | 11097.4806
2031-10-29 | 14 | 11121.8156
2031-10-29 | 15 | 10835.9833
2031-10-29 | 16 | 11105.7361
2031-10-29 | 17 | 11151.8498
2031-10-29 | 18 | 11158.7772
2031-10-29 | 19 | 11462.8719
2031-10-29 | 20 | 11413.9216
2031-10-29 | 21 | 11355.275
2031-10-29 | 22 | 11179.1344
2031-10-29 | 23 | 10873.8344
2031-10-29 | 24 | 10503.4612
2031-10-30 | 1 | 10218.106
2031-10-30 | 2 | 10084.6609
2031-10-30 | 3 | 10005.5401
2031-10-30 | 4 | 9960.1348
2031-10-30 | 5 | 9969.1367
2031-10-30 | 6 | 10099.1791
2031-10-30 | 7 | 10402.1596
2031-10-30 | 8 | 10866.6222
2031-10-30 | 9 | 11144.8676
2031-10-30 | 10 | 11215.1036
2031-10-30 | 11 | 11066.7704
2031-10-30 | 12 | 10955.6017
2031-10-30 | 13 | 10885.6419
2031-10-30 | 14 | 10911.1354
2031-10-30 | 15 | 10902.6244
2031-10-30 | 16 | 10889.515
2031-10-30 | 17 | 11128.707
2031-10-30 | 18 | 11137.1003
2031-10-30 | 19 | 11646.3502
2031-10-30 | 20 | 11639.3241
2031-10-30 | 21 | 11558.9009
2031-10-30 | 22 | 11416.7842
2031-10-30 | 23 | 11133.8769
2031-10-30 | 24 | 10839.9158
2031-10-31 | 1 | 10562.2566
2031-10-31 | 2 | 10462.3066
2031-10-31 | 3 | 10313.0307
2031-10-31 | 4 | 10296.5106
2031-10-31 | 5 | 10330.4335
2031-10-31 | 6 | 10460.207
2031-10-31 | 7 | 10837.9722
2031-10-31 | 8 | 11351.4722
2031-10-31 | 9 | 11589.6705
2031-10-31 | 10 | 11613.9935
2031-10-31 | 11 | 11436.1575
2031-10-31 | 12 | 11144.414
2031-10-31 | 13 | 10930.0654
2031-10-31 | 14 | 10795.0874
2031-10-31 | 15 | 10716.253
2031-10-31 | 16 | 10615.4961
2031-10-31 | 17 | 10625.4311
2031-10-31 | 18 | 10829.2435
2031-10-31 | 19 | 11229.5502
2031-10-31 | 20 | 11357.0152
2031-10-31 | 21 | 11322.2314
2031-10-31 | 22 | 11110.5403
2031-10-31 | 23 | 10839.5582
2031-10-31 | 24 | 10573.222
2031-11-01 | 1 | 10285.8024
2031-11-01 | 2 | 10323.853
2031-11-01 | 3 | 10168.9051
2031-11-01 | 4 | 10061.0073
2031-11-01 | 5 | 10027.3997
2031-11-01 | 6 | 10015.0454
2031-11-01 | 7 | 10027.7492
2031-11-01 | 8 | 10208.9596
2031-11-01 | 9 | 10473.6522
2031-11-01 | 10 | 10666.6993
2031-11-01 | 11 | 10747.8114
2031-11-01 | 12 | 10776.7267
2031-11-01 | 13 | 10835.3369
2031-11-01 | 14 | 10796.0205
2031-11-01 | 15 | 10733.8117
2031-11-01 | 16 | 10704.593
2031-11-01 | 17 | 10608.3967
2031-11-01 | 18 | 10797.454
2031-11-01 | 19 | 11075.9871
2031-11-01 | 20 | 11066.0847
2031-11-01 | 21 | 10982.6264
2031-11-01 | 22 | 10896.9862
2031-11-01 | 23 | 10648.9188
2031-11-01 | 24 | 10380.4522
2031-11-02 | 1 | 10124.3416
2031-11-02 | 2 | 9921.4227
2031-11-02 | 02X | 9914.8112
2031-11-02 | 3 | 9845.7626
2031-11-02 | 4 | 9816.0347
2031-11-02 | 5 | 9851.3791
2031-11-02 | 6 | 9933.7505
2031-11-02 | 7 | 10092.392
2031-11-02 | 8 | 10232.9694
2031-11-02 | 9 | 10286.6016
2031-11-02 | 10 | 10422.5434
2031-11-02 | 11 | 10388.3572
2031-11-02 | 12 | 10272.1971
2031-11-02 | 13 | 10280.4642
2031-11-02 | 14 | 10388.5623
2031-11-02 | 15 | 10506.6132
2031-11-02 | 16 | 10655.2614
2031-11-02 | 17 | 10803.5181
2031-11-02 | 18 | 11113.2248
2031-11-02 | 19 | 11104.5253
2031-11-02 | 20 | 11056.2104
2031-11-02 | 21 | 10968.1772
2031-11-02 | 22 | 10683.1298
2031-11-02 | 23 | 10368.7355
2031-11-02 | 24 | 10102.9386
2031-11-03 | 1 | 9975.0458
2031-11-03 | 2 | 9889.9374
2031-11-03 | 3 | 9850.5459
2031-11-03 | 4 | 9919.3879
2031-11-03 | 5 | 10032.1017
2031-11-03 | 6 | 10370.2178
2031-11-03 | 7 | 10908.7139
2031-11-03 | 8 | 11107.0821
2031-11-03 | 9 | 11118.8979
2031-11-03 | 10 | 11038.4171
2031-11-03 | 11 | 11097.1667
2031-11-03 | 12 | 10872.1528
2031-11-03 | 13 | 10916.5462
2031-11-03 | 14 | 10856.0945
2031-11-03 | 15 | 10943.7645
2031-11-03 | 16 | 11069.6238
2031-11-03 | 17 | 11228.8343
2031-11-03 | 18 | 11480.3892
2031-11-03 | 19 | 11448.1947
2031-11-03 | 20 | 11383.1991
2031-11-03 | 21 | 11233.7757
2031-11-03 | 22 | 10979.4327
2031-11-03 | 23 | 10571.8313
2031-11-03 | 24 | 10289.6881
2031-11-04 | 1 | 10079.4508
2031-11-04 | 2 | 9985.6189
2031-11-04 | 3 | 9953.8622
2031-11-04 | 4 | 9979.4532
2031-11-04 | 5 | 10146.1185
2031-11-04 | 6 | 10502.5268
2031-11-04 | 7 | 11007.9528
2031-11-04 | 8 | 11213.9085
2031-11-04 | 9 | 11144.1762
2031-11-04 | 10 | 11091.0931
2031-11-04 | 11 | 11056.8854
2031-11-04 | 12 | 11077.2609
2031-11-04 | 13 | 11093.5364
2031-11-04 | 14 | 11093.8494
2031-11-04 | 15 | 11123.1125
2031-11-04 | 16 | 11293.9076
2031-11-04 | 17 | 11564.1922
2031-11-04 | 18 | 11878.0697
2031-11-04 | 19 | 11809.7289
2031-11-04 | 20 | 11726.1629
2031-11-04 | 21 | 11572.6909
2031-11-04 | 22 | 11323.7789
2031-11-04 | 23 | 10915.5138
2031-11-04 | 24 | 10624.5058
2031-11-05 | 1 | 10426.1281
2031-11-05 | 2 | 10332.19
2031-11-05 | 3 | 10288.407
2031-11-05 | 4 | 10292.6898
2031-11-05 | 5 | 10426.6884
2031-11-05 | 6 | 10717.5724
2031-11-05 | 7 | 11167.6853
2031-11-05 | 8 | 11393.6657
2031-11-05 | 9 | 11484.6495
2031-11-05 | 10 | 11478.9643
2031-11-05 | 11 | 11289.4915
2031-11-05 | 12 | 11200.1608
2031-11-05 | 13 | 11105.9127
2031-11-05 | 14 | 11060.4765
2031-11-05 | 15 | 11074.8324
2031-11-05 | 16 | 11213.6133
2031-11-05 | 17 | 11491.2221
2031-11-05 | 18 | 11809.5716
2031-11-05 | 19 | 11763.7125
2031-11-05 | 20 | 11697.8283
2031-11-05 | 21 | 11612.2498
2031-11-05 | 22 | 11278.5959
2031-11-05 | 23 | 10928.3913
2031-11-05 | 24 | 10625.4704
2031-11-06 | 1 | 10456.4822
2031-11-06 | 2 | 10357.6068
2031-11-06 | 3 | 10294.9807
2031-11-06 | 4 | 10285.8386
2031-11-06 | 5 | 10402.8343
2031-11-06 | 6 | 10674.4604
2031-11-06 | 7 | 11149.14
2031-11-06 | 8 | 11346.8912
2031-11-06 | 9 | 11328.8802
2031-11-06 | 10 | 11230.6652
2031-11-06 | 11 | 11138.9044
2031-11-06 | 12 | 11103.1845
2031-11-06 | 13 | 11073.5579
2031-11-06 | 14 | 11032.7558
2031-11-06 | 15 | 11101.5186
2031-11-06 | 16 | 11250.4919
2031-11-06 | 17 | 11469.6292
2031-11-06 | 18 | 11714.5056
2031-11-06 | 19 | 11664.5467
2031-11-06 | 20 | 11600.7487
2031-11-06 | 21 | 11448.82
2031-11-06 | 22 | 11195.0018
2031-11-06 | 23 | 10869.8222
2031-11-06 | 24 | 10586.5572
2031-11-07 | 1 | 10360.0594
2031-11-07 | 2 | 10244.7581
2031-11-07 | 3 | 10184.701
2031-11-07 | 4 | 10174.7441
2031-11-07 | 5 | 10300.468
2031-11-07 | 6 | 10566.0746
2031-11-07 | 7 | 11032.3096
2031-11-07 | 8 | 11247.3341
2031-11-07 | 9 | 11230.7443
2031-11-07 | 10 | 11144.1094
2031-11-07 | 11 | 11029.6936
2031-11-07 | 12 | 10997.1174
2031-11-07 | 13 | 10958.4442
2031-11-07 | 14 | 10920.6912
2031-11-07 | 15 | 10918.4776
2031-11-07 | 16 | 11064.9044
2031-11-07 | 17 | 11339.8346
2031-11-07 | 18 | 11602.4289
2031-11-07 | 19 | 11526.9256
2031-11-07 | 20 | 11458.8182
2031-11-07 | 21 | 11306.5413
2031-11-07 | 22 | 11036.1175
2031-11-07 | 23 | 10709.4356
2031-11-07 | 24 | 10419.0882
2031-11-08 | 1 | 10204.7862
2031-11-08 | 2 | 10073.7888
2031-11-08 | 3 | 10003.4225
2031-11-08 | 4 | 9973.4442
2031-11-08 | 5 | 10004.1907
2031-11-08 | 6 | 10107.5217
2031-11-08 | 7 | 10322.5545
2031-11-08 | 8 | 10501.8577
2031-11-08 | 9 | 10567.5916
2031-11-08 | 10 | 10574.2733
2031-11-08 | 11 | 10583.5529
2031-11-08 | 12 | 10491.8946
2031-11-08 | 13 | 10493.4853
2031-11-08 | 14 | 10619.1152
2031-11-08 | 15 | 10504.8222
2031-11-08 | 16 | 10653.0366
2031-11-08 | 17 | 11018.6479
2031-11-08 | 18 | 11284.2302
2031-11-08 | 19 | 11217.4703
2031-11-08 | 20 | 11139.2848
2031-11-08 | 21 | 11021.9483
2031-11-08 | 22 | 10841.2101
2031-11-08 | 23 | 10599.696
2031-11-08 | 24 | 10353.2176
2031-11-09 | 1 | 10174.6101
2031-11-09 | 2 | 10065.4042
2031-11-09 | 3 | 10007.6507
2031-11-09 | 4 | 10009.7443
2031-11-09 | 5 | 10059.0817
2031-11-09 | 6 | 10158.2498
2031-11-09 | 7 | 10365.04
2031-11-09 | 8 | 10422.0625
2031-11-09 | 9 | 10544.5119
2031-11-09 | 10 | 10590.2464
2031-11-09 | 11 | 10824.8703
2031-11-09 | 12 | 10804.1746
2031-11-09 | 13 | 10712.2708
2031-11-09 | 14 | 10469.0706
2031-11-09 | 15 | 10463.9203
2031-11-09 | 16 | 10769.3827
2031-11-09 | 17 | 11090.1726
2031-11-09 | 18 | 11364.189
2031-11-09 | 19 | 11306.0309
2031-11-09 | 20 | 11238.8938
2031-11-09 | 21 | 11120.6882
2031-11-09 | 22 | 10884.3534
2031-11-09 | 23 | 10568.1788
2031-11-09 | 24 | 10297.2038
2031-11-10 | 1 | 10162.987
2031-11-10 | 2 | 10053.796
2031-11-10 | 3 | 9999.6554
2031-11-10 | 4 | 9983.3028
2031-11-10 | 5 | 10105.9086
2031-11-10 | 6 | 10406.0817
2031-11-10 | 7 | 10834.3365
2031-11-10 | 8 | 11035.6854
2031-11-10 | 9 | 11143.8003
2031-11-10 | 10 | 11190.3011
2031-11-10 | 11 | 11172.3389
2031-11-10 | 12 | 11050.222
2031-11-10 | 13 | 11034.4168
2031-11-10 | 14 | 11130.8669
2031-11-10 | 15 | 11129.4346
2031-11-10 | 16 | 11166.0705
2031-11-10 | 17 | 11293.6411
2031-11-10 | 18 | 11428.7052
2031-11-10 | 19 | 11336.963
2031-11-10 | 20 | 11263.3016
2031-11-10 | 21 | 11107.0126
2031-11-10 | 22 | 10796.2668
2031-11-10 | 23 | 10436.5163
2031-11-10 | 24 | 10150.8098
2031-11-11 | 1 | 9952.3988
2031-11-11 | 2 | 9834.3754
2031-11-11 | 3 | 9768.3773
2031-11-11 | 4 | 9763.8652
2031-11-11 | 5 | 9821.0522
2031-11-11 | 6 | 9928.2106
2031-11-11 | 7 | 10119.3072
2031-11-11 | 8 | 10151.4024
2031-11-11 | 9 | 10336.6724
2031-11-11 | 10 | 10318.0132
2031-11-11 | 11 | 10404.4895
2031-11-11 | 12 | 10484.7402
2031-11-11 | 13 | 10593.283
2031-11-11 | 14 | 10624.1252
2031-11-11 | 15 | 10579.072
2031-11-11 | 16 | 10778.7869
2031-11-11 | 17 | 11012.4336
2031-11-11 | 18 | 11251.4193
2031-11-11 | 19 | 11194.5542
2031-11-11 | 20 | 11125.868
2031-11-11 | 21 | 10988.0067
2031-11-11 | 22 | 10734.8152
2031-11-11 | 23 | 10424.5606
2031-11-11 | 24 | 10167.7818
2031-11-12 | 1 | 10061.8159
2031-11-12 | 2 | 9971.6389
2031-11-12 | 3 | 9939.0079
2031-11-12 | 4 | 9963.5849
2031-11-12 | 5 | 10114.2303
2031-11-12 | 6 | 10508.045
2031-11-12 | 7 | 10938.006
2031-11-12 | 8 | 11143.2184
2031-11-12 | 9 | 11233.7419
2031-11-12 | 10 | 11245.5368
2031-11-12 | 11 | 11334.7418
2031-11-12 | 12 | 11131.5645
2031-11-12 | 13 | 11005.4264
2031-11-12 | 14 | 11053.7522
2031-11-12 | 15 | 11069.4647
2031-11-12 | 16 | 11284.7323
2031-11-12 | 17 | 11527.5794
2031-11-12 | 18 | 11671.5191
2031-11-12 | 19 | 11577.9095
2031-11-12 | 20 | 11500.095
2031-11-12 | 21 | 11311.1389
2031-11-12 | 22 | 11018.6745
2031-11-12 | 23 | 10661.7062
2031-11-12 | 24 | 10358.3018
2031-11-13 | 1 | 10191.9959
2031-11-13 | 2 | 10091.8504
2031-11-13 | 3 | 10042.0612
2031-11-13 | 4 | 10043.2441
2031-11-13 | 5 | 10160.9955
2031-11-13 | 6 | 10459.9466
2031-11-13 | 7 | 10916.9656
2031-11-13 | 8 | 11133.9906
2031-11-13 | 9 | 11288.1805
2031-11-13 | 10 | 11307.7529
2031-11-13 | 11 | 11011.1726
2031-11-13 | 12 | 11212.2506
2031-11-13 | 13 | 11312.5218
2031-11-13 | 14 | 11279.7492
2031-11-13 | 15 | 11289.9055
2031-11-13 | 16 | 11355.2453
2031-11-13 | 17 | 11480.5402
2031-11-13 | 18 | 11588.3999
2031-11-13 | 19 | 11507.0978
2031-11-13 | 20 | 11430.9719
2031-11-13 | 21 | 11309.7002
2031-11-13 | 22 | 10979.9753
2031-11-13 | 23 | 10652.7836
2031-11-13 | 24 | 10370.6294
2031-11-14 | 1 | 10181.7295
2031-11-14 | 2 | 10071.482
2031-11-14 | 3 | 10027.2915
2031-11-14 | 4 | 10050.5651
2031-11-14 | 5 | 10220.4764
2031-11-14 | 6 | 10531.2791
2031-11-14 | 7 | 10997.0681
2031-11-14 | 8 | 11190.9869
2031-11-14 | 9 | 11338.334
2031-11-14 | 10 | 11292.1761
2031-11-14 | 11 | 11236.1791
2031-11-14 | 12 | 11096.6512
2031-11-14 | 13 | 11368.3569
2031-11-14 | 14 | 11075.5641
2031-11-14 | 15 | 11386.0533
2031-11-14 | 16 | 11468.1482
2031-11-14 | 17 | 11647.8641
2031-11-14 | 18 | 11813.8753
2031-11-14 | 19 | 11720.4753
2031-11-14 | 20 | 11627.5634
2031-11-14 | 21 | 11460.1373
2031-11-14 | 22 | 11196.6787
2031-11-14 | 23 | 10872.5648
2031-11-14 | 24 | 10589.6704
2031-11-15 | 1 | 10396.3764
2031-11-15 | 2 | 10284.5707
2031-11-15 | 3 | 10206.7192
2031-11-15 | 4 | 10187.2805
2031-11-15 | 5 | 10222.408
2031-11-15 | 6 | 10304.0127
2031-11-15 | 7 | 10506.7169
2031-11-15 | 8 | 10737.4001
2031-11-15 | 9 | 10921.7528
2031-11-15 | 10 | 10796.9024
2031-11-15 | 11 | 10758.9078
2031-11-15 | 12 | 10852.5319
2031-11-15 | 13 | 10855.7298
2031-11-15 | 14 | 10883.1096
2031-11-15 | 15 | 10989.5745
2031-11-15 | 16 | 11167.9876
2031-11-15 | 17 | 11403.8765
2031-11-15 | 18 | 11652.1164
2031-11-15 | 19 | 11603.8741
2031-11-15 | 20 | 11525.134
2031-11-15 | 21 | 11383.4116
2031-11-15 | 22 | 11204.8061
2031-11-15 | 23 | 10921.6741
2031-11-15 | 24 | 10659.4258
2031-11-16 | 1 | 10447.376
2031-11-16 | 2 | 10347.168
2031-11-16 | 3 | 10263.3448
2031-11-16 | 4 | 10189.2568
2031-11-16 | 5 | 10182.1299
2031-11-16 | 6 | 10209.8982
2031-11-16 | 7 | 10367.5473
2031-11-16 | 8 | 10584.1431
2031-11-16 | 9 | 10835.5971
2031-11-16 | 10 | 10876.8337
2031-11-16 | 11 | 10788.3003
2031-11-16 | 12 | 10742.2817
2031-11-16 | 13 | 10620.4051
2031-11-16 | 14 | 10611.3671
2031-11-16 | 15 | 10879.6397
2031-11-16 | 16 | 11049.0782
2031-11-16 | 17 | 11376.5802
2031-11-16 | 18 | 11653.0539
2031-11-16 | 19 | 11596.6389
2031-11-16 | 20 | 11564.3605
2031-11-16 | 21 | 11388.4365
2031-11-16 | 22 | 11152.9207
2031-11-16 | 23 | 10835.0781
2031-11-16 | 24 | 10559.2907
2031-11-17 | 1 | 10424.9421
2031-11-17 | 2 | 10307.1192
2031-11-17 | 3 | 10244.0772
2031-11-17 | 4 | 10285.7227
2031-11-17 | 5 | 10379.4722
2031-11-17 | 6 | 10659.9534
2031-11-17 | 7 | 11068.6327
2031-11-17 | 8 | 11355.3282
2031-11-17 | 9 | 11519.9722
2031-11-17 | 10 | 11418.1142
2031-11-17 | 11 | 11491.1254
2031-11-17 | 12 | 11294.2579
2031-11-17 | 13 | 11324.5395
2031-11-17 | 14 | 11247.1841
2031-11-17 | 15 | 11223.1228
2031-11-17 | 16 | 11387.1462
2031-11-17 | 17 | 11781.0053
2031-11-17 | 18 | 12044.0271
2031-11-17 | 19 | 11962.7496
2031-11-17 | 20 | 11875.2221
2031-11-17 | 21 | 11730.9815
2031-11-17 | 22 | 11393.4002
2031-11-17 | 23 | 11017.4869
2031-11-17 | 24 | 10713.3281
2031-11-18 | 1 | 10483.952
2031-11-18 | 2 | 10382.9843
2031-11-18 | 3 | 10334.1399
2031-11-18 | 4 | 10354.9371
2031-11-18 | 5 | 10502.8154
2031-11-18 | 6 | 10810.1443
2031-11-18 | 7 | 11280.9632
2031-11-18 | 8 | 11596.6723
2031-11-18 | 9 | 11730.7173
2031-11-18 | 10 | 11624.2094
2031-11-18 | 11 | 11725.3984
2031-11-18 | 12 | 11615.6097
2031-11-18 | 13 | 11673.1412
2031-11-18 | 14 | 11737.6977
2031-11-18 | 15 | 11748.4287
2031-11-18 | 16 | 11833.8862
2031-11-18 | 17 | 12063.822
2031-11-18 | 18 | 12300.1122
2031-11-18 | 19 | 12201.0844
2031-11-18 | 20 | 12102.4784
2031-11-18 | 21 | 11962.8435
2031-11-18 | 22 | 11710.0027
2031-11-18 | 23 | 11360.9526
2031-11-18 | 24 | 11038.2008
2031-11-19 | 1 | 10786.7028
2031-11-19 | 2 | 10678.1922
2031-11-19 | 3 | 10622.28
2031-11-19 | 4 | 10607.5444
2031-11-19 | 5 | 10696.0414
2031-11-19 | 6 | 10896.578
2031-11-19 | 7 | 11318.0167
2031-11-19 | 8 | 11725.6279
2031-11-19 | 9 | 11887.7209
2031-11-19 | 10 | 11532.3573
2031-11-19 | 11 | 11450.1587
2031-11-19 | 12 | 11451.003
2031-11-19 | 13 | 11414.6897
2031-11-19 | 14 | 11402.0938
2031-11-19 | 15 | 11422.2622
2031-11-19 | 16 | 11580.5911
2031-11-19 | 17 | 12044.8775
2031-11-19 | 18 | 12290.0901
2031-11-19 | 19 | 12227.8563
2031-11-19 | 20 | 12137.2179
2031-11-19 | 21 | 11991.6133
2031-11-19 | 22 | 11763.6097
2031-11-19 | 23 | 11392.8789
2031-11-19 | 24 | 11056.2323
2031-11-20 | 1 | 10856.3262
2031-11-20 | 2 | 10739.3605
2031-11-20 | 3 | 10647.3379
2031-11-20 | 4 | 10628.9613
2031-11-20 | 5 | 10731.0347
2031-11-20 | 6 | 10841.3348
2031-11-20 | 7 | 11248.7446
2031-11-20 | 8 | 11681.8311
2031-11-20 | 9 | 11865.2408
2031-11-20 | 10 | 11574.1284
2031-11-20 | 11 | 11584.2707
2031-11-20 | 12 | 11444.1823
2031-11-20 | 13 | 11503.6121
2031-11-20 | 14 | 11355.9726
2031-11-20 | 15 | 11425.3396
2031-11-20 | 16 | 11500.0228
2031-11-20 | 17 | 11961.15
2031-11-20 | 18 | 12151.5685
2031-11-20 | 19 | 12069.6632
2031-11-20 | 20 | 11926.7265
2031-11-20 | 21 | 11801.9415
2031-11-20 | 22 | 11563.8164
2031-11-20 | 23 | 11236.707
2031-11-20 | 24 | 10925.4652
2031-11-21 | 1 | 10706.8165
2031-11-21 | 2 | 10582.1593
2031-11-21 | 3 | 10506.1733
2031-11-21 | 4 | 10489.0441
2031-11-21 | 5 | 10581.5216
2031-11-21 | 6 | 10771.1625
2031-11-21 | 7 | 11214.7617
2031-11-21 | 8 | 11629.6558
2031-11-21 | 9 | 11801.1494
2031-11-21 | 10 | 11615.4192
2031-11-21 | 11 | 11510.6236
2031-11-21 | 12 | 11619.9095
2031-11-21 | 13 | 11529.088
2031-11-21 | 14 | 11394.2237
2031-11-21 | 15 | 11512.8715
2031-11-21 | 16 | 11509.0773
2031-11-21 | 17 | 11710.0288
2031-11-21 | 18 | 11864.2527
2031-11-21 | 19 | 11797.5718
2031-11-21 | 20 | 11730.2715
2031-11-21 | 21 | 11596.935
2031-11-21 | 22 | 11339.579
2031-11-21 | 23 | 11020.3549
2031-11-21 | 24 | 10742.0292
2031-11-22 | 1 | 10514.9715
2031-11-22 | 2 | 10367.3555
2031-11-22 | 3 | 10302.8263
2031-11-22 | 4 | 10285.5889
2031-11-22 | 5 | 10218.9814
2031-11-22 | 6 | 10244.2377
2031-11-22 | 7 | 10421.5775
2031-11-22 | 8 | 10750.2748
2031-11-22 | 9 | 10989.4715
2031-11-22 | 10 | 10831.4627
2031-11-22 | 11 | 10804.1052
2031-11-22 | 12 | 10717.7215
2031-11-22 | 13 | 10818.8038
2031-11-22 | 14 | 10674.3747
2031-11-22 | 15 | 10843.0569
2031-11-22 | 16 | 10869.2801
2031-11-22 | 17 | 11202.9831
2031-11-22 | 18 | 11375.6913
2031-11-22 | 19 | 11317.6745
2031-11-22 | 20 | 11259.1827
2031-11-22 | 21 | 11129.1234
2031-11-22 | 22 | 10933.3403
2031-11-22 | 23 | 10661.795
2031-11-22 | 24 | 10395.0111
2031-11-23 | 1 | 10193.6896
2031-11-23 | 2 | 10049.8044
2031-11-23 | 3 | 9980.3666
2031-11-23 | 4 | 9950.9131
2031-11-23 | 5 | 9964.1027
2031-11-23 | 6 | 10045.5618
2031-11-23 | 7 | 10224.0707
2031-11-23 | 8 | 10479.5813
2031-11-23 | 9 | 10636.5307
2031-11-23 | 10 | 10679.5415
2031-11-23 | 11 | 10770.7717
2031-11-23 | 12 | 10779.4429
2031-11-23 | 13 | 10765.8299
2031-11-23 | 14 | 10665.776
2031-11-23 | 15 | 10751.1291
2031-11-23 | 16 | 10854.2713
2031-11-23 | 17 | 11156.9727
2031-11-23 | 18 | 11322.9955
2031-11-23 | 19 | 11313.5323
2031-11-23 | 20 | 11245.9995
2031-11-23 | 21 | 11069.4062
2031-11-23 | 22 | 10846.1587
2031-11-23 | 23 | 10527.7068
2031-11-23 | 24 | 10260.516
2031-11-24 | 1 | 10150.4404
2031-11-24 | 2 | 10054.2682
2031-11-24 | 3 | 10006.0386
2031-11-24 | 4 | 10013.2728
2031-11-24 | 5 | 10175.6954
2031-11-24 | 6 | 10528.0066
2031-11-24 | 7 | 10995.7061
2031-11-24 | 8 | 11352.9436
2031-11-24 | 9 | 11535.3652
2031-11-24 | 10 | 11405.5204
2031-11-24 | 11 | 11316.6498
2031-11-24 | 12 | 11213.2453
2031-11-24 | 13 | 11186.1024
2031-11-24 | 14 | 11333.7555
2031-11-24 | 15 | 11151.7049
2031-11-24 | 16 | 11443.7696
2031-11-24 | 17 | 11704.8823
2031-11-24 | 18 | 11818.6475
2031-11-24 | 19 | 11753.4719
2031-11-24 | 20 | 11710.4814
2031-11-24 | 21 | 11446.2777
2031-11-24 | 22 | 11149.419
2031-11-24 | 23 | 10756.0242
2031-11-24 | 24 | 10450.1005
2031-11-25 | 1 | 10285.735
2031-11-25 | 2 | 10195.4673
2031-11-25 | 3 | 10153.2367
2031-11-25 | 4 | 10117.916
2031-11-25 | 5 | 10229.8972
2031-11-25 | 6 | 10527.082
2031-11-25 | 7 | 10985.9235
2031-11-25 | 8 | 11366.2414
2031-11-25 | 9 | 11520.8755
2031-11-25 | 10 | 11285.9394
2031-11-25 | 11 | 11025.6743
2031-11-25 | 12 | 11043.0269
2031-11-25 | 13 | 11057.2667
2031-11-25 | 14 | 11071.2053
2031-11-25 | 15 | 11143.2981
2031-11-25 | 16 | 11294.7173
2031-11-25 | 17 | 11596.0321
2031-11-25 | 18 | 11699.9792
2031-11-25 | 19 | 11631.6997
2031-11-25 | 20 | 11567.1025
2031-11-25 | 21 | 11397.8391
2031-11-25 | 22 | 11100.14
2031-11-25 | 23 | 10735.5564
2031-11-25 | 24 | 10438.5482
2031-11-26 | 1 | 10226.2766
2031-11-26 | 2 | 10134.1
2031-11-26 | 3 | 10082.8213
2031-11-26 | 4 | 10104.9609
2031-11-26 | 5 | 10270.7422
2031-11-26 | 6 | 10572.3339
2031-11-26 | 7 | 11057.0243
2031-11-26 | 8 | 11412.2341
2031-11-26 | 9 | 11517.1156
2031-11-26 | 10 | 11408.0929
2031-11-26 | 11 | 11254.6414
2031-11-26 | 12 | 11227.8625
2031-11-26 | 13 | 11089.3839
2031-11-26 | 14 | 11131.8808
2031-11-26 | 15 | 11223.5282
2031-11-26 | 16 | 11190.9527
2031-11-26 | 17 | 11592.7156
2031-11-26 | 18 | 11680.2062
2031-11-26 | 19 | 11603.0705
2031-11-26 | 20 | 11548.893
2031-11-26 | 21 | 11399.1687
2031-11-26 | 22 | 11088.5257
2031-11-26 | 23 | 10715.5251
2031-11-26 | 24 | 10406.505
2031-11-27 | 1 | 10242.4618
2031-11-27 | 2 | 10124.9057
2031-11-27 | 3 | 10062.1993
2031-11-27 | 4 | 10054.4505
2031-11-27 | 5 | 10176.3568
2031-11-27 | 6 | 10472.3323
2031-11-27 | 7 | 10912.9552
2031-11-27 | 8 | 11282.0384
2031-11-27 | 9 | 11313.6915
2031-11-27 | 10 | 11200.718
2031-11-27 | 11 | 11251.4563
2031-11-27 | 12 | 10932.7872
2031-11-27 | 13 | 10911.6754
2031-11-27 | 14 | 10908.5765
2031-11-27 | 15 | 11197.7264
2031-11-27 | 16 | 11134.077
2031-11-27 | 17 | 11381.1925
2031-11-27 | 18 | 11454.5793
2031-11-27 | 19 | 11381.5996
2031-11-27 | 20 | 11304.6237
2031-11-27 | 21 | 11191.4968
2031-11-27 | 22 | 10904.8099
2031-11-27 | 23 | 10584.4512
2031-11-27 | 24 | 10325.7928
2031-11-28 | 1 | 10156.7463
2031-11-28 | 2 | 10077.962
2031-11-28 | 3 | 10042.6868
2031-11-28 | 4 | 10061.0591
2031-11-28 | 5 | 10215.4898
2031-11-28 | 6 | 10583.5003
2031-11-28 | 7 | 11036.3284
2031-11-28 | 8 | 11360.2278
2031-11-28 | 9 | 11480.4559
2031-11-28 | 10 | 11397.9555
2031-11-28 | 11 | 11423.5221
2031-11-28 | 12 | 11136.9124
2031-11-28 | 13 | 11281.597
2031-11-28 | 14 | 11350.7819
2031-11-28 | 15 | 11381.0264
2031-11-28 | 16 | 11392.0794
2031-11-28 | 17 | 11610.2133
2031-11-28 | 18 | 11726.5472
2031-11-28 | 19 | 11634.9585
2031-11-28 | 20 | 11531.5964
2031-11-28 | 21 | 11377.8511
2031-11-28 | 22 | 11104.9566
2031-11-28 | 23 | 10782.887
2031-11-28 | 24 | 10493.977
2031-11-29 | 1 | 10274.3353
2031-11-29 | 2 | 10138.0167
2031-11-29 | 3 | 10107.2936
2031-11-29 | 4 | 10087.7828
2031-11-29 | 5 | 10119.0423
2031-11-29 | 6 | 10228.297
2031-11-29 | 7 | 10382.2542
2031-11-29 | 8 | 10641.4385
2031-11-29 | 9 | 10830.4867
2031-11-29 | 10 | 10694.5577
2031-11-29 | 11 | 10883.9738
2031-11-29 | 12 | 10890.1246
2031-11-29 | 13 | 10862.4424
2031-11-29 | 14 | 10554.0365
2031-11-29 | 15 | 10589.7347
2031-11-29 | 16 | 10772.1751
2031-11-29 | 17 | 11176.1753
2031-11-29 | 18 | 11305.1874
2031-11-29 | 19 | 11225.0187
2031-11-29 | 20 | 11134.5002
2031-11-29 | 21 | 11003.8826
2031-11-29 | 22 | 10805.1952
2031-11-29 | 23 | 10546.6344
2031-11-29 | 24 | 10297.7649
2031-11-30 | 1 | 10173.2112
2031-11-30 | 2 | 10002.0714
2031-11-30 | 3 | 9934.438
2031-11-30 | 4 | 10009.8186
2031-11-30 | 5 | 10019.5541
2031-11-30 | 6 | 10101.5431
2031-11-30 | 7 | 10313.7419
2031-11-30 | 8 | 10556.4261
2031-11-30 | 9 | 10724.0148
2031-11-30 | 10 | 10738.0092
2031-11-30 | 11 | 10534.2805
2031-11-30 | 12 | 10864.0318
2031-11-30 | 13 | 10886.0853
2031-11-30 | 14 | 10925.2503
2031-11-30 | 15 | 10984.517
2031-11-30 | 16 | 11107.9086
2031-11-30 | 17 | 11395.4878
2031-11-30 | 18 | 11588.6406
2031-11-30 | 19 | 11573.5876
2031-11-30 | 20 | 11509.5209
2031-11-30 | 21 | 11398.6538
2031-11-30 | 22 | 11135.2023
2031-11-30 | 23 | 10818.6436
2031-11-30 | 24 | 10556.0277
2031-12-01 | 1 | 10578.5036
2031-12-01 | 2 | 10472.2899
2031-12-01 | 3 | 10412.4034
2031-12-01 | 4 | 10415.8824
2031-12-01 | 5 | 10531.1779
2031-12-01 | 6 | 10811.2422
2031-12-01 | 7 | 11258.9341
2031-12-01 | 8 | 11638.0799
2031-12-01 | 9 | 11719.6894
2031-12-01 | 10 | 11420.5885
2031-12-01 | 11 | 11300.7519
2031-12-01 | 12 | 11269.8488
2031-12-01 | 13 | 11512.0748
2031-12-01 | 14 | 11206.0825
2031-12-01 | 15 | 11237.1008
2031-12-01 | 16 | 11416.251
2031-12-01 | 17 | 11778.2396
2031-12-01 | 18 | 11827.4823
2031-12-01 | 19 | 11738.9615
2031-12-01 | 20 | 11748.3659
2031-12-01 | 21 | 11595.2442
2031-12-01 | 22 | 11272.5015
2031-12-01 | 23 | 10896.2457
2031-12-01 | 24 | 10589.5954
2031-12-02 | 1 | 10374.7847
2031-12-02 | 2 | 10276.6968
2031-12-02 | 3 | 10224.2528
2031-12-02 | 4 | 10271.2186
2031-12-02 | 5 | 10402.1467
2031-12-02 | 6 | 10726.2436
2031-12-02 | 7 | 11181.9268
2031-12-02 | 8 | 11556.1966
2031-12-02 | 9 | 11608.3408
2031-12-02 | 10 | 11535.3076
2031-12-02 | 11 | 11591.259
2031-12-02 | 12 | 11543.5121
2031-12-02 | 13 | 11479.4644
2031-12-02 | 14 | 11532.6615
2031-12-02 | 15 | 11634.6432
2031-12-02 | 16 | 11715.0858
2031-12-02 | 17 | 11910.5076
2031-12-02 | 18 | 12010.9434
2031-12-02 | 19 | 11928.2866
2031-12-02 | 20 | 11827.0902
2031-12-02 | 21 | 11657.7099
2031-12-02 | 22 | 11348.5147
2031-12-02 | 23 | 10989.629
2031-12-02 | 24 | 10703.4046
2031-12-03 | 1 | 10497.2953
2031-12-03 | 2 | 10408.0495
2031-12-03 | 3 | 10371.6819
2031-12-03 | 4 | 10367.367
2031-12-03 | 5 | 10491.7281
2031-12-03 | 6 | 10802.177
2031-12-03 | 7 | 11243.2183
2031-12-03 | 8 | 11621.0765
2031-12-03 | 9 | 11695.7191
2031-12-03 | 10 | 11660.6338
2031-12-03 | 11 | 11682.4187
2031-12-03 | 12 | 11576.6565
2031-12-03 | 13 | 11630.2759
2031-12-03 | 14 | 11533.4361
2031-12-03 | 15 | 11342.1183
2031-12-03 | 16 | 11535.933
2031-12-03 | 17 | 11955.2857
2031-12-03 | 18 | 12067.7865
2031-12-03 | 19 | 11977.8313
2031-12-03 | 20 | 11906.6457
2031-12-03 | 21 | 11743.5669
2031-12-03 | 22 | 11447.3591
2031-12-03 | 23 | 11087.8889
2031-12-03 | 24 | 10839.1114
2031-12-04 | 1 | 10674.5514
2031-12-04 | 2 | 10553.6155
2031-12-04 | 3 | 10444.9407
2031-12-04 | 4 | 10507.0185
2031-12-04 | 5 | 10632.9997
2031-12-04 | 6 | 10923.9989
2031-12-04 | 7 | 11394.1428
2031-12-04 | 8 | 11771.6587
2031-12-04 | 9 | 11849.7862
2031-12-04 | 10 | 11554.3786
2031-12-04 | 11 | 11798.1056
2031-12-04 | 12 | 11810.401
2031-12-04 | 13 | 11845.3784
2031-12-04 | 14 | 11848.2265
2031-12-04 | 15 | 11844.1932
2031-12-04 | 16 | 11895.9133
2031-12-04 | 17 | 12087.6913
2031-12-04 | 18 | 12224.8791
2031-12-04 | 19 | 12126.1766
2031-12-04 | 20 | 12024.0218
2031-12-04 | 21 | 11863.6142
2031-12-04 | 22 | 11603.1692
2031-12-04 | 23 | 11245.7521
2031-12-04 | 24 | 10928.4428
2031-12-05 | 1 | 10703.6272
2031-12-05 | 2 | 10590.9611
2031-12-05 | 3 | 10537.9341
2031-12-05 | 4 | 10566.4575
2031-12-05 | 5 | 10609.069
2031-12-05 | 6 | 10853.8557
2031-12-05 | 7 | 11302.673
2031-12-05 | 8 | 11720.8077
2031-12-05 | 9 | 11800.986
2031-12-05 | 10 | 11575.3881
2031-12-05 | 11 | 11443.2535
2031-12-05 | 12 | 11356.3827
2031-12-05 | 13 | 11317.987
2031-12-05 | 14 | 11311.9463
2031-12-05 | 15 | 11526.4526
2031-12-05 | 16 | 11595.1612
2031-12-05 | 17 | 11801.1802
2031-12-05 | 18 | 11837.4809
2031-12-05 | 19 | 11770.759
2031-12-05 | 20 | 11700.8869
2031-12-05 | 21 | 11548.2759
2031-12-05 | 22 | 11275.7049
2031-12-05 | 23 | 10933.8501
2031-12-05 | 24 | 10636.4161
2031-12-06 | 1 | 10460.0321
2031-12-06 | 2 | 10274.2782
2031-12-06 | 3 | 10174.0574
2031-12-06 | 4 | 10197.656
2031-12-06 | 5 | 10169.0067
2031-12-06 | 6 | 10280.8446
2031-12-06 | 7 | 10459.9811
2031-12-06 | 8 | 10781.4947
2031-12-06 | 9 | 10936.0384
2031-12-06 | 10 | 10944.503
2031-12-06 | 11 | 11047.5829
2031-12-06 | 12 | 10994.5877
2031-12-06 | 13 | 10889.9825
2031-12-06 | 14 | 11063.3185
2031-12-06 | 15 | 11084.9913
2031-12-06 | 16 | 11159.3845
2031-12-06 | 17 | 11436.6386
2031-12-06 | 18 | 11585.0071
2031-12-06 | 19 | 11488.788
2031-12-06 | 20 | 11380.5445
2031-12-06 | 21 | 11252.3384
2031-12-06 | 22 | 11049.3988
2031-12-06 | 23 | 10811.0171
2031-12-06 | 24 | 10571.4407
2031-12-07 | 1 | 10398.5613
2031-12-07 | 2 | 10281.761
2031-12-07 | 3 | 10222.6492
2031-12-07 | 4 | 10211.5653
2031-12-07 | 5 | 10305.5682
2031-12-07 | 6 | 10365.7931
2031-12-07 | 7 | 10555.2516
2031-12-07 | 8 | 10824.9801
2031-12-07 | 9 | 10956.2713
2031-12-07 | 10 | 11025.0659
2031-12-07 | 11 | 11075.3431
2031-12-07 | 12 | 11175.6078
2031-12-07 | 13 | 11051.252
2031-12-07 | 14 | 11192.4838
2031-12-07 | 15 | 11105.8642
2031-12-07 | 16 | 11362.5261
2031-12-07 | 17 | 11744.0897
2031-12-07 | 18 | 11950.0438
2031-12-07 | 19 | 11885.155
2031-12-07 | 20 | 11800.4334
2031-12-07 | 21 | 11665.2358
2031-12-07 | 22 | 11451.2313
2031-12-07 | 23 | 11141.819
2031-12-07 | 24 | 10870.2195
2031-12-08 | 1 | 10740.1737
2031-12-08 | 2 | 10652.1192
2031-12-08 | 3 | 10608.6343
2031-12-08 | 4 | 10619.1241
2031-12-08 | 5 | 10753.1982
2031-12-08 | 6 | 11049.0587
2031-12-08 | 7 | 11505.957
2031-12-08 | 8 | 11882.7999
2031-12-08 | 9 | 11935.1341
2031-12-08 | 10 | 11742.8448
2031-12-08 | 11 | 11869.9855
2031-12-08 | 12 | 11593.9182
2031-12-08 | 13 | 11574.899
2031-12-08 | 14 | 11571.9448
2031-12-08 | 15 | 11641.6686
2031-12-08 | 16 | 11825.2721
2031-12-08 | 17 | 12259.6412
2031-12-08 | 18 | 12403.3872
2031-12-08 | 19 | 12325.6287
2031-12-08 | 20 | 12273.5885
2031-12-08 | 21 | 12122.2481
2031-12-08 | 22 | 11802.026
2031-12-08 | 23 | 11443.2292
2031-12-08 | 24 | 11119.0856
2031-12-09 | 1 | 10865.2981
2031-12-09 | 2 | 10732.3598
2031-12-09 | 3 | 10654.2488
2031-12-09 | 4 | 10633.5074
2031-12-09 | 5 | 10750.6305
2031-12-09 | 6 | 10914.4614
2031-12-09 | 7 | 11352.6176
2031-12-09 | 8 | 11777.1667
2031-12-09 | 9 | 11835.3339
2031-12-09 | 10 | 11638.9467
2031-12-09 | 11 | 11458.7847
2031-12-09 | 12 | 11525.1111
2031-12-09 | 13 | 11554.9234
2031-12-09 | 14 | 11446.9715
2031-12-09 | 15 | 11320.2073
2031-12-09 | 16 | 11480.4729
2031-12-09 | 17 | 11883.8508
2031-12-09 | 18 | 11950.4793
2031-12-09 | 19 | 11896.9727
2031-12-09 | 20 | 11834.1873
2031-12-09 | 21 | 11681.0867
2031-12-09 | 22 | 11373.2207
2031-12-09 | 23 | 10997.2052
2031-12-09 | 24 | 10695.8516
2031-12-10 | 1 | 10481.1722
2031-12-10 | 2 | 10371.6236
2031-12-10 | 3 | 10307.8218
2031-12-10 | 4 | 10321.8821
2031-12-10 | 5 | 10451.3726
2031-12-10 | 6 | 10808.416
2031-12-10 | 7 | 11218.0909
2031-12-10 | 8 | 11587.5098
2031-12-10 | 9 | 11607.7584
2031-12-10 | 10 | 11565.6694
2031-12-10 | 11 | 11495.3132
2031-12-10 | 12 | 11532.6371
2031-12-10 | 13 | 11405.7653
2031-12-10 | 14 | 11426.4356
2031-12-10 | 15 | 11429.5188
2031-12-10 | 16 | 11571.8173
2031-12-10 | 17 | 11833.8368
2031-12-10 | 18 | 11897.636
2031-12-10 | 19 | 11812.6949
2031-12-10 | 20 | 11751.6059
2031-12-10 | 21 | 11596.9916
2031-12-10 | 22 | 11308.4156
2031-12-10 | 23 | 10966.4943
2031-12-10 | 24 | 10682.6537
2031-12-11 | 1 | 10522.2911
2031-12-11 | 2 | 10415.3138
2031-12-11 | 3 | 10365.863
2031-12-11 | 4 | 10387.4237
2031-12-11 | 5 | 10518.7868
2031-12-11 | 6 | 10834.0958
2031-12-11 | 7 | 11353.4933
2031-12-11 | 8 | 11669.0782
2031-12-11 | 9 | 11702.3348
2031-12-11 | 10 | 11505.179
2031-12-11 | 11 | 11411.0233
2031-12-11 | 12 | 11347.6276
2031-12-11 | 13 | 11346.8359
2031-12-11 | 14 | 11348.1055
2031-12-11 | 15 | 11410.1326
2031-12-11 | 16 | 11574.8299
2031-12-11 | 17 | 11994.0974
2031-12-11 | 18 | 12084.8179
2031-12-11 | 19 | 11999.4902
2031-12-11 | 20 | 11902.1248
2031-12-11 | 21 | 11747.189
2031-12-11 | 22 | 11479.9573
2031-12-11 | 23 | 11155.4156
2031-12-11 | 24 | 10870.5299
2031-12-12 | 1 | 10659.7938
2031-12-12 | 2 | 10549.2766
2031-12-12 | 3 | 10497.3407
2031-12-12 | 4 | 10499.2321
2031-12-12 | 5 | 10623.7249
2031-12-12 | 6 | 10899.6738
2031-12-12 | 7 | 11374.4315
2031-12-12 | 8 | 11769.0017
2031-12-12 | 9 | 11819.3217
2031-12-12 | 10 | 11642.0423
2031-12-12 | 11 | 11558.2962
2031-12-12 | 12 | 11505.1824
2031-12-12 | 13 | 11473.1666
2031-12-12 | 14 | 11710.6081
2031-12-12 | 15 | 11796.6575
2031-12-12 | 16 | 11785.8964
2031-12-12 | 17 | 12077.2798
2031-12-12 | 18 | 12202.6466
2031-12-12 | 19 | 12112.0636
2031-12-12 | 20 | 11997.9969
2031-12-12 | 21 | 11824.2024
2031-12-12 | 22 | 11555.1034
2031-12-12 | 23 | 11232.4025
2031-12-12 | 24 | 10937.7732
2031-12-13 | 1 | 10719.0725
2031-12-13 | 2 | 10570.5831
2031-12-13 | 3 | 10495.8294
2031-12-13 | 4 | 10470.4537
2031-12-13 | 5 | 10481.2049
2031-12-13 | 6 | 10536.8135
2031-12-13 | 7 | 10737.5049
2031-12-13 | 8 | 11101.0143
2031-12-13 | 9 | 11241.0845
2031-12-13 | 10 | 11332.0773
2031-12-13 | 11 | 11390.7716
2031-12-13 | 12 | 11377.4749
2031-12-13 | 13 | 11310.2438
2031-12-13 | 14 | 11268.0414
2031-12-13 | 15 | 11263.8515
2031-12-13 | 16 | 11320.1596
2031-12-13 | 17 | 11578.9462
2031-12-13 | 18 | 11728.5677
2031-12-13 | 19 | 11652.8322
2031-12-13 | 20 | 11588.8429
2031-12-13 | 21 | 11467.8023
2031-12-13 | 22 | 11275.2351
2031-12-13 | 23 | 10996.9432
2031-12-13 | 24 | 10723.2456
2031-12-14 | 1 | 10527.2794
2031-12-14 | 2 | 10392.4445
2031-12-14 | 3 | 10357.3553
2031-12-14 | 4 | 10336.0271
2031-12-14 | 5 | 10359.292
2031-12-14 | 6 | 10420.9046
2031-12-14 | 7 | 10602.4577
2031-12-14 | 8 | 10850.9424
2031-12-14 | 9 | 10945.4253
2031-12-14 | 10 | 11019.0832
2031-12-14 | 11 | 11121.8335
2031-12-14 | 12 | 11143.1887
2031-12-14 | 13 | 11192.2734
2031-12-14 | 14 | 11115.7892
2031-12-14 | 15 | 10975.52
2031-12-14 | 16 | 11215.0665
2031-12-14 | 17 | 11668.2768
2031-12-14 | 18 | 11844.0525
2031-12-14 | 19 | 11789.667
2031-12-14 | 20 | 11696.9112
2031-12-14 | 21 | 11548.485
2031-12-14 | 22 | 11319.006
2031-12-14 | 23 | 11028.1728
2031-12-14 | 24 | 10759.0973
2031-12-15 | 1 | 10637.8125
2031-12-15 | 2 | 10542.7295
2031-12-15 | 3 | 10497.9193
2031-12-15 | 4 | 10509.1724
2031-12-15 | 5 | 10637.9467
2031-12-15 | 6 | 10933.9952
2031-12-15 | 7 | 11392.1052
2031-12-15 | 8 | 11765.7086
2031-12-15 | 9 | 11779.6997
2031-12-15 | 10 | 11794.2156
2031-12-15 | 11 | 11763.0024
2031-12-15 | 12 | 11717.8797
2031-12-15 | 13 | 11435.5203
2031-12-15 | 14 | 11392.6146
2031-12-15 | 15 | 11459.2345
2031-12-15 | 16 | 11830.431
2031-12-15 | 17 | 12118.2445
2031-12-15 | 18 | 12244.7921
2031-12-15 | 19 | 12178.4581
2031-12-15 | 20 | 12096.8212
2031-12-15 | 21 | 11929.4971
2031-12-15 | 22 | 11651.4376
2031-12-15 | 23 | 11277.0541
2031-12-15 | 24 | 10952.2934
2031-12-16 | 1 | 10747.6653
2031-12-16 | 2 | 10631.2508
2031-12-16 | 3 | 10566.9191
2031-12-16 | 4 | 10525.549
2031-12-16 | 5 | 10643.3791
2031-12-16 | 6 | 10833.238
2031-12-16 | 7 | 11266.5506
2031-12-16 | 8 | 11702.2711
2031-12-16 | 9 | 11720.8529
2031-12-16 | 10 | 11699.5337
2031-12-16 | 11 | 11701.8751
2031-12-16 | 12 | 11728.9312
2031-12-16 | 13 | 11642.79
2031-12-16 | 14 | 11637.3679
2031-12-16 | 15 | 11614.1521
2031-12-16 | 16 | 11623.1669
2031-12-16 | 17 | 11895.2156
2031-12-16 | 18 | 11967.8803
2031-12-16 | 19 | 11888.5879
2031-12-16 | 20 | 11811.2459
2031-12-16 | 21 | 11650.7239
2031-12-16 | 22 | 11352.6833
2031-12-16 | 23 | 10970.6389
2031-12-16 | 24 | 10664.3588
2031-12-17 | 1 | 10433.6652
2031-12-17 | 2 | 10324.6605
2031-12-17 | 3 | 10278.6801
2031-12-17 | 4 | 10276.6763
2031-12-17 | 5 | 10409.5329
2031-12-17 | 6 | 10724.8518
2031-12-17 | 7 | 11177.5894
2031-12-17 | 8 | 11553.9081
2031-12-17 | 9 | 11551.4887
2031-12-17 | 10 | 11416.7208
2031-12-17 | 11 | 11554.8889
2031-12-17 | 12 | 11542.3883
2031-12-17 | 13 | 11472.4454
2031-12-17 | 14 | 11345.1214
2031-12-17 | 15 | 11368.0043
2031-12-17 | 16 | 11440.6394
2031-12-17 | 17 | 11728.7858
2031-12-17 | 18 | 11763.851
2031-12-17 | 19 | 11701.2568
2031-12-17 | 20 | 11659.1618
2031-12-17 | 21 | 11479.1537
2031-12-17 | 22 | 11181.4386
2031-12-17 | 23 | 10813.4802
2031-12-17 | 24 | 10519.9303
2031-12-18 | 1 | 10350.6548
2031-12-18 | 2 | 10253.1552
2031-12-18 | 3 | 10211.1287
2031-12-18 | 4 | 10224.6931
2031-12-18 | 5 | 10363.2989
2031-12-18 | 6 | 10678.4568
2031-12-18 | 7 | 11144.8734
2031-12-18 | 8 | 11543.5006
2031-12-18 | 9 | 11562.7746
2031-12-18 | 10 | 11589.6728
2031-12-18 | 11 | 11571.901
2031-12-18 | 12 | 11621.0171
2031-12-18 | 13 | 11546.7504
2031-12-18 | 14 | 11494.6435
2031-12-18 | 15 | 11381.3352
2031-12-18 | 16 | 11538.3134
2031-12-18 | 17 | 11943.855
2031-12-18 | 18 | 12025.2075
2031-12-18 | 19 | 11946.2188
2031-12-18 | 20 | 11841.9714
2031-12-18 | 21 | 11683.2098
2031-12-18 | 22 | 11408.2476
2031-12-18 | 23 | 11122.912
2031-12-18 | 24 | 10847.3338
2031-12-19 | 1 | 10612.863
2031-12-19 | 2 | 10512.6312
2031-12-19 | 3 | 10472.3796
2031-12-19 | 4 | 10482.3341
2031-12-19 | 5 | 10608.6175
2031-12-19 | 6 | 10886.0418
2031-12-19 | 7 | 11282.2702
2031-12-19 | 8 | 11676.518
2031-12-19 | 9 | 11741.9113
2031-12-19 | 10 | 11561.5272
2031-12-19 | 11 | 11385.1956
2031-12-19 | 12 | 11304.1427
2031-12-19 | 13 | 11406.601
2031-12-19 | 14 | 11259.5616
2031-12-19 | 15 | 11256.4287
2031-12-19 | 16 | 11400.1517
2031-12-19 | 17 | 11782.0884
2031-12-19 | 18 | 11827.0281
2031-12-19 | 19 | 11754.7423
2031-12-19 | 20 | 11682.962
2031-12-19 | 21 | 11536.088
2031-12-19 | 22 | 11270.9044
2031-12-19 | 23 | 10934.7014
2031-12-19 | 24 | 10642.97
2031-12-20 | 1 | 10422.2096
2031-12-20 | 2 | 10292.3784
2031-12-20 | 3 | 10209.0459
2031-12-20 | 4 | 10203.6045
2031-12-20 | 5 | 10226.0676
2031-12-20 | 6 | 10305.6623
2031-12-20 | 7 | 10463.6645
2031-12-20 | 8 | 10772.3137
2031-12-20 | 9 | 10922.2449
2031-12-20 | 10 | 10850.0097
2031-12-20 | 11 | 10751.5203
2031-12-20 | 12 | 10705.7946
2031-12-20 | 13 | 10685.9214
2031-12-20 | 14 | 10670.4666
2031-12-20 | 15 | 10744.8179
2031-12-20 | 16 | 10951.7725
2031-12-20 | 17 | 11393.1619
2031-12-20 | 18 | 11523.1978
2031-12-20 | 19 | 11449.1861
2031-12-20 | 20 | 11406.2189
2031-12-20 | 21 | 11223.3715
2031-12-20 | 22 | 11017.9692
2031-12-20 | 23 | 10780.0535
2031-12-20 | 24 | 10551.4345
2031-12-21 | 1 | 10393.0182
2031-12-21 | 2 | 10284.9499
2031-12-21 | 3 | 10231.6027
2031-12-21 | 4 | 10217.0328
2031-12-21 | 5 | 10263.1341
2031-12-21 | 6 | 10375.6665
2031-12-21 | 7 | 10556.8173
2031-12-21 | 8 | 10824.5413
2031-12-21 | 9 | 10960.9279
2031-12-21 | 10 | 10882.1979
2031-12-21 | 11 | 11116.0147
2031-12-21 | 12 | 10819.7177
2031-12-21 | 13 | 11028.5482
2031-12-21 | 14 | 11126.444
2031-12-21 | 15 | 11168.4166
2031-12-21 | 16 | 11158.1375
2031-12-21 | 17 | 11657.0186
2031-12-21 | 18 | 11865.7794
2031-12-21 | 19 | 11808.3157
2031-12-21 | 20 | 11698.4773
2031-12-21 | 21 | 11542.9477
2031-12-21 | 22 | 11319.5052
2031-12-21 | 23 | 11003.3427
2031-12-21 | 24 | 10726.7935
2031-12-22 | 1 | 10590.6732
2031-12-22 | 2 | 10482.9388
2031-12-22 | 3 | 10426.8818
2031-12-22 | 4 | 10430.713
2031-12-22 | 5 | 10517.0428
2031-12-22 | 6 | 10769.5672
2031-12-22 | 7 | 11221.7605
2031-12-22 | 8 | 11622.5753
2031-12-22 | 9 | 11728.5265
2031-12-22 | 10 | 11548.458
2031-12-22 | 11 | 11331.5726
2031-12-22 | 12 | 11253.8849
2031-12-22 | 13 | 11373.3372
2031-12-22 | 14 | 11257.2467
2031-12-22 | 15 | 11239.0067
2031-12-22 | 16 | 11417.767
2031-12-22 | 17 | 11865.6395
2031-12-22 | 18 | 11954.4089
2031-12-22 | 19 | 11878.3648
2031-12-22 | 20 | 11798.6373
2031-12-22 | 21 | 11625.6139
2031-12-22 | 22 | 11316.165
2031-12-22 | 23 | 10948.8615
2031-12-22 | 24 | 10646.5904
2031-12-23 | 1 | 10485.0447
2031-12-23 | 2 | 10376.0228
2031-12-23 | 3 | 10317.6762
2031-12-23 | 4 | 10281.1729
2031-12-23 | 5 | 10455.7569
2031-12-23 | 6 | 10749.8524
2031-12-23 | 7 | 11171.5374
2031-12-23 | 8 | 11528.952
2031-12-23 | 9 | 11573.8907
2031-12-23 | 10 | 11591.6696
2031-12-23 | 11 | 11537.5583
2031-12-23 | 12 | 11422.5473
2031-12-23 | 13 | 11358.5123
2031-12-23 | 14 | 11409.5649
2031-12-23 | 15 | 11432.612
2031-12-23 | 16 | 11542.949
2031-12-23 | 17 | 11743.7109
2031-12-23 | 18 | 11804.2064
2031-12-23 | 19 | 11713.6342
2031-12-23 | 20 | 11648.3772
2031-12-23 | 21 | 11477.0672
2031-12-23 | 22 | 11219.2635
2031-12-23 | 23 | 10839.3669
2031-12-23 | 24 | 10501.0108
2031-12-24 | 1 | 10288.4249
2031-12-24 | 2 | 10163.8235
2031-12-24 | 3 | 10085.8249
2031-12-24 | 4 | 10065.131
2031-12-24 | 5 | 10087.7703
2031-12-24 | 6 | 10166.8775
2031-12-24 | 7 | 10340.3905
2031-12-24 | 8 | 10598.5808
2031-12-24 | 9 | 10711.4447
2031-12-24 | 10 | 10730.5698
2031-12-24 | 11 | 10705.2045
2031-12-24 | 12 | 10769.4106
2031-12-24 | 13 | 10541.4236
2031-12-24 | 14 | 10660.4124
2031-12-24 | 15 | 10605.9131
2031-12-24 | 16 | 10820.3196
2031-12-24 | 17 | 11308.3443
2031-12-24 | 18 | 11476.5425
2031-12-24 | 19 | 11442.3345
2031-12-24 | 20 | 11365.9153
2031-12-24 | 21 | 11211.9501
2031-12-24 | 22 | 10961.4054
2031-12-24 | 23 | 10637.8394
2031-12-24 | 24 | 10390.4417
2031-12-25 | 1 | 10261.806
2031-12-25 | 2 | 10141.874
2031-12-25 | 3 | 10077.7477
2031-12-25 | 4 | 10061.1214
2031-12-25 | 5 | 10106.2317
2031-12-25 | 6 | 10201.5971
2031-12-25 | 7 | 10397.844
2031-12-25 | 8 | 10655.0419
2031-12-25 | 9 | 10762.2077
2031-12-25 | 10 | 10697.134
2031-12-25 | 11 | 10602.753
2031-12-25 | 12 | 10734.2061
2031-12-25 | 13 | 10703.6834
2031-12-25 | 14 | 10648.6047
2031-12-25 | 15 | 10819.4191
2031-12-25 | 16 | 10933.7744
2031-12-25 | 17 | 11286.2758
2031-12-25 | 18 | 11445.0683
2031-12-25 | 19 | 11407.2879
2031-12-25 | 20 | 11362.357
2031-12-25 | 21 | 11197.5542
2031-12-25 | 22 | 10970.2871
2031-12-25 | 23 | 10673.9508
2031-12-25 | 24 | 10408.0455
2031-12-26 | 1 | 10341.8234
2031-12-26 | 2 | 10226.9868
2031-12-26 | 3 | 10160.976
2031-12-26 | 4 | 10149.9202
2031-12-26 | 5 | 10162.557
2031-12-26 | 6 | 10291.3005
2031-12-26 | 7 | 10545.2166
2031-12-26 | 8 | 10828.9481
2031-12-26 | 9 | 10962.5786
2031-12-26 | 10 | 10898.1604
2031-12-26 | 11 | 10786.8363
2031-12-26 | 12 | 10759.7572
2031-12-26 | 13 | 10920.1557
2031-12-26 | 14 | 10889.3843
2031-12-26 | 15 | 11090.5276
2031-12-26 | 16 | 10973.9967
2031-12-26 | 17 | 11427.5006
2031-12-26 | 18 | 11620.8722
2031-12-26 | 19 | 11560.204
2031-12-26 | 20 | 11468.5756
2031-12-26 | 21 | 11318.9321
2031-12-26 | 22 | 11114.9192
2031-12-26 | 23 | 10832.0861
2031-12-26 | 24 | 10577.6118
2031-12-27 | 1 | 10446.6101
2031-12-27 | 2 | 10331.2767
2031-12-27 | 3 | 10261.9116
2031-12-27 | 4 | 10235.0098
2031-12-27 | 5 | 10260.6473
2031-12-27 | 6 | 10349.0933
2031-12-27 | 7 | 10558.5829
2031-12-27 | 8 | 10873.441
2031-12-27 | 9 | 11016.2261
2031-12-27 | 10 | 10951.2728
2031-12-27 | 11 | 10828.6562
2031-12-27 | 12 | 10769.9653
2031-12-27 | 13 | 10732.3349
2031-12-27 | 14 | 10681.8795
2031-12-27 | 15 | 10737.3792
2031-12-27 | 16 | 10947.796
2031-12-27 | 17 | 11342.4025
2031-12-27 | 18 | 11484.3876
2031-12-27 | 19 | 11432.4505
2031-12-27 | 20 | 11362.3051
2031-12-27 | 21 | 11234.7962
2031-12-27 | 22 | 11045.1668
2031-12-27 | 23 | 10798.8775
2031-12-27 | 24 | 10565.0228
2031-12-28 | 1 | 10376.6251
2031-12-28 | 2 | 10248.2729
2031-12-28 | 3 | 10185.4107
2031-12-28 | 4 | 10152.2863
2031-12-28 | 5 | 10175.9152
2031-12-28 | 6 | 10255.3422
2031-12-28 | 7 | 10451.6737
2031-12-28 | 8 | 10702.9784
2031-12-28 | 9 | 10821.1243
2031-12-28 | 10 | 10893.0057
2031-12-28 | 11 | 10897.1669
2031-12-28 | 12 | 10786.5964
2031-12-28 | 13 | 10629.5382
2031-12-28 | 14 | 10614.3904
2031-12-28 | 15 | 10666.345
2031-12-28 | 16 | 10892.8393
2031-12-28 | 17 | 11378.1795
2031-12-28 | 18 | 11560.0551
2031-12-28 | 19 | 11547.1301
2031-12-28 | 20 | 11463.1202
2031-12-28 | 21 | 11322.6449
2031-12-28 | 22 | 11082.1635
2031-12-28 | 23 | 10777.6035
2031-12-28 | 24 | 10514.7307
2031-12-29 | 1 | 10378.2369
2031-12-29 | 2 | 10312.3784
2031-12-29 | 3 | 10253.3871
2031-12-29 | 4 | 10215.1575
2031-12-29 | 5 | 10344.0005
2031-12-29 | 6 | 10659.0795
2031-12-29 | 7 | 11084.5944
2031-12-29 | 8 | 11473.7293
2031-12-29 | 9 | 11497.4928
2031-12-29 | 10 | 11330.4355
2031-12-29 | 11 | 11327.1201
2031-12-29 | 12 | 11083.3693
2031-12-29 | 13 | 11069.8891
2031-12-29 | 14 | 11094.669
2031-12-29 | 15 | 11117.22
2031-12-29 | 16 | 11307.6654
2031-12-29 | 17 | 11741.6157
2031-12-29 | 18 | 11821.263
2031-12-29 | 19 | 11749.9712
2031-12-29 | 20 | 11617.8614
2031-12-29 | 21 | 11466.6855
2031-12-29 | 22 | 11153.2752
2031-12-29 | 23 | 10791.8315
2031-12-29 | 24 | 10495.3288
2031-12-30 | 1 | 10303.645
2031-12-30 | 2 | 10215.2857
2031-12-30 | 3 | 10181.0236
2031-12-30 | 4 | 10190.907
2031-12-30 | 5 | 10328.9054
2031-12-30 | 6 | 10650.562
2031-12-30 | 7 | 11105.6972
2031-12-30 | 8 | 11465.0894
2031-12-30 | 9 | 11492.4707
2031-12-30 | 10 | 11332.9501
2031-12-30 | 11 | 11205.5244
2031-12-30 | 12 | 11123.4711
2031-12-30 | 13 | 11079.6006
2031-12-30 | 14 | 11071.8059
2031-12-30 | 15 | 11113.6566
2031-12-30 | 16 | 11291.6547
2031-12-30 | 17 | 11736.6128
2031-12-30 | 18 | 11864.2218
2031-12-30 | 19 | 11783.8323
2031-12-30 | 20 | 11684.8075
2031-12-30 | 21 | 11534.1576
2031-12-30 | 22 | 11220.0086
2031-12-30 | 23 | 10845.1006
2031-12-30 | 24 | 10544.4238
2031-12-31 | 1 | 10335.4617
2031-12-31 | 2 | 10207.9369
2031-12-31 | 3 | 10179.5898
2031-12-31 | 4 | 10154.3473
2031-12-31 | 5 | 10156.4947
2031-12-31 | 6 | 10274.1031
2031-12-31 | 7 | 10422.9478
2031-12-31 | 8 | 10717.1694
2031-12-31 | 9 | 10852.3449
2031-12-31 | 10 | 10976.2117
2031-12-31 | 11 | 11029.6662
2031-12-31 | 12 | 11080.1508
2031-12-31 | 13 | 11069.9305
2031-12-31 | 14 | 11065.5837
2031-12-31 | 15 | 11073.8183
2031-12-31 | 16 | 11189.5984
2031-12-31 | 17 | 11473.3481
2031-12-31 | 18 | 11706.1181
2031-12-31 | 19 | 11643.1106
2031-12-31 | 20 | 11568.0714
2031-12-31 | 21 | 11427.7784
2031-12-31 | 22 | 11207.8127
2031-12-31 | 23 | 10917.8798
2031-12-31 | 24 | 10649.7034
2032-01-01 | 1 | 10460.252
2032-01-01 | 2 | 10323.8728
2032-01-01 | 3 | 10239.8288
2032-01-01 | 4 | 10203.3587
2032-01-01 | 5 | 10202.335
2032-01-01 | 6 | 10230.2612
2032-01-01 | 7 | 10366.48
2032-01-01 | 8 | 10684.5887
2032-01-01 | 9 | 10808.1883
2032-01-01 | 10 | 10836.3276
2032-01-01 | 11 | 10801.6905
2032-01-01 | 12 | 10524.5717
2032-01-01 | 13 | 10508.1322
2032-01-01 | 14 | 10904.2882
2032-01-01 | 15 | 10928.4088
2032-01-01 | 16 | 11020.96
2032-01-01 | 17 | 11296.7297
2032-01-01 | 18 | 11478.9116
2032-01-01 | 19 | 11441.4284
2032-01-01 | 20 | 11366.9397
2032-01-01 | 21 | 11207.243
2032-01-01 | 22 | 10940.121
2032-01-01 | 23 | 10594.5222
2032-01-01 | 24 | 10315.826
2032-01-02 | 1 | 10254.7518
2032-01-02 | 2 | 10138.9407
2032-01-02 | 3 | 10070.4631
2032-01-02 | 4 | 10012.1952
2032-01-02 | 5 | 10072.4575
2032-01-02 | 6 | 10192.6218
2032-01-02 | 7 | 10487.5878
2032-01-02 | 8 | 10775.6221
2032-01-02 | 9 | 10851.1867
2032-01-02 | 10 | 10887.4895
2032-01-02 | 11 | 10976.6861
2032-01-02 | 12 | 10546.4926
2032-01-02 | 13 | 10520.2423
2032-01-02 | 14 | 10927.0779
2032-01-02 | 15 | 10896.8649
2032-01-02 | 16 | 10954.6887
2032-01-02 | 17 | 11191.7717
2032-01-02 | 18 | 11352.0741
2032-01-02 | 19 | 11322.4972
2032-01-02 | 20 | 11269.1581
2032-01-02 | 21 | 11112.9989
2032-01-02 | 22 | 10942.148
2032-01-02 | 23 | 10654.9044
2032-01-02 | 24 | 10357.7506
2032-01-03 | 1 | 10221.371
2032-01-03 | 2 | 10101.1758
2032-01-03 | 3 | 10030.0069
2032-01-03 | 4 | 10017.0853
2032-01-03 | 5 | 10067.2454
2032-01-03 | 6 | 10195.8236
2032-01-03 | 7 | 10445.4331
2032-01-03 | 8 | 10734.8014
2032-01-03 | 9 | 10867.6708
2032-01-03 | 10 | 10796.0301
2032-01-03 | 11 | 10678.1321
2032-01-03 | 12 | 10624.7989
2032-01-03 | 13 | 11051.2907
2032-01-03 | 14 | 11005.6993
2032-01-03 | 15 | 10656.2661
2032-01-03 | 16 | 10857.3635
2032-01-03 | 17 | 11347.6689
2032-01-03 | 18 | 11548.9344
2032-01-03 | 19 | 11487.6513
2032-01-03 | 20 | 11394.4846
2032-01-03 | 21 | 11246.5362
2032-01-03 | 22 | 11039.7769
2032-01-03 | 23 | 10782.959
2032-01-03 | 24 | 10529.5708
2032-01-04 | 1 | 10344.2749
2032-01-04 | 2 | 10220.3608
2032-01-04 | 3 | 10148.1143
2032-01-04 | 4 | 10117.2277
2032-01-04 | 5 | 10141.8083
2032-01-04 | 6 | 10202.3541
2032-01-04 | 7 | 10363.5711
2032-01-04 | 8 | 10653.2037
2032-01-04 | 9 | 10771.428
2032-01-04 | 10 | 10883.0864
2032-01-04 | 11 | 10927.8342
2032-01-04 | 12 | 10980.9421
2032-01-04 | 13 | 10935.0835
2032-01-04 | 14 | 10749.1311
2032-01-04 | 15 | 10951.8971
2032-01-04 | 16 | 11043.9682
2032-01-04 | 17 | 11305.4706
2032-01-04 | 18 | 11483.2384
2032-01-04 | 19 | 11434.9632
2032-01-04 | 20 | 11380.2645
2032-01-04 | 21 | 11241.2341
2032-01-04 | 22 | 10996.9933
2032-01-04 | 23 | 10687.5162
2032-01-04 | 24 | 10433.2827
2032-01-05 | 1 | 10297.3697
2032-01-05 | 2 | 10196.9794
2032-01-05 | 3 | 10151.0656
2032-01-05 | 4 | 10165.3067
2032-01-05 | 5 | 10313.3558
2032-01-05 | 6 | 10631.4424
2032-01-05 | 7 | 11122.3545
2032-01-05 | 8 | 11480.5644
2032-01-05 | 9 | 11515.796
2032-01-05 | 10 | 11443.899
2032-01-05 | 11 | 11422.0833
2032-01-05 | 12 | 11508.9852
2032-01-05 | 13 | 11454.6757
2032-01-05 | 14 | 11464.2644
2032-01-05 | 15 | 11460.2205
2032-01-05 | 16 | 11526.345
2032-01-05 | 17 | 11711.7838
2032-01-05 | 18 | 11833.5864
2032-01-05 | 19 | 11792.2041
2032-01-05 | 20 | 11704.5894
2032-01-05 | 21 | 11542.6757
2032-01-05 | 22 | 11235.2268
2032-01-05 | 23 | 10868.376
2032-01-05 | 24 | 10556.1915
2032-01-06 | 1 | 10323.5513
2032-01-06 | 2 | 10216.9455
2032-01-06 | 3 | 10165.5637
2032-01-06 | 4 | 10173.7275
2032-01-06 | 5 | 10313.6739
2032-01-06 | 6 | 10627.6665
2032-01-06 | 7 | 11114.4738
2032-01-06 | 8 | 11437.4635
2032-01-06 | 9 | 11460.3387
2032-01-06 | 10 | 11475.6639
2032-01-06 | 11 | 11479.3472
2032-01-06 | 12 | 11424.4951
2032-01-06 | 13 | 10966.1391
2032-01-06 | 14 | 11392.3529
2032-01-06 | 15 | 11211.1246
2032-01-06 | 16 | 11476.7552
2032-01-06 | 17 | 11646.7804
2032-01-06 | 18 | 11768.3136
2032-01-06 | 19 | 11693.8016
2032-01-06 | 20 | 11603.899
2032-01-06 | 21 | 11449.1342
2032-01-06 | 22 | 11128.3323
2032-01-06 | 23 | 10759.1168
2032-01-06 | 24 | 10454.3007
2032-01-07 | 1 | 10486.6534
2032-01-07 | 2 | 10402.5915
2032-01-07 | 3 | 10380.6078
2032-01-07 | 4 | 10381.6459
2032-01-07 | 5 | 10566.828
2032-01-07 | 6 | 10978.8587
2032-01-07 | 7 | 11425.701
2032-01-07 | 8 | 11718.733
2032-01-07 | 9 | 11701.7903
2032-01-07 | 10 | 11740.6272
2032-01-07 | 11 | 11773.4196
2032-01-07 | 12 | 11703.8347
2032-01-07 | 13 | 11736.0491
2032-01-07 | 14 | 11733.9356
2032-01-07 | 15 | 11720.3791
2032-01-07 | 16 | 11742.4196
2032-01-07 | 17 | 11943.9576
2032-01-07 | 18 | 12099.3703
2032-01-07 | 19 | 12046.5587
2032-01-07 | 20 | 11959.8441
2032-01-07 | 21 | 11805.3445
2032-01-07 | 22 | 11501.7059
2032-01-07 | 23 | 11145.0267
2032-01-07 | 24 | 10850.2647
2032-01-08 | 1 | 10685.2412
2032-01-08 | 2 | 10554.3706
2032-01-08 | 3 | 10481.2156
2032-01-08 | 4 | 10483.7644
2032-01-08 | 5 | 10618.6787
2032-01-08 | 6 | 10830.1331
2032-01-08 | 7 | 11233.9381
2032-01-08 | 8 | 11660.7346
2032-01-08 | 9 | 11695.3978
2032-01-08 | 10 | 11699.9119
2032-01-08 | 11 | 11509.0716
2032-01-08 | 12 | 11602.1287
2032-01-08 | 13 | 11745.0016
2032-01-08 | 14 | 11707.9096
2032-01-08 | 15 | 11715.9464
2032-01-08 | 16 | 11744.1043
2032-01-08 | 17 | 11879.0174
2032-01-08 | 18 | 12063.3411
2032-01-08 | 19 | 11985.814
2032-01-08 | 20 | 11888.9547
2032-01-08 | 21 | 11729.1274
2032-01-08 | 22 | 11469.5124
2032-01-08 | 23 | 11125.8295
2032-01-08 | 24 | 10825.1409
2032-01-09 | 1 | 10613.4892
2032-01-09 | 2 | 10505.3156
2032-01-09 | 3 | 10458.2382
2032-01-09 | 4 | 10483.3931
2032-01-09 | 5 | 10591.3725
2032-01-09 | 6 | 10879.7218
2032-01-09 | 7 | 11360.9276
2032-01-09 | 8 | 11723.36
2032-01-09 | 9 | 11754.681
2032-01-09 | 10 | 11765.6547
2032-01-09 | 11 | 11814.0183
2032-01-09 | 12 | 11793.3062
2032-01-09 | 13 | 11649.2225
2032-01-09 | 14 | 11681.2438
2032-01-09 | 15 | 11608.0296
2032-01-09 | 16 | 11641.6733
2032-01-09 | 17 | 11845.3222
2032-01-09 | 18 | 12053.0935
2032-01-09 | 19 | 11969.9996
2032-01-09 | 20 | 11894.9904
2032-01-09 | 21 | 11760.7483
2032-01-09 | 22 | 11489.8653
2032-01-09 | 23 | 11164.5798
2032-01-09 | 24 | 10865.6778
2032-01-10 | 1 | 10645.1826
2032-01-10 | 2 | 10515.4516
2032-01-10 | 3 | 10425.3626
2032-01-10 | 4 | 10395.519
2032-01-10 | 5 | 10410.7341
2032-01-10 | 6 | 10438.9046
2032-01-10 | 7 | 10649.1442
2032-01-10 | 8 | 10976.4378
2032-01-10 | 9 | 11101.676
2032-01-10 | 10 | 11161.8422
2032-01-10 | 11 | 11108.7079
2032-01-10 | 12 | 11127.7777
2032-01-10 | 13 | 10794.2341
2032-01-10 | 14 | 10752.9615
2032-01-10 | 15 | 11146.111
2032-01-10 | 16 | 11149.6846
2032-01-10 | 17 | 11351.7776
2032-01-10 | 18 | 11642.8882
2032-01-10 | 19 | 11572.1791
2032-01-10 | 20 | 11492.6998
2032-01-10 | 21 | 11363.5809
2032-01-10 | 22 | 11170.5614
2032-01-10 | 23 | 10904.6776
2032-01-10 | 24 | 10641.668
2032-01-11 | 1 | 10439.2629
2032-01-11 | 2 | 10296.7628
2032-01-11 | 3 | 10256.0919
2032-01-11 | 4 | 10223.6679
2032-01-11 | 5 | 10234.9314
2032-01-11 | 6 | 10266.7751
2032-01-11 | 7 | 10432.9199
2032-01-11 | 8 | 10724.3004
2032-01-11 | 9 | 10815.0666
2032-01-11 | 10 | 10672.8037
2032-01-11 | 11 | 10594.9627
2032-01-11 | 12 | 10614.1624
2032-01-11 | 13 | 10591.8614
2032-01-11 | 14 | 10571.2586
2032-01-11 | 15 | 10587.277
2032-01-11 | 16 | 10793.7349
2032-01-11 | 17 | 11304.6368
2032-01-11 | 18 | 11509.8207
2032-01-11 | 19 | 11459.9596
2032-01-11 | 20 | 11401.939
2032-01-11 | 21 | 11306.3633
2032-01-11 | 22 | 11063.7011
2032-01-11 | 23 | 10720.6854
2032-01-11 | 24 | 10489.0229
2032-01-12 | 1 | 10351.0835
2032-01-12 | 2 | 10251.8833
2032-01-12 | 3 | 10156.4692
2032-01-12 | 4 | 10161.7674
2032-01-12 | 5 | 10287.0121
2032-01-12 | 6 | 10581.2113
2032-01-12 | 7 | 10985.0475
2032-01-12 | 8 | 11384.173
2032-01-12 | 9 | 11390.5848
2032-01-12 | 10 | 11343.3147
2032-01-12 | 11 | 11186.597
2032-01-12 | 12 | 11392.436
2032-01-12 | 13 | 11413.0749
2032-01-12 | 14 | 11011.896
2032-01-12 | 15 | 11072.7121
2032-01-12 | 16 | 11540.2039
2032-01-12 | 17 | 11618.9435
2032-01-12 | 18 | 11865.3703
2032-01-12 | 19 | 11769.6099
2032-01-12 | 20 | 11677.1316
2032-01-12 | 21 | 11498.2088
2032-01-12 | 22 | 11190.0867
2032-01-12 | 23 | 10830.5369
2032-01-12 | 24 | 10574.7205
2032-01-13 | 1 | 10372.2764
2032-01-13 | 2 | 10241.2535
2032-01-13 | 3 | 10198.6277
2032-01-13 | 4 | 10211.6975
2032-01-13 | 5 | 10354.5491
2032-01-13 | 6 | 10689.568
2032-01-13 | 7 | 11163.6978
2032-01-13 | 8 | 11528.398
2032-01-13 | 9 | 11541.154
2032-01-13 | 10 | 11490.4284
2032-01-13 | 11 | 11233.0172
2032-01-13 | 12 | 11153.6085
2032-01-13 | 13 | 11544.7462
2032-01-13 | 14 | 11134.3024
2032-01-13 | 15 | 11187.5287
2032-01-13 | 16 | 11643.876
2032-01-13 | 17 | 11737.0182
2032-01-13 | 18 | 11968.7044
2032-01-13 | 19 | 11887.8936
2032-01-13 | 20 | 11798.2441
2032-01-13 | 21 | 11632.4265
2032-01-13 | 22 | 11344.2786
2032-01-13 | 23 | 10978.6472
2032-01-13 | 24 | 10673.5274
2032-01-14 | 1 | 10448.1003
2032-01-14 | 2 | 10341.2315
2032-01-14 | 3 | 10283.9401
2032-01-14 | 4 | 10291.6801
2032-01-14 | 5 | 10437.4234
2032-01-14 | 6 | 10732.995
2032-01-14 | 7 | 11211.7241
2032-01-14 | 8 | 11593.6456
2032-01-14 | 9 | 11613.7353
2032-01-14 | 10 | 11620.6648
2032-01-14 | 11 | 11684.5816
2032-01-14 | 12 | 11706.447
2032-01-14 | 13 | 11663.6656
2032-01-14 | 14 | 11742.1889
2032-01-14 | 15 | 11748.7009
2032-01-14 | 16 | 11819.3198
2032-01-14 | 17 | 11987.5909
2032-01-14 | 18 | 12224.1002
2032-01-14 | 19 | 12142.6148
2032-01-14 | 20 | 12037.8283
2032-01-14 | 21 | 11876.7978
2032-01-14 | 22 | 11598.639
2032-01-14 | 23 | 11225.6387
2032-01-14 | 24 | 10915.8756
2032-01-15 | 1 | 10743.3139
2032-01-15 | 2 | 10630.5703
2032-01-15 | 3 | 10587.11
2032-01-15 | 4 | 10592.5428
2032-01-15 | 5 | 10707.909
2032-01-15 | 6 | 10980.9117
2032-01-15 | 7 | 11413.222
2032-01-15 | 8 | 11816.1281
2032-01-15 | 9 | 11873.5605
2032-01-15 | 10 | 11890.4301
2032-01-15 | 11 | 11921.5257
2032-01-15 | 12 | 11821.908
2032-01-15 | 13 | 11480.1846
2032-01-15 | 14 | 11474.6716
2032-01-15 | 15 | 11470.5756
2032-01-15 | 16 | 11912.8511
2032-01-15 | 17 | 12076.3469
2032-01-15 | 18 | 12352.6012
2032-01-15 | 19 | 12265.1512
2032-01-15 | 20 | 12156.3722
2032-01-15 | 21 | 12021.4965
2032-01-15 | 22 | 11801.1479
2032-01-15 | 23 | 11477.5798
2032-01-15 | 24 | 11163.0574
2032-01-16 | 1 | 10928.0679
2032-01-16 | 2 | 10805.448
2032-01-16 | 3 | 10736.1337
2032-01-16 | 4 | 10715.561
2032-01-16 | 5 | 10793.196
2032-01-16 | 6 | 10983.1588
2032-01-16 | 7 | 11377.8056
2032-01-16 | 8 | 11825.5681
2032-01-16 | 9 | 11896.7225
2032-01-16 | 10 | 11905.2987
2032-01-16 | 11 | 11933.2515
2032-01-16 | 12 | 11693.8769
2032-01-16 | 13 | 11849.908
2032-01-16 | 14 | 11944.8123
2032-01-16 | 15 | 11922.8267
2032-01-16 | 16 | 11966.0038
2032-01-16 | 17 | 12105.2181
2032-01-16 | 18 | 12429.8941
2032-01-16 | 19 | 12365.61
2032-01-16 | 20 | 12248.5895
2032-01-16 | 21 | 12132.1856
2032-01-16 | 22 | 11935.7348
2032-01-16 | 23 | 11623.4918
2032-01-16 | 24 | 11307.9578
2032-01-17 | 1 | 11068.3605
2032-01-17 | 2 | 10932.206
2032-01-17 | 3 | 10846.1382
2032-01-17 | 4 | 10802.8992
2032-01-17 | 5 | 10808.5246
2032-01-17 | 6 | 10797.8116
2032-01-17 | 7 | 10971.4778
2032-01-17 | 8 | 11304.4077
2032-01-17 | 9 | 11504.9361
2032-01-17 | 10 | 11607.3001
2032-01-17 | 11 | 11572.3765
2032-01-17 | 12 | 11638.2188
2032-01-17 | 13 | 11606.2847
2032-01-17 | 14 | 11119.5029
2032-01-17 | 15 | 11092.4915
2032-01-17 | 16 | 11537.7177
2032-01-17 | 17 | 11769.327
2032-01-17 | 18 | 12120.3322
2032-01-17 | 19 | 12067.143
2032-01-17 | 20 | 11950.1259
2032-01-17 | 21 | 11925.2771
2032-01-17 | 22 | 11802.0974
2032-01-17 | 23 | 11572.3238
2032-01-17 | 24 | 11303.5294
2032-01-18 | 1 | 11083.749
2032-01-18 | 2 | 10929.699
2032-01-18 | 3 | 10821.9144
2032-01-18 | 4 | 10776.2819
2032-01-18 | 5 | 10726.3749
2032-01-18 | 6 | 10659.6179
2032-01-18 | 7 | 10765.9731
2032-01-18 | 8 | 11075.3547
2032-01-18 | 9 | 11256.7852
2032-01-18 | 10 | 11122.0705
2032-01-18 | 11 | 11085.1463
2032-01-18 | 12 | 11101.4349
2032-01-18 | 13 | 11098.8043
2032-01-18 | 14 | 11126.6825
2032-01-18 | 15 | 11110.9126
2032-01-18 | 16 | 11615.8034
2032-01-18 | 17 | 11849.6455
2032-01-18 | 18 | 12204.1313
2032-01-18 | 19 | 12172.3978
2032-01-18 | 20 | 12082.4964
2032-01-18 | 21 | 11997.3396
2032-01-18 | 22 | 11845.1708
2032-01-18 | 23 | 11573.1994
2032-01-18 | 24 | 11277.4715
2032-01-19 | 1 | 11054.5092
2032-01-19 | 2 | 10925.2884
2032-01-19 | 3 | 10843.7971
2032-01-19 | 4 | 10831.3909
2032-01-19 | 5 | 10893.8216
2032-01-19 | 6 | 11057.2414
2032-01-19 | 7 | 11446.3993
2032-01-19 | 8 | 11893.9659
2032-01-19 | 9 | 11989.1313
2032-01-19 | 10 | 11986.0338
2032-01-19 | 11 | 12030.1885
2032-01-19 | 12 | 11642.3256
2032-01-19 | 13 | 11648.7565
2032-01-19 | 14 | 11631.8363
2032-01-19 | 15 | 11786.7579
2032-01-19 | 16 | 12062.9833
2032-01-19 | 17 | 12269.2244
2032-01-19 | 18 | 12589.2273
2032-01-19 | 19 | 12506.8267
2032-01-19 | 20 | 12407.3879
2032-01-19 | 21 | 12284.85
2032-01-19 | 22 | 12078.4313
2032-01-19 | 23 | 11725.7111
2032-01-19 | 24 | 11394.299
2032-01-20 | 1 | 11126.21
2032-01-20 | 2 | 10996.2933
2032-01-20 | 3 | 10876.1767
2032-01-20 | 4 | 10858.4568
2032-01-20 | 5 | 10930.094
2032-01-20 | 6 | 11098.3041
2032-01-20 | 7 | 11516.4533
2032-01-20 | 8 | 11922.0138
2032-01-20 | 9 | 12068.5617
2032-01-20 | 10 | 12085.3256
2032-01-20 | 11 | 12044.0848
2032-01-20 | 12 | 11950.1496
2032-01-20 | 13 | 12097.6475
2032-01-20 | 14 | 12086.8454
2032-01-20 | 15 | 12081.2348
2032-01-20 | 16 | 12110.9101
2032-01-20 | 17 | 12284.5443
2032-01-20 | 18 | 12621.9433
2032-01-20 | 19 | 12522.7208
2032-01-20 | 20 | 12418.2901
2032-01-20 | 21 | 12320.4115
2032-01-20 | 22 | 12130.1194
2032-01-20 | 23 | 11793.9398
2032-01-20 | 24 | 11407.5553
2032-01-21 | 1 | 11167.8715
2032-01-21 | 2 | 10995.129
2032-01-21 | 3 | 10953.6537
2032-01-21 | 4 | 10925.0387
2032-01-21 | 5 | 10980.2688
2032-01-21 | 6 | 11118.1878
2032-01-21 | 7 | 11474.7474
2032-01-21 | 8 | 11923.758
2032-01-21 | 9 | 12045.7987
2032-01-21 | 10 | 11972.0555
2032-01-21 | 11 | 11956.0057
2032-01-21 | 12 | 12007.9768
2032-01-21 | 13 | 12053.75
2032-01-21 | 14 | 12044.361
2032-01-21 | 15 | 12053.946
2032-01-21 | 16 | 12084.9119
2032-01-21 | 17 | 12191.5487
2032-01-21 | 18 | 12520.4161
2032-01-21 | 19 | 12491.162
2032-01-21 | 20 | 12383.3729
2032-01-21 | 21 | 12233.1359
2032-01-21 | 22 | 12034.1867
2032-01-21 | 23 | 11693.8151
2032-01-21 | 24 | 11344.5005
2032-01-22 | 1 | 11116.6243
2032-01-22 | 2 | 10953.1214
2032-01-22 | 3 | 10859.4921
2032-01-22 | 4 | 10828.4792
2032-01-22 | 5 | 10855.8123
2032-01-22 | 6 | 10945.6399
2032-01-22 | 7 | 11387.1229
2032-01-22 | 8 | 11877.5886
2032-01-22 | 9 | 11976.0507
2032-01-22 | 10 | 11746.7987
2032-01-22 | 11 | 11650.8394
2032-01-22 | 12 | 11596.783
2032-01-22 | 13 | 11583.6345
2032-01-22 | 14 | 11866.6066
2032-01-22 | 15 | 11786.4023
2032-01-22 | 16 | 11928.0355
2032-01-22 | 17 | 12135.5833
2032-01-22 | 18 | 12484.1793
2032-01-22 | 19 | 12411.3369
2032-01-22 | 20 | 12308.8047
2032-01-22 | 21 | 12206.8902
2032-01-22 | 22 | 12021.2061
2032-01-22 | 23 | 11718.0229
2032-01-22 | 24 | 11396.8713
2032-01-23 | 1 | 11146.8132
2032-01-23 | 2 | 11016.3537
2032-01-23 | 3 | 10936.7528
2032-01-23 | 4 | 10917.7404
2032-01-23 | 5 | 10989.6896
2032-01-23 | 6 | 11171.4606
2032-01-23 | 7 | 11531.2925
2032-01-23 | 8 | 11944.8034
2032-01-23 | 9 | 12059.3482
2032-01-23 | 10 | 11804.7062
2032-01-23 | 11 | 11677.6799
2032-01-23 | 12 | 11740.1284
2032-01-23 | 13 | 12005.1382
2032-01-23 | 14 | 12036.0503
2032-01-23 | 15 | 11511.4003
2032-01-23 | 16 | 11648.4118
2032-01-23 | 17 | 11958.6623
2032-01-23 | 18 | 12438.8995
2032-01-23 | 19 | 12367.8313
2032-01-23 | 20 | 12253.981
2032-01-23 | 21 | 12152.9364
2032-01-23 | 22 | 11943.2656
2032-01-23 | 23 | 11641.6087
2032-01-23 | 24 | 11293.3357
2032-01-24 | 1 | 11030.2912
2032-01-24 | 2 | 10876.6003
2032-01-24 | 3 | 10761.4413
2032-01-24 | 4 | 10681.4935
2032-01-24 | 5 | 10620.037
2032-01-24 | 6 | 10517.7554
2032-01-24 | 7 | 10684.3421
2032-01-24 | 8 | 11102.624
2032-01-24 | 9 | 11335.1974
2032-01-24 | 10 | 11388.7241
2032-01-24 | 11 | 11456.5735
2032-01-24 | 12 | 11451.6274
2032-01-24 | 13 | 11401.0811
2032-01-24 | 14 | 11391.8802
2032-01-24 | 15 | 11352.8461
2032-01-24 | 16 | 11419.8331
2032-01-24 | 17 | 11567.9934
2032-01-24 | 18 | 11943.6224
2032-01-24 | 19 | 11962.2712
2032-01-24 | 20 | 11859.7122
2032-01-24 | 21 | 11758.0308
2032-01-24 | 22 | 11609.099
2032-01-24 | 23 | 11377.2755
2032-01-24 | 24 | 11098.1168
2032-01-25 | 1 | 10870.528
2032-01-25 | 2 | 10689.3596
2032-01-25 | 3 | 10582.4915
2032-01-25 | 4 | 10533.1733
2032-01-25 | 5 | 10499.5725
2032-01-25 | 6 | 10451.0144
2032-01-25 | 7 | 10600.6878
2032-01-25 | 8 | 10928.4788
2032-01-25 | 9 | 11120.6758
2032-01-25 | 10 | 11172.9626
2032-01-25 | 11 | 10932.1803
2032-01-25 | 12 | 10890.0825
2032-01-25 | 13 | 10900.862
2032-01-25 | 14 | 10902.8394
2032-01-25 | 15 | 10890.9098
2032-01-25 | 16 | 11076.9258
2032-01-25 | 17 | 11470.4323
2032-01-25 | 18 | 12026.8938
2032-01-25 | 19 | 12027.5966
2032-01-25 | 20 | 11918.6921
2032-01-25 | 21 | 11790.9206
2032-01-25 | 22 | 11585.6771
2032-01-25 | 23 | 11274.858
2032-01-25 | 24 | 10984.7484
2032-01-26 | 1 | 10822.6275
2032-01-26 | 2 | 10707.2333
2032-01-26 | 3 | 10646.0936
2032-01-26 | 4 | 10625.7103
2032-01-26 | 5 | 10707.3308
2032-01-26 | 6 | 10907.3917
2032-01-26 | 7 | 11304.5411
2032-01-26 | 8 | 11728.8736
2032-01-26 | 9 | 11833.9376
2032-01-26 | 10 | 11767.9909
2032-01-26 | 11 | 11526.0103
2032-01-26 | 12 | 11374.8754
2032-01-26 | 13 | 11308.626
2032-01-26 | 14 | 11476.6845
2032-01-26 | 15 | 11426.4351
2032-01-26 | 16 | 11574.7556
2032-01-26 | 17 | 11691.2738
2032-01-26 | 18 | 12011.5288
2032-01-26 | 19 | 12031.9726
2032-01-26 | 20 | 11964.8995
2032-01-26 | 21 | 11762.2092
2032-01-26 | 22 | 11463.436
2032-01-26 | 23 | 11099.0384
2032-01-26 | 24 | 10788.2037
2032-01-27 | 1 | 10557.5878
2032-01-27 | 2 | 10434.7433
2032-01-27 | 3 | 10370.1476
2032-01-27 | 4 | 10368.5392
2032-01-27 | 5 | 10482.0683
2032-01-27 | 6 | 10759.9673
2032-01-27 | 7 | 11214.4666
2032-01-27 | 8 | 11644.674
2032-01-27 | 9 | 11720.7972
2032-01-27 | 10 | 11512.7686
2032-01-27 | 11 | 11351.4575
2032-01-27 | 12 | 11284.4339
2032-01-27 | 13 | 11293.4832
2032-01-27 | 14 | 11379.3984
2032-01-27 | 15 | 11488.1603
2032-01-27 | 16 | 11649.675
2032-01-27 | 17 | 11706.5389
2032-01-27 | 18 | 12047.6376
2032-01-27 | 19 | 11973.9633
2032-01-27 | 20 | 11821.4549
2032-01-27 | 21 | 11644.8379
2032-01-27 | 22 | 11337.9749
2032-01-27 | 23 | 10972.4697
2032-01-27 | 24 | 10675.9425
2032-01-28 | 1 | 10458.1274
2032-01-28 | 2 | 10395.5792
2032-01-28 | 3 | 10347.2453
2032-01-28 | 4 | 10349.4112
2032-01-28 | 5 | 10452.5701
2032-01-28 | 6 | 10732.1102
2032-01-28 | 7 | 11201.1156
2032-01-28 | 8 | 11595.3676
2032-01-28 | 9 | 11690.9515
2032-01-28 | 10 | 11597.2741
2032-01-28 | 11 | 11600.4043
2032-01-28 | 12 | 11550.5381
2032-01-28 | 13 | 11463.9978
2032-01-28 | 14 | 11495.0435
2032-01-28 | 15 | 11507.0328
2032-01-28 | 16 | 11602.0757
2032-01-28 | 17 | 11677.8255
2032-01-28 | 18 | 11867.2416
2032-01-28 | 19 | 11818.8778
2032-01-28 | 20 | 11753.3489
2032-01-28 | 21 | 11573.7672
2032-01-28 | 22 | 11261.8075
2032-01-28 | 23 | 10890.7213
2032-01-28 | 24 | 10585.1798
2032-01-29 | 1 | 10455.212
2032-01-29 | 2 | 10270.0363
2032-01-29 | 3 | 10202.5477
2032-01-29 | 4 | 10195.0823
2032-01-29 | 5 | 10313.9711
2032-01-29 | 6 | 10595.3511
2032-01-29 | 7 | 11022.6933
2032-01-29 | 8 | 11426.6704
2032-01-29 | 9 | 11517.0307
2032-01-29 | 10 | 11346.6796
2032-01-29 | 11 | 11259.473
2032-01-29 | 12 | 11496.7534
2032-01-29 | 13 | 11494.8583
2032-01-29 | 14 | 11477.4858
2032-01-29 | 15 | 11498.8226
2032-01-29 | 16 | 11450.4316
2032-01-29 | 17 | 11604.7055
2032-01-29 | 18 | 11743.857
2032-01-29 | 19 | 11742.731
2032-01-29 | 20 | 11654.5849
2032-01-29 | 21 | 11527.6213
2032-01-29 | 22 | 11214.3418
2032-01-29 | 23 | 10897.5999
2032-01-29 | 24 | 10620.3081
2032-01-30 | 1 | 10423.3658
2032-01-30 | 2 | 10331.072
2032-01-30 | 3 | 10301.6675
2032-01-30 | 4 | 10292.9828
2032-01-30 | 5 | 10448.6067
2032-01-30 | 6 | 10754.4082
2032-01-30 | 7 | 11222.0593
2032-01-30 | 8 | 11583.2289
2032-01-30 | 9 | 11687.7656
2032-01-30 | 10 | 11589.4225
2032-01-30 | 11 | 11607.3656
2032-01-30 | 12 | 11126.6168
2032-01-30 | 13 | 11084.1099
2032-01-30 | 14 | 11058.3603
2032-01-30 | 15 | 11032.9175
2032-01-30 | 16 | 11118.4411
2032-01-30 | 17 | 11356.1791
2032-01-30 | 18 | 11720.2294
2032-01-30 | 19 | 11729.6314
2032-01-30 | 20 | 11674.592
2032-01-30 | 21 | 11527.6378
2032-01-30 | 22 | 11265.1092
2032-01-30 | 23 | 10956.1446
2032-01-30 | 24 | 10665.0757
2032-01-31 | 1 | 10450.3177
2032-01-31 | 2 | 10328.7035
2032-01-31 | 3 | 10242.1259
2032-01-31 | 4 | 10215.0942
2032-01-31 | 5 | 10252.3093
2032-01-31 | 6 | 10355.9434
2032-01-31 | 7 | 10596.1154
2032-01-31 | 8 | 10880.8414
2032-01-31 | 9 | 11085.2325
2032-01-31 | 10 | 10845.7254
2032-01-31 | 11 | 10707.3598
2032-01-31 | 12 | 10717.296
2032-01-31 | 13 | 10662.6406
2032-01-31 | 14 | 10618.2974
2032-01-31 | 15 | 10594.9212
2032-01-31 | 16 | 10698.6965
2032-01-31 | 17 | 10985.6118
2032-01-31 | 18 | 11442.3255
2032-01-31 | 19 | 11453.349
2032-01-31 | 20 | 11389.8122
2032-01-31 | 21 | 11230.6928
2032-01-31 | 22 | 11048.0143
2032-01-31 | 23 | 10789.5983
2032-01-31 | 24 | 10541.1141
2032-02-01 | 1 | 10199.9311
2032-02-01 | 2 | 10038.2779
2032-02-01 | 3 | 9965.8951
2032-02-01 | 4 | 9955.6094
2032-02-01 | 5 | 9946.0685
2032-02-01 | 6 | 9998.6049
2032-02-01 | 7 | 10114.2949
2032-02-01 | 8 | 10403.507
2032-02-01 | 9 | 10576.0513
2032-02-01 | 10 | 10435.8247
2032-02-01 | 11 | 10212.5337
2032-02-01 | 12 | 10253.6263
2032-02-01 | 13 | 10243.284
2032-02-01 | 14 | 10232.1187
2032-02-01 | 15 | 10209.8956
2032-02-01 | 16 | 10394.2252
2032-02-01 | 17 | 10654.8778
2032-02-01 | 18 | 11125.3666
2032-02-01 | 19 | 11127.2197
2032-02-01 | 20 | 11041.8918
2032-02-01 | 21 | 10900.8266
2032-02-01 | 22 | 10703.8917
2032-02-01 | 23 | 10399.0824
2032-02-01 | 24 | 10141.8749
2032-02-02 | 1 | 10024.5164
2032-02-02 | 2 | 9868.8107
2032-02-02 | 3 | 9831.812
2032-02-02 | 4 | 9900.176
2032-02-02 | 5 | 9998.1636
2032-02-02 | 6 | 10320.22
2032-02-02 | 7 | 10806.7574
2032-02-02 | 8 | 11170.3058
2032-02-02 | 9 | 11261.2562
2032-02-02 | 10 | 11160.2212
2032-02-02 | 11 | 11163.1721
2032-02-02 | 12 | 10733.5418
2032-02-02 | 13 | 11172.3671
2032-02-02 | 14 | 11107.0358
2032-02-02 | 15 | 10697.3555
2032-02-02 | 16 | 10790.5931
2032-02-02 | 17 | 11002.146
2032-02-02 | 18 | 11286.4652
2032-02-02 | 19 | 11317.7565
2032-02-02 | 20 | 11250.0542
2032-02-02 | 21 | 11142.6373
2032-02-02 | 22 | 10863.7378
2032-02-02 | 23 | 10516.5495
2032-02-02 | 24 | 10235.6167
2032-02-03 | 1 | 10062.6455
2032-02-03 | 2 | 9991.4656
2032-02-03 | 3 | 9960.3683
2032-02-03 | 4 | 9985.3886
2032-02-03 | 5 | 10139.1341
2032-02-03 | 6 | 10499.7841
2032-02-03 | 7 | 11008.1169
2032-02-03 | 8 | 11364.4307
2032-02-03 | 9 | 11479.9833
2032-02-03 | 10 | 11394.4869
2032-02-03 | 11 | 11430.7101
2032-02-03 | 12 | 11485.3822
2032-02-03 | 13 | 11476.7802
2032-02-03 | 14 | 11510.7143
2032-02-03 | 15 | 11526.896
2032-02-03 | 16 | 11600.2883
2032-02-03 | 17 | 11694.6802
2032-02-03 | 18 | 11890.2729
2032-02-03 | 19 | 11886.6771
2032-02-03 | 20 | 11798.8857
2032-02-03 | 21 | 11641.6698
2032-02-03 | 22 | 11378.4452
2032-02-03 | 23 | 11019.9553
2032-02-03 | 24 | 10735.6861
2032-02-04 | 1 | 10537.5766
2032-02-04 | 2 | 10456.7976
2032-02-04 | 3 | 10427.3301
2032-02-04 | 4 | 10447.6198
2032-02-04 | 5 | 10581.8266
2032-02-04 | 6 | 10909.0998
2032-02-04 | 7 | 11387.1199
2032-02-04 | 8 | 11756.9996
2032-02-04 | 9 | 11905.9285
2032-02-04 | 10 | 11820.8388
2032-02-04 | 11 | 11480.8095
2032-02-04 | 12 | 11457.8627
2032-02-04 | 13 | 11428.5734
2032-02-04 | 14 | 11442.6671
2032-02-04 | 15 | 11859.2785
2032-02-04 | 16 | 11963.7148
2032-02-04 | 17 | 12077.6078
2032-02-04 | 18 | 12357.0544
2032-02-04 | 19 | 12367.3209
2032-02-04 | 20 | 12278.374
2032-02-04 | 21 | 12168.0934
2032-02-04 | 22 | 11945.7542
2032-02-04 | 23 | 11606.122
2032-02-04 | 24 | 11296.1043
2032-02-05 | 1 | 11119.1377
2032-02-05 | 2 | 11014.7486
2032-02-05 | 3 | 10938.0887
2032-02-05 | 4 | 10956.2868
2032-02-05 | 5 | 11038.9547
2032-02-05 | 6 | 11269.8191
2032-02-05 | 7 | 11643.0684
2032-02-05 | 8 | 12050.2688
2032-02-05 | 9 | 12261.7686
2032-02-05 | 10 | 12163.3228
2032-02-05 | 11 | 12014.8281
2032-02-05 | 12 | 11970.7394
2032-02-05 | 13 | 11952.4802
2032-02-05 | 14 | 12103.7175
2032-02-05 | 15 | 12078.0251
2032-02-05 | 16 | 12080.2971
2032-02-05 | 17 | 12209.7753
2032-02-05 | 18 | 12536.9029
2032-02-05 | 19 | 12563.3885
2032-02-05 | 20 | 12475.7128
2032-02-05 | 21 | 12416.6548
2032-02-05 | 22 | 12287.2645
2032-02-05 | 23 | 12018.7693
2032-02-05 | 24 | 11701.3217
2032-02-06 | 1 | 11483.1277
2032-02-06 | 2 | 11314.0383
2032-02-06 | 3 | 11240.1247
2032-02-06 | 4 | 11227.1145
2032-02-06 | 5 | 11300.9118
2032-02-06 | 6 | 11498.9959
2032-02-06 | 7 | 11801.6708
2032-02-06 | 8 | 12201.973
2032-02-06 | 9 | 12428.2226
2032-02-06 | 10 | 12355.2558
2032-02-06 | 11 | 12333.7811
2032-02-06 | 12 | 12094.8918
2032-02-06 | 13 | 11884.1508
2032-02-06 | 14 | 12117.9765
2032-02-06 | 15 | 12021.3309
2032-02-06 | 16 | 11973.9622
2032-02-06 | 17 | 12188.4791
2032-02-06 | 18 | 12458.0691
2032-02-06 | 19 | 12552.8906
2032-02-06 | 20 | 12468.3647
2032-02-06 | 21 | 12427.832
2032-02-06 | 22 | 12293.03
2032-02-06 | 23 | 12021.4797
2032-02-06 | 24 | 11691.1839
2032-02-07 | 1 | 11405.4703
2032-02-07 | 2 | 11244.8204
2032-02-07 | 3 | 11133.0831
2032-02-07 | 4 | 11052.7373
2032-02-07 | 5 | 10999.3965
2032-02-07 | 6 | 10852.683
2032-02-07 | 7 | 10986.3926
2032-02-07 | 8 | 11395.306
2032-02-07 | 9 | 11705.8026
2032-02-07 | 10 | 11678.4892
2032-02-07 | 11 | 11597.2115
2032-02-07 | 12 | 11195.8424
2032-02-07 | 13 | 11452.1817
2032-02-07 | 14 | 11391.5072
2032-02-07 | 15 | 11310.4772
2032-02-07 | 16 | 11330.8402
2032-02-07 | 17 | 11483.8871
2032-02-07 | 18 | 11751.8454
2032-02-07 | 19 | 11853.671
2032-02-07 | 20 | 11786.5555
2032-02-07 | 21 | 11707.2049
2032-02-07 | 22 | 11518.5656
2032-02-07 | 23 | 11249.5124
2032-02-07 | 24 | 10990.187
2032-02-08 | 1 | 10745.0404
2032-02-08 | 2 | 10567.8948
2032-02-08 | 3 | 10445.1087
2032-02-08 | 4 | 10372.4257
2032-02-08 | 5 | 10314.2095
2032-02-08 | 6 | 10219.3946
2032-02-08 | 7 | 10348.7401
2032-02-08 | 8 | 10681.6255
2032-02-08 | 9 | 10849.7456
2032-02-08 | 10 | 10574.1488
2032-02-08 | 11 | 10482.2019
2032-02-08 | 12 | 10502.2455
2032-02-08 | 13 | 10472.7392
2032-02-08 | 14 | 10425.621
2032-02-08 | 15 | 10390.2725
2032-02-08 | 16 | 10528.6149
2032-02-08 | 17 | 10838.0674
2032-02-08 | 18 | 11277.1231
2032-02-08 | 19 | 11382.9228
2032-02-08 | 20 | 11344.9139
2032-02-08 | 21 | 11200.6256
2032-02-08 | 22 | 10979.005
2032-02-08 | 23 | 10662.6061
2032-02-08 | 24 | 10393.5839
2032-02-09 | 1 | 10245.2176
2032-02-09 | 2 | 10144.295
2032-02-09 | 3 | 10060.2156
2032-02-09 | 4 | 10066.6214
2032-02-09 | 5 | 10186.3503
2032-02-09 | 6 | 10455.9319
2032-02-09 | 7 | 10864.0409
2032-02-09 | 8 | 11227.7628
2032-02-09 | 9 | 11374.3791
2032-02-09 | 10 | 11177.9067
2032-02-09 | 11 | 11233.7945
2032-02-09 | 12 | 11188.2215
2032-02-09 | 13 | 10802.342
2032-02-09 | 14 | 10780.9804
2032-02-09 | 15 | 11182.1491
2032-02-09 | 16 | 11240.8377
2032-02-09 | 17 | 11087.0559
2032-02-09 | 18 | 11396.7861
2032-02-09 | 19 | 11444.7346
2032-02-09 | 20 | 11338.617
2032-02-09 | 21 | 11186.413
2032-02-09 | 22 | 10917.6624
2032-02-09 | 23 | 10558.7339
2032-02-09 | 24 | 10270.8977
2032-02-10 | 1 | 10013.7712
2032-02-10 | 2 | 9956.0141
2032-02-10 | 3 | 9912.7674
2032-02-10 | 4 | 9981.6653
2032-02-10 | 5 | 10124.6318
2032-02-10 | 6 | 10458.9306
2032-02-10 | 7 | 10861.9486
2032-02-10 | 8 | 11105.0823
2032-02-10 | 9 | 11257.1478
2032-02-10 | 10 | 11154.8389
2032-02-10 | 11 | 11160.8827
2032-02-10 | 12 | 11173.0912
2032-02-10 | 13 | 11176.9469
2032-02-10 | 14 | 11059.2785
2032-02-10 | 15 | 11188.8632
2032-02-10 | 16 | 11141.4508
2032-02-10 | 17 | 11289.6453
2032-02-10 | 18 | 11375.6079
2032-02-10 | 19 | 11416.4802
2032-02-10 | 20 | 11330.1797
2032-02-10 | 21 | 11181.0038
2032-02-10 | 22 | 10878.2509
2032-02-10 | 23 | 10525.1718
2032-02-10 | 24 | 10233.6169
2032-02-11 | 1 | 10038.2082
2032-02-11 | 2 | 9947.843
2032-02-11 | 3 | 9942.8367
2032-02-11 | 4 | 9976.1187
2032-02-11 | 5 | 10137.5892
2032-02-11 | 6 | 10469.9764
2032-02-11 | 7 | 10950.339
2032-02-11 | 8 | 11206.5124
2032-02-11 | 9 | 11311.5934
2032-02-11 | 10 | 11276.2748
2032-02-11 | 11 | 11189.8815
2032-02-11 | 12 | 11368.8236
2032-02-11 | 13 | 11338.6043
2032-02-11 | 14 | 11394.3717
2032-02-11 | 15 | 11446.489
2032-02-11 | 16 | 11527.1774
2032-02-11 | 17 | 11620.896
2032-02-11 | 18 | 11774.8721
2032-02-11 | 19 | 11824.842
2032-02-11 | 20 | 11726.8769
2032-02-11 | 21 | 11566.2203
2032-02-11 | 22 | 11278.3924
2032-02-11 | 23 | 10940.3949
2032-02-11 | 24 | 10687.2397
2032-02-12 | 1 | 10581.7884
2032-02-12 | 2 | 10488.8313
2032-02-12 | 3 | 10447.8795
2032-02-12 | 4 | 10422.5566
2032-02-12 | 5 | 10595.051
2032-02-12 | 6 | 10909.4161
2032-02-12 | 7 | 11387.656
2032-02-12 | 8 | 11642.526
2032-02-12 | 9 | 11756.254
2032-02-12 | 10 | 11551.3293
2032-02-12 | 11 | 11820.6783
2032-02-12 | 12 | 11548.038
2032-02-12 | 13 | 11595.0352
2032-02-12 | 14 | 11395.1625
2032-02-12 | 15 | 11596.9028
2032-02-12 | 16 | 11779.1377
2032-02-12 | 17 | 11771.4117
2032-02-12 | 18 | 12048.6112
2032-02-12 | 19 | 12133.3446
2032-02-12 | 20 | 12045.6773
2032-02-12 | 21 | 11913.3884
2032-02-12 | 22 | 11693.8441
2032-02-12 | 23 | 11385.3424
2032-02-12 | 24 | 11072.947
2032-02-13 | 1 | 10852.032
2032-02-13 | 2 | 10783.8797
2032-02-13 | 3 | 10711.8616
2032-02-13 | 4 | 10668.1945
2032-02-13 | 5 | 10782.222
2032-02-13 | 6 | 11020.1398
2032-02-13 | 7 | 11451.5061
2032-02-13 | 8 | 11649.809
2032-02-13 | 9 | 11762.1306
2032-02-13 | 10 | 11649.0715
2032-02-13 | 11 | 11528.8616
2032-02-13 | 12 | 11512.2169
2032-02-13 | 13 | 11443.3
2032-02-13 | 14 | 11409.2929
2032-02-13 | 15 | 11391.5643
2032-02-13 | 16 | 11489.8677
2032-02-13 | 17 | 11729.4804
2032-02-13 | 18 | 12141.2843
2032-02-13 | 19 | 12221.9486
2032-02-13 | 20 | 12135.2362
2032-02-13 | 21 | 12079.2715
2032-02-13 | 22 | 11834.1228
2032-02-13 | 23 | 11529.6035
2032-02-13 | 24 | 11232.779
2032-02-14 | 1 | 11014.88
2032-02-14 | 2 | 10881.9976
2032-02-14 | 3 | 10805.1099
2032-02-14 | 4 | 10795.5202
2032-02-14 | 5 | 10817.5375
2032-02-14 | 6 | 10857.1149
2032-02-14 | 7 | 10969.9076
2032-02-14 | 8 | 11109.7335
2032-02-14 | 9 | 11427.0156
2032-02-14 | 10 | 11559.2509
2032-02-14 | 11 | 11349.2733
2032-02-14 | 12 | 11467.1172
2032-02-14 | 13 | 11258.5341
2032-02-14 | 14 | 11425.6634
2032-02-14 | 15 | 11279.7514
2032-02-14 | 16 | 11328.6699
2032-02-14 | 17 | 11515.7176
2032-02-14 | 18 | 11794.6391
2032-02-14 | 19 | 11959.3937
2032-02-14 | 20 | 11896.2024
2032-02-14 | 21 | 11788.0487
2032-02-14 | 22 | 11677.8616
2032-02-14 | 23 | 11442.2864
2032-02-14 | 24 | 11160.63
2032-02-15 | 1 | 10940.7537
2032-02-15 | 2 | 10780.3608
2032-02-15 | 3 | 10706.0058
2032-02-15 | 4 | 10626.3291
2032-02-15 | 5 | 10518.384
2032-02-15 | 6 | 10459.6506
2032-02-15 | 7 | 10584.0202
2032-02-15 | 8 | 10770.9022
2032-02-15 | 9 | 10912.238
2032-02-15 | 10 | 10934.5757
2032-02-15 | 11 | 10840.1121
2032-02-15 | 12 | 10816.5629
2032-02-15 | 13 | 10797.1458
2032-02-15 | 14 | 10724.2834
2032-02-15 | 15 | 10778.2213
2032-02-15 | 16 | 10923.7496
2032-02-15 | 17 | 11126.6849
2032-02-15 | 18 | 11490.3398
2032-02-15 | 19 | 11677.839
2032-02-15 | 20 | 11609.6873
2032-02-15 | 21 | 11486.893
2032-02-15 | 22 | 11268.4836
2032-02-15 | 23 | 10942.6611
2032-02-15 | 24 | 10699.3664
2032-02-16 | 1 | 10547.5672
2032-02-16 | 2 | 10392.6103
2032-02-16 | 3 | 10311.0719
2032-02-16 | 4 | 10271.5471
2032-02-16 | 5 | 10268.1915
2032-02-16 | 6 | 10264.1944
2032-02-16 | 7 | 10364.3515
2032-02-16 | 8 | 10513.4989
2032-02-16 | 9 | 10722.8811
2032-02-16 | 10 | 10766.8951
2032-02-16 | 11 | 10877.9122
2032-02-16 | 12 | 10885.0948
2032-02-16 | 13 | 10892.0738
2032-02-16 | 14 | 10741.9493
2032-02-16 | 15 | 10877.5331
2032-02-16 | 16 | 10936.4972
2032-02-16 | 17 | 11093.5033
2032-02-16 | 18 | 11226.5252
2032-02-16 | 19 | 11381.3506
2032-02-16 | 20 | 11319.942
2032-02-16 | 21 | 11188.8268
2032-02-16 | 22 | 10948.0462
2032-02-16 | 23 | 10603.3873
2032-02-16 | 24 | 10324.8384
2032-02-17 | 1 | 10216.9824
2032-02-17 | 2 | 10112.1586
2032-02-17 | 3 | 10069.575
2032-02-17 | 4 | 10090.3366
2032-02-17 | 5 | 10267.4601
2032-02-17 | 6 | 10527.8521
2032-02-17 | 7 | 10967.4379
2032-02-17 | 8 | 11157.1364
2032-02-17 | 9 | 11246.0968
2032-02-17 | 10 | 11210.7557
2032-02-17 | 11 | 11163.8929
2032-02-17 | 12 | 10950.6478
2032-02-17 | 13 | 10932.8142
2032-02-17 | 14 | 10879.9477
2032-02-17 | 15 | 11055.1918
2032-02-17 | 16 | 11361.7586
2032-02-17 | 17 | 11437.7872
2032-02-17 | 18 | 11512.4835
2032-02-17 | 19 | 11572.7863
2032-02-17 | 20 | 11504.291
2032-02-17 | 21 | 11331.1728
2032-02-17 | 22 | 11015.9643
2032-02-17 | 23 | 10641.3945
2032-02-17 | 24 | 10390.0762
2032-02-18 | 1 | 10188.3039
2032-02-18 | 2 | 10094.9612
2032-02-18 | 3 | 10054.3424
2032-02-18 | 4 | 10077.6739
2032-02-18 | 5 | 10196.9981
2032-02-18 | 6 | 10532.5105
2032-02-18 | 7 | 10999.471
2032-02-18 | 8 | 11191.5594
2032-02-18 | 9 | 11211.4033
2032-02-18 | 10 | 11083.6171
2032-02-18 | 11 | 10948.2197
2032-02-18 | 12 | 10923.3173
2032-02-18 | 13 | 10909.4739
2032-02-18 | 14 | 10875.991
2032-02-18 | 15 | 10870.8911
2032-02-18 | 16 | 10933.1546
2032-02-18 | 17 | 11155.2271
2032-02-18 | 18 | 11447.3476
2032-02-18 | 19 | 11589.53
2032-02-18 | 20 | 11525.8677
2032-02-18 | 21 | 11338.7581
2032-02-18 | 22 | 11031.3986
2032-02-18 | 23 | 10675.9079
2032-02-18 | 24 | 10438.2998
2032-02-19 | 1 | 10284.9572
2032-02-19 | 2 | 10181.5889
2032-02-19 | 3 | 10075.9472
2032-02-19 | 4 | 10072.1759
2032-02-19 | 5 | 10206.9866
2032-02-19 | 6 | 10565.225
2032-02-19 | 7 | 11043.6835
2032-02-19 | 8 | 11205.9892
2032-02-19 | 9 | 11178.3585
2032-02-19 | 10 | 11041.4506
2032-02-19 | 11 | 10945.186
2032-02-19 | 12 | 10987.3251
2032-02-19 | 13 | 10911.2033
2032-02-19 | 14 | 10936.3185
2032-02-19 | 15 | 10899.1544
2032-02-19 | 16 | 10869.6111
2032-02-19 | 17 | 11050.3317
2032-02-19 | 18 | 11344.8105
2032-02-19 | 19 | 11579.0062
2032-02-19 | 20 | 11525.6661
2032-02-19 | 21 | 11307.2439
2032-02-19 | 22 | 11036.0603
2032-02-19 | 23 | 10739.8789
2032-02-19 | 24 | 10499.1763
2032-02-20 | 1 | 10312.6871
2032-02-20 | 2 | 10183.1424
2032-02-20 | 3 | 10184.688
2032-02-20 | 4 | 10210.6614
2032-02-20 | 5 | 10336.14
2032-02-20 | 6 | 10634.8192
2032-02-20 | 7 | 11069.6151
2032-02-20 | 8 | 11277.4636
2032-02-20 | 9 | 11239.7128
2032-02-20 | 10 | 11106.6898
2032-02-20 | 11 | 10965.2912
2032-02-20 | 12 | 10943.9096
2032-02-20 | 13 | 10877.4664
2032-02-20 | 14 | 10792.3303
2032-02-20 | 15 | 10807.3113
2032-02-20 | 16 | 10846.1699
2032-02-20 | 17 | 11113.8473
2032-02-20 | 18 | 11378.0091
2032-02-20 | 19 | 11610.3132
2032-02-20 | 20 | 11546.096
2032-02-20 | 21 | 11385.3923
2032-02-20 | 22 | 11123.3357
2032-02-20 | 23 | 10766.4107
2032-02-20 | 24 | 10501.4485
2032-02-21 | 1 | 10284.9487
2032-02-21 | 2 | 10171.9625
2032-02-21 | 3 | 10105.3806
2032-02-21 | 4 | 10123.2595
2032-02-21 | 5 | 10105.3508
2032-02-21 | 6 | 10203.8974
2032-02-21 | 7 | 10450.0428
2032-02-21 | 8 | 10610.3045
2032-02-21 | 9 | 10658.2316
2032-02-21 | 10 | 10650.5239
2032-02-21 | 11 | 10689.9207
2032-02-21 | 12 | 10986.8442
2032-02-21 | 13 | 10936.898
2032-02-21 | 14 | 10901.2835
2032-02-21 | 15 | 11020.8449
2032-02-21 | 16 | 11110.2128
2032-02-21 | 17 | 11260.5994
2032-02-21 | 18 | 11332.8674
2032-02-21 | 19 | 11583.7402
2032-02-21 | 20 | 11507.7828
2032-02-21 | 21 | 11434.1583
2032-02-21 | 22 | 11267.1989
2032-02-21 | 23 | 11012.8417
2032-02-21 | 24 | 10765.0129
2032-02-22 | 1 | 10562.9743
2032-02-22 | 2 | 10453.1568
2032-02-22 | 3 | 10373.8347
2032-02-22 | 4 | 10353.7076
2032-02-22 | 5 | 10411.7188
2032-02-22 | 6 | 10497.7655
2032-02-22 | 7 | 10684.9628
2032-02-22 | 8 | 10817.9892
2032-02-22 | 9 | 10991.7147
2032-02-22 | 10 | 11189.0608
2032-02-22 | 11 | 11104.6684
2032-02-22 | 12 | 11221.8155
2032-02-22 | 13 | 11324.9542
2032-02-22 | 14 | 11195.063
2032-02-22 | 15 | 11305.1856
2032-02-22 | 16 | 11401.8189
2032-02-22 | 17 | 11725.1072
2032-02-22 | 18 | 11996.8429
2032-02-22 | 19 | 12158.4259
2032-02-22 | 20 | 12079.6136
2032-02-22 | 21 | 11930.099
2032-02-22 | 22 | 11765.7583
2032-02-22 | 23 | 11445.5274
2032-02-22 | 24 | 11162.9653
2032-02-23 | 1 | 11017.1411
2032-02-23 | 2 | 10902.3416
2032-02-23 | 3 | 10846.0542
2032-02-23 | 4 | 10840.797
2032-02-23 | 5 | 10949.9748
2032-02-23 | 6 | 11161.7827
2032-02-23 | 7 | 11571.3075
2032-02-23 | 8 | 11849.0664
2032-02-23 | 9 | 11809.123
2032-02-23 | 10 | 11821.4591
2032-02-23 | 11 | 11756.3191
2032-02-23 | 12 | 11862.2529
2032-02-23 | 13 | 11617.5576
2032-02-23 | 14 | 11749.0914
2032-02-23 | 15 | 11806.5851
2032-02-23 | 16 | 11818.8404
2032-02-23 | 17 | 12192.5589
2032-02-23 | 18 | 12372.9224
2032-02-23 | 19 | 12519.597
2032-02-23 | 20 | 12434.2953
2032-02-23 | 21 | 12320.0629
2032-02-23 | 22 | 12094.5068
2032-02-23 | 23 | 11701.6684
2032-02-23 | 24 | 11358.3485
2032-02-24 | 1 | 11141.2845
2032-02-24 | 2 | 10957.3953
2032-02-24 | 3 | 10882.0486
2032-02-24 | 4 | 10874.4702
2032-02-24 | 5 | 10951.2718
2032-02-24 | 6 | 11160.5077
2032-02-24 | 7 | 11543.5781
2032-02-24 | 8 | 11844.9176
2032-02-24 | 9 | 11806.4105
2032-02-24 | 10 | 11852.9341
2032-02-24 | 11 | 11779.9646
2032-02-24 | 12 | 11697.3379
2032-02-24 | 13 | 11619.1924
2032-02-24 | 14 | 11598.6344
2032-02-24 | 15 | 11576.4
2032-02-24 | 16 | 11625.9199
2032-02-24 | 17 | 11886.8846
2032-02-24 | 18 | 12337.8493
2032-02-24 | 19 | 12551.5334
2032-02-24 | 20 | 12506.079
2032-02-24 | 21 | 12395.9315
2032-02-24 | 22 | 12172.4676
2032-02-24 | 23 | 11821.5298
2032-02-24 | 24 | 11498.6757
2032-02-25 | 1 | 11224.6214
2032-02-25 | 2 | 11104.1968
2032-02-25 | 3 | 11040.8097
2032-02-25 | 4 | 11031.1239
2032-02-25 | 5 | 11120.681
2032-02-25 | 6 | 11353.6625
2032-02-25 | 7 | 11709.5596
2032-02-25 | 8 | 11975.9185
2032-02-25 | 9 | 11901.031
2032-02-25 | 10 | 11780.449
2032-02-25 | 11 | 11682.4203
2032-02-25 | 12 | 11647.9052
2032-02-25 | 13 | 11562.9496
2032-02-25 | 14 | 11535.0692
2032-02-25 | 15 | 11501.4515
2032-02-25 | 16 | 11532.2584
2032-02-25 | 17 | 11780.7899
2032-02-25 | 18 | 12130.4069
2032-02-25 | 19 | 12359.7267
2032-02-25 | 20 | 12324.637
2032-02-25 | 21 | 12215.1887
2032-02-25 | 22 | 12009.2955
2032-02-25 | 23 | 11676.1511
2032-02-25 | 24 | 11356.4598
2032-02-26 | 1 | 11137.676
2032-02-26 | 2 | 11011.3875
2032-02-26 | 3 | 10931.634
2032-02-26 | 4 | 10889.3158
2032-02-26 | 5 | 10948.7046
2032-02-26 | 6 | 11121.4142
2032-02-26 | 7 | 11516.4572
2032-02-26 | 8 | 11855.9488
2032-02-26 | 9 | 11927.0371
2032-02-26 | 10 | 12001.7837
2032-02-26 | 11 | 11670.5321
2032-02-26 | 12 | 11675.498
2032-02-26 | 13 | 11800.6262
2032-02-26 | 14 | 11752.6859
2032-02-26 | 15 | 11714.5914
2032-02-26 | 16 | 11648.9007
2032-02-26 | 17 | 11779.7544
2032-02-26 | 18 | 11917.1182
2032-02-26 | 19 | 12096.4355
2032-02-26 | 20 | 12012.6699
2032-02-26 | 21 | 11951.5242
2032-02-26 | 22 | 11722.3378
2032-02-26 | 23 | 11380.5362
2032-02-26 | 24 | 11072.6668
2032-02-27 | 1 | 10842.9
2032-02-27 | 2 | 10714.2567
2032-02-27 | 3 | 10632.5628
2032-02-27 | 4 | 10569.3069
2032-02-27 | 5 | 10630.4173
2032-02-27 | 6 | 10811.1213
2032-02-27 | 7 | 11232.7415
2032-02-27 | 8 | 11565.6749
2032-02-27 | 9 | 11641.8699
2032-02-27 | 10 | 11373.5877
2032-02-27 | 11 | 11328.8781
2032-02-27 | 12 | 11346.0076
2032-02-27 | 13 | 11535.0953
2032-02-27 | 14 | 11192.1816
2032-02-27 | 15 | 11207.1576
2032-02-27 | 16 | 11303.0465
2032-02-27 | 17 | 11385.0334
2032-02-27 | 18 | 11520.8427
2032-02-27 | 19 | 11757.6787
2032-02-27 | 20 | 11722.8929
2032-02-27 | 21 | 11600.2396
2032-02-27 | 22 | 11351.8395
2032-02-27 | 23 | 11053.9987
2032-02-27 | 24 | 10757.556
2032-02-28 | 1 | 10531.9623
2032-02-28 | 2 | 10414.7385
2032-02-28 | 3 | 10321.5797
2032-02-28 | 4 | 10297.5702
2032-02-28 | 5 | 10334.5353
2032-02-28 | 6 | 10407.4521
2032-02-28 | 7 | 10630.9651
2032-02-28 | 8 | 10863.9265
2032-02-28 | 9 | 10969.6383
2032-02-28 | 10 | 11192.7265
2032-02-28 | 11 | 11148.4031
2032-02-28 | 12 | 11313.9191
2032-02-28 | 13 | 11288.6333
2032-02-28 | 14 | 11299.8079
2032-02-28 | 15 | 11261.3673
2032-02-28 | 16 | 11351.176
2032-02-28 | 17 | 11476.7659
2032-02-28 | 18 | 11621.0248
2032-02-28 | 19 | 11773.62
2032-02-28 | 20 | 11723.0482
2032-02-28 | 21 | 11593.0862
2032-02-28 | 22 | 11451.4758
2032-02-28 | 23 | 11205.2422
2032-02-28 | 24 | 10965.579
2032-02-29 | 1 | 10759.2867
2032-02-29 | 2 | 10633.1209
2032-02-29 | 3 | 10573.1661
2032-02-29 | 4 | 10537.7474
2032-02-29 | 5 | 10555.3445
2032-02-29 | 6 | 10581.7562
2032-02-29 | 7 | 10705.8812
2032-02-29 | 8 | 10920.6692
2032-02-29 | 9 | 11000.1726
2032-02-29 | 10 | 10870.5362
2032-02-29 | 11 | 10930.8603
2032-02-29 | 12 | 11001.7466
2032-02-29 | 13 | 11015.6663
2032-02-29 | 14 | 10998.0814
2032-02-29 | 15 | 11219.178
2032-02-29 | 16 | 11504.0914
2032-02-29 | 17 | 11698.5117
2032-02-29 | 18 | 11902.2582
2032-02-29 | 19 | 12053.0668
2032-02-29 | 20 | 12023.0757
2032-02-29 | 21 | 11929.7136
2032-02-29 | 22 | 11769.7587
2032-02-29 | 23 | 11466.5941
2032-02-29 | 24 | 11185.0128
2032-03-01 | 1 | 11015.4495
2032-03-01 | 2 | 10907.8801
2032-03-01 | 3 | 10849.3727
2032-03-01 | 4 | 10861.1941
2032-03-01 | 5 | 10966.4463
2032-03-01 | 6 | 11238.5938
2032-03-01 | 7 | 11653.6232
2032-03-01 | 8 | 11982.5997
2032-03-01 | 9 | 12052.2946
2032-03-01 | 10 | 12111.4108
2032-03-01 | 11 | 12129.1949
2032-03-01 | 12 | 11985.3238
2032-03-01 | 13 | 11996.6007
2032-03-01 | 14 | 12002.6065
2032-03-01 | 15 | 11967.6534
2032-03-01 | 16 | 12028.6125
2032-03-01 | 17 | 11876.0884
2032-03-01 | 18 | 12189.282
2032-03-01 | 19 | 12435.6485
2032-03-01 | 20 | 12485.6604
2032-03-01 | 21 | 12362.6507
2032-03-01 | 22 | 12148.3602
2032-03-01 | 23 | 11815.3059
2032-03-01 | 24 | 11507.4035
2032-03-02 | 1 | 11266.6383
2032-03-02 | 2 | 11134.4781
2032-03-02 | 3 | 11070.9945
2032-03-02 | 4 | 11068.5877
2032-03-02 | 5 | 11202.2686
2032-03-02 | 6 | 11387.9506
2032-03-02 | 7 | 11714.577
2032-03-02 | 8 | 12010.5411
2032-03-02 | 9 | 12012.4089
2032-03-02 | 10 | 11751.8422
2032-03-02 | 11 | 11735.0392
2032-03-02 | 12 | 11537.1255
2032-03-02 | 13 | 11454.8558
2032-03-02 | 14 | 11677.8377
2032-03-02 | 15 | 11734.4529
2032-03-02 | 16 | 11669.2925
2032-03-02 | 17 | 11819.1893
2032-03-02 | 18 | 11955.1201
2032-03-02 | 19 | 12068.8066
2032-03-02 | 20 | 12084.6325
2032-03-02 | 21 | 12008.0239
2032-03-02 | 22 | 11720.7279
2032-03-02 | 23 | 11370.4941
2032-03-02 | 24 | 10974.2875
2032-03-03 | 1 | 10737.4379
2032-03-03 | 2 | 10585.6273
2032-03-03 | 3 | 10475.7871
2032-03-03 | 4 | 10449.2625
2032-03-03 | 5 | 10510.4523
2032-03-03 | 6 | 10614.7708
2032-03-03 | 7 | 10998.8148
2032-03-03 | 8 | 11459.8451
2032-03-03 | 9 | 11395.1449
2032-03-03 | 10 | 11267.6846
2032-03-03 | 11 | 11492.065
2032-03-03 | 12 | 11132.2183
2032-03-03 | 13 | 11091.1304
2032-03-03 | 14 | 11016.8354
2032-03-03 | 15 | 11005.7885
2032-03-03 | 16 | 11064.7707
2032-03-03 | 17 | 11333.6148
2032-03-03 | 18 | 11564.4876
2032-03-03 | 19 | 11792.2783
2032-03-03 | 20 | 11767.9388
2032-03-03 | 21 | 11625.5742
2032-03-03 | 22 | 11345.1237
2032-03-03 | 23 | 10979.4774
2032-03-03 | 24 | 10698.509
2032-03-04 | 1 | 10534.5175
2032-03-04 | 2 | 10435.5918
2032-03-04 | 3 | 10384.0324
2032-03-04 | 4 | 10403.7241
2032-03-04 | 5 | 10550.4551
2032-03-04 | 6 | 10846.7956
2032-03-04 | 7 | 11318.247
2032-03-04 | 8 | 11679.7292
2032-03-04 | 9 | 11612.3281
2032-03-04 | 10 | 11691.9754
2032-03-04 | 11 | 11614.4181
2032-03-04 | 12 | 11491.6748
2032-03-04 | 13 | 11250.9003
2032-03-04 | 14 | 11534.7862
2032-03-04 | 15 | 11532.8929
2032-03-04 | 16 | 11489.9727
2032-03-04 | 17 | 11820.1117
2032-03-04 | 18 | 11937.2727
2032-03-04 | 19 | 12038.0276
2032-03-04 | 20 | 11989.0424
2032-03-04 | 21 | 11863.6816
2032-03-04 | 22 | 11670.9927
2032-03-04 | 23 | 11342.7247
2032-03-04 | 24 | 11068.2314
2032-03-05 | 1 | 10907.1892
2032-03-05 | 2 | 10825.7555
2032-03-05 | 3 | 10745.8945
2032-03-05 | 4 | 10745.5157
2032-03-05 | 5 | 10924.1984
2032-03-05 | 6 | 11211.4001
2032-03-05 | 7 | 11613.9005
2032-03-05 | 8 | 11934.3473
2032-03-05 | 9 | 11786.5396
2032-03-05 | 10 | 11717.0464
2032-03-05 | 11 | 12070.5739
2032-03-05 | 12 | 11634.3607
2032-03-05 | 13 | 11619.4583
2032-03-05 | 14 | 11656.0304
2032-03-05 | 15 | 11633.2468
2032-03-05 | 16 | 11665.9541
2032-03-05 | 17 | 11915.6283
2032-03-05 | 18 | 12236.0061
2032-03-05 | 19 | 12451.9469
2032-03-05 | 20 | 12401.5705
2032-03-05 | 21 | 12285.0148
2032-03-05 | 22 | 12167.9876
2032-03-05 | 23 | 11854.8925
2032-03-05 | 24 | 11585.5785
2032-03-06 | 1 | 11067.471
2032-03-06 | 2 | 10937.272
2032-03-06 | 3 | 10816.4236
2032-03-06 | 4 | 10773.9806
2032-03-06 | 5 | 10804.0798
2032-03-06 | 6 | 10757.9373
2032-03-06 | 7 | 10901.4129
2032-03-06 | 8 | 11250.7651
2032-03-06 | 9 | 11239.8262
2032-03-06 | 10 | 11274.7251
2032-03-06 | 11 | 11375.2086
2032-03-06 | 12 | 11360.3507
2032-03-06 | 13 | 11302.6236
2032-03-06 | 14 | 11236.8543
2032-03-06 | 15 | 11214.8315
2032-03-06 | 16 | 11305.0221
2032-03-06 | 17 | 11548.2141
2032-03-06 | 18 | 11907.6369
2032-03-06 | 19 | 12120.6128
2032-03-06 | 20 | 12115.0719
2032-03-06 | 21 | 12033.5813
2032-03-06 | 22 | 11997.4887
2032-03-06 | 23 | 11757.2645
2032-03-06 | 24 | 11521.9279
2032-03-07 | 1 | 11278.6936
2032-03-07 | 2 | 11147.9438
2032-03-07 | 3 | 11067.2833
2032-03-07 | 4 | 11024.3283
2032-03-07 | 5 | 11017.9793
2032-03-07 | 6 | 10965.5955
2032-03-07 | 7 | 10983.4076
2032-03-07 | 8 | 11306.0265
2032-03-07 | 9 | 11190.6696
2032-03-07 | 10 | 11200.0948
2032-03-07 | 11 | 11160.69
2032-03-07 | 12 | 11325.2978
2032-03-07 | 13 | 11235.6155
2032-03-07 | 14 | 11197.9143
2032-03-07 | 15 | 11306.9532
2032-03-07 | 16 | 11410.116
2032-03-07 | 17 | 11697.7175
2032-03-07 | 18 | 11969.7937
2032-03-07 | 19 | 12093.3379
2032-03-07 | 20 | 12120.1476
2032-03-07 | 21 | 12141.539
2032-03-07 | 22 | 11958.5565
2032-03-07 | 23 | 11699.7741
2032-03-07 | 24 | 11390.0972
2032-03-08 | 1 | 11252.6304
2032-03-08 | 2 | 11099.1547
2032-03-08 | 3 | 11008.1209
2032-03-08 | 4 | 10979.7763
2032-03-08 | 5 | 11041.3129
2032-03-08 | 6 | 11202.7233
2032-03-08 | 7 | 11517.8658
2032-03-08 | 8 | 11987.6624
2032-03-08 | 9 | 12025.4406
2032-03-08 | 10 | 12090.9674
2032-03-08 | 11 | 12034.1652
2032-03-08 | 12 | 12048.624
2032-03-08 | 13 | 11928.0289
2032-03-08 | 14 | 11748.0341
2032-03-08 | 15 | 11703.459
2032-03-08 | 16 | 11540.5883
2032-03-08 | 17 | 12054.1328
2032-03-08 | 18 | 12145.3249
2032-03-08 | 19 | 12237.7365
2032-03-08 | 20 | 12258.4706
2032-03-08 | 21 | 12155.5016
2032-03-08 | 22 | 11932.623
2032-03-08 | 23 | 11528.4873
2032-03-08 | 24 | 11196.7238
2032-03-09 | 1 | 10941.1948
2032-03-09 | 2 | 10814.9045
2032-03-09 | 3 | 10754.6198
2032-03-09 | 4 | 10730.6195
2032-03-09 | 5 | 10806.6044
2032-03-09 | 6 | 10984.111
2032-03-09 | 7 | 11341.4947
2032-03-09 | 8 | 11788.4166
2032-03-09 | 9 | 11812.8115
2032-03-09 | 10 | 11860.8885
2032-03-09 | 11 | 11733.8593
2032-03-09 | 12 | 11690.352
2032-03-09 | 13 | 11633.8853
2032-03-09 | 14 | 11631.5554
2032-03-09 | 15 | 11474.4524
2032-03-09 | 16 | 11727.7643
2032-03-09 | 17 | 11924.8897
2032-03-09 | 18 | 12016.9245
2032-03-09 | 19 | 12142.9679
2032-03-09 | 20 | 12158.4589
2032-03-09 | 21 | 12072.2089
2032-03-09 | 22 | 11823.1266
2032-03-09 | 23 | 11570.5908
2032-03-09 | 24 | 11230.9406
2032-03-10 | 1 | 10962.823
2032-03-10 | 2 | 10837.5759
2032-03-10 | 3 | 10826.4621
2032-03-10 | 4 | 10776.4743
2032-03-10 | 5 | 10898.5389
2032-03-10 | 6 | 11112.45
2032-03-10 | 7 | 11355.1136
2032-03-10 | 8 | 11755.1801
2032-03-10 | 9 | 11731.4939
2032-03-10 | 10 | 11566.6923
2032-03-10 | 11 | 11589.8889
2032-03-10 | 12 | 11506.2258
2032-03-10 | 13 | 11433.1068
2032-03-10 | 14 | 11427.3721
2032-03-10 | 15 | 11447.3988
2032-03-10 | 16 | 11604.9151
2032-03-10 | 17 | 11782.1688
2032-03-10 | 18 | 12039.4066
2032-03-10 | 19 | 12183.6179
2032-03-10 | 20 | 12299.3391
2032-03-10 | 21 | 12122.9369
2032-03-10 | 22 | 11918.8581
2032-03-10 | 23 | 11603.5794
2032-03-10 | 24 | 11285.7075
2032-03-11 | 1 | 11064.5734
2032-03-11 | 2 | 10929.2038
2032-03-11 | 3 | 10836.1747
2032-03-11 | 4 | 10826.9399
2032-03-11 | 5 | 10921.0713
2032-03-11 | 6 | 11089.6581
2032-03-11 | 7 | 11273.8171
2032-03-11 | 8 | 11707.8318
2032-03-11 | 9 | 11751.5225
2032-03-11 | 10 | 11864.6095
2032-03-11 | 11 | 11732.9749
2032-03-11 | 12 | 11505.5853
2032-03-11 | 13 | 11499.0729
2032-03-11 | 14 | 11478.5401
2032-03-11 | 15 | 11532.2518
2032-03-11 | 16 | 11675.8973
2032-03-11 | 17 | 11865.1253
2032-03-11 | 18 | 12013.8999
2032-03-11 | 19 | 12078.5917
2032-03-11 | 20 | 12125.9969
2032-03-11 | 21 | 11990.2996
2032-03-11 | 22 | 11831.0212
2032-03-11 | 23 | 11542.015
2032-03-11 | 24 | 11261.9968
2032-03-12 | 1 | 11046.2526
2032-03-12 | 2 | 10913.442
2032-03-12 | 3 | 10856.1037
2032-03-12 | 4 | 10839.58
2032-03-12 | 5 | 10920.5056
2032-03-12 | 6 | 11181.6065
2032-03-12 | 7 | 11342.1468
2032-03-12 | 8 | 11794.5341
2032-03-12 | 9 | 11996.0915
2032-03-12 | 10 | 11724.7885
2032-03-12 | 11 | 11609.4385
2032-03-12 | 12 | 11497.432
2032-03-12 | 13 | 11745.613
2032-03-12 | 14 | 11387.4033
2032-03-12 | 15 | 11380.7238
2032-03-12 | 16 | 11690.2239
2032-03-12 | 17 | 11873.4666
2032-03-12 | 18 | 11970.8292
2032-03-12 | 19 | 12125.1727
2032-03-12 | 20 | 12228.3179
2032-03-12 | 21 | 12151.63
2032-03-12 | 22 | 11917.7755
2032-03-12 | 23 | 11609.5265
2032-03-12 | 24 | 11307.6383
2032-03-13 | 1 | 11051.2442
2032-03-13 | 2 | 10940.1122
2032-03-13 | 3 | 10843.887
2032-03-13 | 4 | 10804.1842
2032-03-13 | 5 | 10765.589
2032-03-13 | 6 | 10765.2496
2032-03-13 | 7 | 10690.3496
2032-03-13 | 8 | 11028.4723
2032-03-13 | 9 | 11348.3509
2032-03-13 | 10 | 11327.7784
2032-03-13 | 11 | 11128.9746
2032-03-13 | 12 | 11029.636
2032-03-13 | 13 | 10938.3864
2032-03-13 | 14 | 10863.6261
2032-03-13 | 15 | 10810.2925
2032-03-13 | 16 | 10892.5139
2032-03-13 | 17 | 11249.5362
2032-03-13 | 18 | 11424.5397
2032-03-13 | 19 | 11675.9741
2032-03-13 | 20 | 11790.1067
2032-03-13 | 21 | 11796.9966
2032-03-13 | 22 | 11652.4146
2032-03-13 | 23 | 11425.8486
2032-03-13 | 24 | 11087.9203
2032-03-14 | 1 | 10871.4475
2032-03-14 | 3 | 10730.4112
2032-03-14 | 4 | 10579.4117
2032-03-14 | 5 | 10501.3473
2032-03-14 | 6 | 10473.9894
2032-03-14 | 7 | 10474.1942
2032-03-14 | 8 | 10430.1747
2032-03-14 | 9 | 10640.9554
2032-03-14 | 10 | 10886.3852
2032-03-14 | 11 | 11011.9221
2032-03-14 | 12 | 10924.9309
2032-03-14 | 13 | 11001.031
2032-03-14 | 14 | 10513.4592
2032-03-14 | 15 | 10458.4849
2032-03-14 | 16 | 10434.3261
2032-03-14 | 17 | 10527.1286
2032-03-14 | 18 | 10804.4828
2032-03-14 | 19 | 11094.4283
2032-03-14 | 20 | 11263.0496
2032-03-14 | 21 | 11505.2902
2032-03-14 | 22 | 11415.7639
2032-03-14 | 23 | 11216.909
2032-03-14 | 24 | 10903.202
2032-03-15 | 1 | 10580.3463
2032-03-15 | 2 | 10491.7705
2032-03-15 | 3 | 10356.5392
2032-03-15 | 4 | 10273.0958
2032-03-15 | 5 | 10262.3234
2032-03-15 | 6 | 10412.7601
2032-03-15 | 7 | 10595.7008
2032-03-15 | 8 | 10878.7331
2032-03-15 | 9 | 11244.126
2032-03-15 | 10 | 11405.9987
2032-03-15 | 11 | 11423.7728
2032-03-15 | 12 | 11401.332
2032-03-15 | 13 | 11304.832
2032-03-15 | 14 | 11009.1906
2032-03-15 | 15 | 11082.7178
2032-03-15 | 16 | 11055.5962
2032-03-15 | 17 | 11020.4165
2032-03-15 | 18 | 11090.7505
2032-03-15 | 19 | 11299.9701
2032-03-15 | 20 | 11314.6072
2032-03-15 | 21 | 11475.8697
2032-03-15 | 22 | 11364.8631
2032-03-15 | 23 | 11065.9392
2032-03-15 | 24 | 10743.552
2032-03-16 | 1 | 10462.7693
2032-03-16 | 2 | 10222.6267
2032-03-16 | 3 | 10163.2553
2032-03-16 | 4 | 10046.6767
2032-03-16 | 5 | 10065.3608
2032-03-16 | 6 | 10178.4674
2032-03-16 | 7 | 10502.6672
2032-03-16 | 8 | 10808.8557
2032-03-16 | 9 | 11166.0048
2032-03-16 | 10 | 11278.0678
2032-03-16 | 11 | 11196.7385
2032-03-16 | 12 | 11051.9377
2032-03-16 | 13 | 10912.8458
2032-03-16 | 14 | 10877.3567
2032-03-16 | 15 | 10864.5744
2032-03-16 | 16 | 10862.8461
2032-03-16 | 17 | 10881.4101
2032-03-16 | 18 | 11108.2568
2032-03-16 | 19 | 11451.352
2032-03-16 | 20 | 11642.4559
2032-03-16 | 21 | 11731.8507
2032-03-16 | 22 | 11585.6575
2032-03-16 | 23 | 11317.5618
2032-03-16 | 24 | 10918.1081
2032-03-17 | 1 | 10683.8216
2032-03-17 | 2 | 10482.9911
2032-03-17 | 3 | 10396.4899
2032-03-17 | 4 | 10356.7273
2032-03-17 | 5 | 10364.9466
2032-03-17 | 6 | 10522.0683
2032-03-17 | 7 | 10843.3067
2032-03-17 | 8 | 11152.9721
2032-03-17 | 9 | 11428.1451
2032-03-17 | 10 | 11557.5829
2032-03-17 | 11 | 11467.6424
2032-03-17 | 12 | 11358.1604
2032-03-17 | 13 | 11295.8675
2032-03-17 | 14 | 11254.492
2032-03-17 | 15 | 11211.1127
2032-03-17 | 16 | 11158.7893
2032-03-17 | 17 | 11201.331
2032-03-17 | 18 | 11321.7432
2032-03-17 | 19 | 11533.874
2032-03-17 | 20 | 11707.4929
2032-03-17 | 21 | 11921.7687
2032-03-17 | 22 | 11805.2575
2032-03-17 | 23 | 11557.3607
2032-03-17 | 24 | 11181.1113
2032-03-18 | 1 | 10861.1559
2032-03-18 | 2 | 10618.5915
2032-03-18 | 3 | 10502.7666
2032-03-18 | 4 | 10426.1991
2032-03-18 | 5 | 10407.7908
2032-03-18 | 6 | 10503.7894
2032-03-18 | 7 | 10699.0461
2032-03-18 | 8 | 10965.3156
2032-03-18 | 9 | 11330.1521
2032-03-18 | 10 | 11515.1641
2032-03-18 | 11 | 11498.2917
2032-03-18 | 12 | 11366.5498
2032-03-18 | 13 | 11054.2353
2032-03-18 | 14 | 10984.3852
2032-03-18 | 15 | 10904.8339
2032-03-18 | 16 | 10751.7114
2032-03-18 | 17 | 10739.7263
2032-03-18 | 18 | 10861.3744
2032-03-18 | 19 | 11165.5295
2032-03-18 | 20 | 11325.4707
2032-03-18 | 21 | 11456.8824
2032-03-18 | 22 | 11369.5133
2032-03-18 | 23 | 11123.7037
2032-03-18 | 24 | 10794.7681
2032-03-19 | 1 | 10516.6904
2032-03-19 | 2 | 10266.8165
2032-03-19 | 3 | 10202.8456
2032-03-19 | 4 | 10158.7024
2032-03-19 | 5 | 10182.7754
2032-03-19 | 6 | 10327.2882
2032-03-19 | 7 | 10596.8336
2032-03-19 | 8 | 10897.3279
2032-03-19 | 9 | 11189.3099
2032-03-19 | 10 | 11337.0133
2032-03-19 | 11 | 11227.1068
2032-03-19 | 12 | 11184.3649
2032-03-19 | 13 | 11166.9923
2032-03-19 | 14 | 10795.8866
2032-03-19 | 15 | 10789.6632
2032-03-19 | 16 | 10707.8282
2032-03-19 | 17 | 10856.0383
2032-03-19 | 18 | 10905.7508
2032-03-19 | 19 | 10963.534
2032-03-19 | 20 | 11181.5246
2032-03-19 | 21 | 11354.8659
2032-03-19 | 22 | 11200.2789
2032-03-19 | 23 | 10934.009
2032-03-19 | 24 | 10584.8204
2032-03-20 | 1 | 10309.898
2032-03-20 | 2 | 10100.0061
2032-03-20 | 3 | 9975.967
2032-03-20 | 4 | 9905.7739
2032-03-20 | 5 | 9893.7834
2032-03-20 | 6 | 9939.9424
2032-03-20 | 7 | 10025.1639
2032-03-20 | 8 | 10100.9194
2032-03-20 | 9 | 10303.302
2032-03-20 | 10 | 10573.2923
2032-03-20 | 11 | 10695.0349
2032-03-20 | 12 | 10734.5302
2032-03-20 | 13 | 10699.9988
2032-03-20 | 14 | 10593.7304
2032-03-20 | 15 | 10489.5594
2032-03-20 | 16 | 10433.6983
2032-03-20 | 17 | 10517.0721
2032-03-20 | 18 | 10657.0445
2032-03-20 | 19 | 10812.3537
2032-03-20 | 20 | 10858.475
2032-03-20 | 21 | 11012.6454
2032-03-20 | 22 | 10884.1025
2032-03-20 | 23 | 10694.5553
2032-03-20 | 24 | 10450.2822
2032-03-21 | 1 | 10230.932
2032-03-21 | 2 | 10094.7111
2032-03-21 | 3 | 9988.9976
2032-03-21 | 4 | 9880.8272
2032-03-21 | 5 | 9875.8622
2032-03-21 | 6 | 9898.1523
2032-03-21 | 7 | 10056.8873
2032-03-21 | 8 | 10094.9109
2032-03-21 | 9 | 10255.7474
2032-03-21 | 10 | 10464.2419
2032-03-21 | 11 | 10593.498
2032-03-21 | 12 | 10666.2381
2032-03-21 | 13 | 10531.012
2032-03-21 | 14 | 10585.1472
2032-03-21 | 15 | 10549.0818
2032-03-21 | 16 | 10433.0386
2032-03-21 | 17 | 10617.6642
2032-03-21 | 18 | 10742.3051
2032-03-21 | 19 | 10861.0941
2032-03-21 | 20 | 10898.2159
2032-03-21 | 21 | 11085.4662
2032-03-21 | 22 | 10981.3866
2032-03-21 | 23 | 10749.1847
2032-03-21 | 24 | 10440.7182
2032-03-22 | 1 | 10185.9381
2032-03-22 | 2 | 10098.3082
2032-03-22 | 3 | 9983.644
2032-03-22 | 4 | 9967.6529
2032-03-22 | 5 | 9996.4439
2032-03-22 | 6 | 10140.1459
2032-03-22 | 7 | 10439.408
2032-03-22 | 8 | 10779.0894
2032-03-22 | 9 | 11037.6089
2032-03-22 | 10 | 11160.6386
2032-03-22 | 11 | 11214.6775
2032-03-22 | 12 | 11214.7365
2032-03-22 | 13 | 11101.5922
2032-03-22 | 14 | 11077.4766
2032-03-22 | 15 | 11082.9462
2032-03-22 | 16 | 11136.6489
2032-03-22 | 17 | 11249.5183
2032-03-22 | 18 | 11326.6078
2032-03-22 | 19 | 11386.1841
2032-03-22 | 20 | 11378.5037
2032-03-22 | 21 | 11506.7939
2032-03-22 | 22 | 11340.4548
2032-03-22 | 23 | 11030.6864
2032-03-22 | 24 | 10665.0221
2032-03-23 | 1 | 10339.4319
2032-03-23 | 2 | 10174.8711
2032-03-23 | 3 | 10086.4079
2032-03-23 | 4 | 10033.3988
2032-03-23 | 5 | 10004.4844
2032-03-23 | 6 | 10174.5015
2032-03-23 | 7 | 10454.0193
2032-03-23 | 8 | 10810.8334
2032-03-23 | 9 | 11052.6814
2032-03-23 | 10 | 11225.8727
2032-03-23 | 11 | 11228.7041
2032-03-23 | 12 | 11199.7938
2032-03-23 | 13 | 11145.4557
2032-03-23 | 14 | 11013.2175
2032-03-23 | 15 | 10987.2112
2032-03-23 | 16 | 11021.5389
2032-03-23 | 17 | 11078.239
2032-03-23 | 18 | 11147.3308
2032-03-23 | 19 | 11158.4938
2032-03-23 | 20 | 11179.9937
2032-03-23 | 21 | 11354.6563
2032-03-23 | 22 | 11213.421
2032-03-23 | 23 | 10920.6582
2032-03-23 | 24 | 10558.0454
2032-03-24 | 1 | 10283.8846
2032-03-24 | 2 | 10089.5496
2032-03-24 | 3 | 9996.2446
2032-03-24 | 4 | 9973.1092
2032-03-24 | 5 | 10006.0671
2032-03-24 | 6 | 10240.5311
2032-03-24 | 7 | 10517.6591
2032-03-24 | 8 | 10900.7913
2032-03-24 | 9 | 11066.8806
2032-03-24 | 10 | 11193.8821
2032-03-24 | 11 | 11203.7878
2032-03-24 | 12 | 11176.3752
2032-03-24 | 13 | 11098.8266
2032-03-24 | 14 | 11091.2241
2032-03-24 | 15 | 11057.8972
2032-03-24 | 16 | 11070.2856
2032-03-24 | 17 | 11126.9854
2032-03-24 | 18 | 11179.4874
2032-03-24 | 19 | 11198.4869
2032-03-24 | 20 | 11234.3915
2032-03-24 | 21 | 11453.6423
2032-03-24 | 22 | 11266.1529
2032-03-24 | 23 | 10971.1566
2032-03-24 | 24 | 10606.5376
2032-03-25 | 1 | 10321.336
2032-03-25 | 2 | 10126.1045
2032-03-25 | 3 | 10044.5108
2032-03-25 | 4 | 9994.3864
2032-03-25 | 5 | 10007.1943
2032-03-25 | 6 | 10173.597
2032-03-25 | 7 | 10517.8426
2032-03-25 | 8 | 10918.986
2032-03-25 | 9 | 11112.162
2032-03-25 | 10 | 11256.6492
2032-03-25 | 11 | 11087.2127
2032-03-25 | 12 | 11252.426
2032-03-25 | 13 | 11200.698
2032-03-25 | 14 | 11141.4494
2032-03-25 | 15 | 11068.4035
2032-03-25 | 16 | 11129.9322
2032-03-25 | 17 | 10970.1864
2032-03-25 | 18 | 11270.5328
2032-03-25 | 19 | 11273.4051
2032-03-25 | 20 | 11229.522
2032-03-25 | 21 | 11441.5085
2032-03-25 | 22 | 11279.0028
2032-03-25 | 23 | 10971.3602
2032-03-25 | 24 | 10607.4859
2032-03-26 | 1 | 10321.5551
2032-03-26 | 2 | 10101.6951
2032-03-26 | 3 | 9977.0403
2032-03-26 | 4 | 9912.9575
2032-03-26 | 5 | 9896.6546
2032-03-26 | 6 | 9932.3613
2032-03-26 | 7 | 10002.8099
2032-03-26 | 8 | 10107.4915
2032-03-26 | 9 | 10229.2065
2032-03-26 | 10 | 10457.8975
2032-03-26 | 11 | 10541.1829
2032-03-26 | 12 | 10691.7478
2032-03-26 | 13 | 10727.5857
2032-03-26 | 14 | 10703.8176
2032-03-26 | 15 | 10588.7372
2032-03-26 | 16 | 10556.798
2032-03-26 | 17 | 10738.1873
2032-03-26 | 18 | 10888.9557
2032-03-26 | 19 | 11001.2181
2032-03-26 | 20 | 11031.2666
2032-03-26 | 21 | 11204.6184
2032-03-26 | 22 | 11082.3082
2032-03-26 | 23 | 10838.3227
2032-03-26 | 24 | 10518.2388
2032-03-27 | 1 | 10248.4545
2032-03-27 | 2 | 10143.5561
2032-03-27 | 3 | 10025.1696
2032-03-27 | 4 | 9952.2592
2032-03-27 | 5 | 9930.4743
2032-03-27 | 6 | 9946.2804
2032-03-27 | 7 | 10024.7526
2032-03-27 | 8 | 10138.6082
2032-03-27 | 9 | 10221.6336
2032-03-27 | 10 | 10458.6597
2032-03-27 | 11 | 10604.3316
2032-03-27 | 12 | 10579.2638
2032-03-27 | 13 | 10530.0478
2032-03-27 | 14 | 10505.4906
2032-03-27 | 15 | 10477.4883
2032-03-27 | 16 | 10505.0424
2032-03-27 | 17 | 10670.8078
2032-03-27 | 18 | 10898.7853
2032-03-27 | 19 | 10875.7799
2032-03-27 | 20 | 10913.8498
2032-03-27 | 21 | 11123.8198
2032-03-27 | 22 | 11010.4233
2032-03-27 | 23 | 10773.7692
2032-03-27 | 24 | 10466.7918
2032-03-28 | 1 | 10190.1854
2032-03-28 | 2 | 10075.1349
2032-03-28 | 3 | 9941.8461
2032-03-28 | 4 | 9869.1102
2032-03-28 | 5 | 9853.3127
2032-03-28 | 6 | 9871.8795
2032-03-28 | 7 | 9928.4537
2032-03-28 | 8 | 10031.8257
2032-03-28 | 9 | 10139.685
2032-03-28 | 10 | 10394.3713
2032-03-28 | 11 | 10380.7106
2032-03-28 | 12 | 10510.2566
2032-03-28 | 13 | 10253.4201
2032-03-28 | 14 | 10253.7427
2032-03-28 | 15 | 10236.1211
2032-03-28 | 16 | 10227.3168
2032-03-28 | 17 | 10295.811
2032-03-28 | 18 | 10542.2386
2032-03-28 | 19 | 10676.0584
2032-03-28 | 20 | 10851.7586
2032-03-28 | 21 | 11084.1064
2032-03-28 | 22 | 10927.4876
2032-03-28 | 23 | 10694.0256
2032-03-28 | 24 | 10402.5243
2032-03-29 | 1 | 10129.8154
2032-03-29 | 2 | 10000.6571
2032-03-29 | 3 | 9901.5795
2032-03-29 | 4 | 9840.9273
2032-03-29 | 5 | 9859.6666
2032-03-29 | 6 | 9998.8581
2032-03-29 | 7 | 10307.5998
2032-03-29 | 8 | 10746.4621
2032-03-29 | 9 | 10934.6179
2032-03-29 | 10 | 11087.7892
2032-03-29 | 11 | 11034.2826
2032-03-29 | 12 | 10834.4954
2032-03-29 | 13 | 10781.9652
2032-03-29 | 14 | 10681.5688
2032-03-29 | 15 | 10657.3646
2032-03-29 | 16 | 10640.6398
2032-03-29 | 17 | 10690.1404
2032-03-29 | 18 | 10887.9882
2032-03-29 | 19 | 10876.7367
2032-03-29 | 20 | 11083.2333
2032-03-29 | 21 | 11293.7321
2032-03-29 | 22 | 11147.7048
2032-03-29 | 23 | 10846.6438
2032-03-29 | 24 | 10487.5717
2032-03-30 | 1 | 10203.7194
2032-03-30 | 2 | 9985.5027
2032-03-30 | 3 | 9884.0296
2032-03-30 | 4 | 9841.8341
2032-03-30 | 5 | 9856.0614
2032-03-30 | 6 | 10004.9594
2032-03-30 | 7 | 10293.6076
2032-03-30 | 8 | 10735.5207
2032-03-30 | 9 | 10961.4159
2032-03-30 | 10 | 11114.1813
2032-03-30 | 11 | 11089.7755
2032-03-30 | 12 | 11080.3414
2032-03-30 | 13 | 10746.4197
2032-03-30 | 14 | 10699.2568
2032-03-30 | 15 | 10703.6198
2032-03-30 | 16 | 10684.6074
2032-03-30 | 17 | 10725.0608
2032-03-30 | 18 | 10862.3041
2032-03-30 | 19 | 11072.7101
2032-03-30 | 20 | 11092.6357
2032-03-30 | 21 | 11352.3433
2032-03-30 | 22 | 11235.1732
2032-03-30 | 23 | 10932.1561
2032-03-30 | 24 | 10576.2882
2032-03-31 | 1 | 10277.2373
2032-03-31 | 2 | 10064.9384
2032-03-31 | 3 | 9947.005
2032-03-31 | 4 | 9891.9494
2032-03-31 | 5 | 9895.108
2032-03-31 | 6 | 10015.9054
2032-03-31 | 7 | 10280.1097
2032-03-31 | 8 | 10729.6035
2032-03-31 | 9 | 10962.1426
2032-03-31 | 10 | 11113.726
2032-03-31 | 11 | 11177.324
2032-03-31 | 12 | 11088.0313
2032-03-31 | 13 | 10948.0628
2032-03-31 | 14 | 10843.6637
2032-03-31 | 15 | 10723.8432
2032-03-31 | 16 | 10728.7023
2032-03-31 | 17 | 10860.0006
2032-03-31 | 18 | 11082.0237
2032-03-31 | 19 | 11165.9893
2032-03-31 | 20 | 11131.1717
2032-03-31 | 21 | 11368.1456
2032-03-31 | 22 | 11253.6233
2032-03-31 | 23 | 10954.2695
2032-03-31 | 24 | 10601.054
2032-04-01 | 1 | 10304.1666
2032-04-01 | 2 | 10003.9604
2032-04-01 | 3 | 9953.7679
2032-04-01 | 4 | 9884.2441
2032-04-01 | 5 | 9943.2051
2032-04-01 | 6 | 10029.985
2032-04-01 | 7 | 10230.2603
2032-04-01 | 8 | 10623.72
2032-04-01 | 9 | 10849.4369
2032-04-01 | 10 | 11015.9109
2032-04-01 | 11 | 11037.293
2032-04-01 | 12 | 10945.6485
2032-04-01 | 13 | 10925.1729
2032-04-01 | 14 | 10832.5353
2032-04-01 | 15 | 10752.0926
2032-04-01 | 16 | 10735.1752
2032-04-01 | 17 | 10685.5436
2032-04-01 | 18 | 10740.4399
2032-04-01 | 19 | 10861.01
2032-04-01 | 20 | 10830.9741
2032-04-01 | 21 | 11020.9503
2032-04-01 | 22 | 10960.8028
2032-04-01 | 23 | 10695.9486
2032-04-01 | 24 | 10388.0121
2032-04-02 | 1 | 10080.2107
2032-04-02 | 2 | 9878.2577
2032-04-02 | 3 | 9750.02
2032-04-02 | 4 | 9689.3624
2032-04-02 | 5 | 9683.9356
2032-04-02 | 6 | 9807.1358
2032-04-02 | 7 | 10075.6487
2032-04-02 | 8 | 10497.3907
2032-04-02 | 9 | 10662.5161
2032-04-02 | 10 | 10856.5935
2032-04-02 | 11 | 10667.3352
2032-04-02 | 12 | 10548.815
2032-04-02 | 13 | 10447.3594
2032-04-02 | 14 | 10427.2236
2032-04-02 | 15 | 10387.538
2032-04-02 | 16 | 10371.7771
2032-04-02 | 17 | 10362.8137
2032-04-02 | 18 | 10407.2525
2032-04-02 | 19 | 10555.7762
2032-04-02 | 20 | 10657.7503
2032-04-02 | 21 | 10911.5426
2032-04-02 | 22 | 10877.28
2032-04-02 | 23 | 10607.7973
2032-04-02 | 24 | 10331.2432
2032-04-03 | 1 | 10076.6998
2032-04-03 | 2 | 9853.1692
2032-04-03 | 3 | 9722.3984
2032-04-03 | 4 | 9603.5673
2032-04-03 | 5 | 9582.8926
2032-04-03 | 6 | 9659.5157
2032-04-03 | 7 | 9730.415
2032-04-03 | 8 | 9850.7689
2032-04-03 | 9 | 9986.2426
2032-04-03 | 10 | 10192.514
2032-04-03 | 11 | 10348.0228
2032-04-03 | 12 | 10216.9609
2032-04-03 | 13 | 10059.8983
2032-04-03 | 14 | 9959.1875
2032-04-03 | 15 | 9890.9861
2032-04-03 | 16 | 9848.5894
2032-04-03 | 17 | 9879.1698
2032-04-03 | 18 | 9971.2764
2032-04-03 | 19 | 10161.8399
2032-04-03 | 20 | 10320.2222
2032-04-03 | 21 | 10518.6161
2032-04-03 | 22 | 10474.6613
2032-04-03 | 23 | 10352.353
2032-04-03 | 24 | 10081.1649
2032-04-04 | 1 | 9860.1161
2032-04-04 | 2 | 9659.2179
2032-04-04 | 3 | 9554.2075
2032-04-04 | 4 | 9498.5266
2032-04-04 | 5 | 9458.2462
2032-04-04 | 6 | 9494.9359
2032-04-04 | 7 | 9443.2448
2032-04-04 | 8 | 9534.3273
2032-04-04 | 9 | 9704.5427
2032-04-04 | 10 | 9862.2572
2032-04-04 | 11 | 9762.2584
2032-04-04 | 12 | 9722.3112
2032-04-04 | 13 | 9627.117
2032-04-04 | 14 | 9612.965
2032-04-04 | 15 | 9571.1363
2032-04-04 | 16 | 9584.5957
2032-04-04 | 17 | 10032.4369
2032-04-04 | 18 | 10080.7809
2032-04-04 | 19 | 10255.373
2032-04-04 | 20 | 10131.1707
2032-04-04 | 21 | 10429.6649
2032-04-04 | 22 | 10414.3445
2032-04-04 | 23 | 10235.9474
2032-04-04 | 24 | 9972.2515
2032-04-05 | 1 | 9712.482
2032-04-05 | 2 | 9612.4083
2032-04-05 | 3 | 9516.3256
2032-04-05 | 4 | 9468.3793
2032-04-05 | 5 | 9499.1572
2032-04-05 | 6 | 9681.8938
2032-04-05 | 7 | 9905.0688
2032-04-05 | 8 | 10319.6296
2032-04-05 | 9 | 10488.1351
2032-04-05 | 10 | 10550.881
2032-04-05 | 11 | 10433.5158
2032-04-05 | 12 | 10407.2082
2032-04-05 | 13 | 10369.0574
2032-04-05 | 14 | 10316.6085
2032-04-05 | 15 | 10243.8064
2032-04-05 | 16 | 10181.5917
2032-04-05 | 17 | 10157.6599
2032-04-05 | 18 | 10287.7958
2032-04-05 | 19 | 10303.0909
2032-04-05 | 20 | 10448.3154
2032-04-05 | 21 | 10652.6639
2032-04-05 | 22 | 10536.1609
2032-04-05 | 23 | 10294.2136
2032-04-05 | 24 | 9951.1864
2032-04-06 | 1 | 9658.1622
2032-04-06 | 2 | 9473.56
2032-04-06 | 3 | 9377.8253
2032-04-06 | 4 | 9294.5081
2032-04-06 | 5 | 9313.3026
2032-04-06 | 6 | 9443.3784
2032-04-06 | 7 | 9666.2969
2032-04-06 | 8 | 10137.5899
2032-04-06 | 9 | 10440.384
2032-04-06 | 10 | 10465.9298
2032-04-06 | 11 | 10459.4074
2032-04-06 | 12 | 10444.0771
2032-04-06 | 13 | 10351.1797
2032-04-06 | 14 | 10267.1705
2032-04-06 | 15 | 10300.2199
2032-04-06 | 16 | 10055.6237
2032-04-06 | 17 | 10130.7171
2032-04-06 | 18 | 10303.3906
2032-04-06 | 19 | 10333.0693
2032-04-06 | 20 | 10427.8403
2032-04-06 | 21 | 10648.4016
2032-04-06 | 22 | 10597.3706
2032-04-06 | 23 | 10324.8
2032-04-06 | 24 | 9996.1371
2032-04-07 | 1 | 9717.4395
2032-04-07 | 2 | 9535.5756
2032-04-07 | 3 | 9423.7685
2032-04-07 | 4 | 9401.3368
2032-04-07 | 5 | 9426.6258
2032-04-07 | 6 | 9561.0327
2032-04-07 | 7 | 9704.7864
2032-04-07 | 8 | 10134.6548
2032-04-07 | 9 | 10437.4739
2032-04-07 | 10 | 10467.9581
2032-04-07 | 11 | 10357.2755
2032-04-07 | 12 | 10208.9907
2032-04-07 | 13 | 10135.8178
2032-04-07 | 14 | 10109.3099
2032-04-07 | 15 | 10092.3039
2032-04-07 | 16 | 10100.7674
2032-04-07 | 17 | 10152.2249
2032-04-07 | 18 | 10225.3256
2032-04-07 | 19 | 10400.9711
2032-04-07 | 20 | 10444.2136
2032-04-07 | 21 | 10674.0165
2032-04-07 | 22 | 10647.0607
2032-04-07 | 23 | 10377.5914
2032-04-07 | 24 | 9975.1421
2032-04-08 | 1 | 9693.4024
2032-04-08 | 2 | 9577.6642
2032-04-08 | 3 | 9512.6327
2032-04-08 | 4 | 9489.962
2032-04-08 | 5 | 9509.1991
2032-04-08 | 6 | 9706.9395
2032-04-08 | 7 | 9847.9629
2032-04-08 | 8 | 10265.28
2032-04-08 | 9 | 10564.0028
2032-04-08 | 10 | 10730.0108
2032-04-08 | 11 | 10730.9332
2032-04-08 | 12 | 10548.2451
2032-04-08 | 13 | 10455.7607
2032-04-08 | 14 | 10484.5918
2032-04-08 | 15 | 10342.845
2032-04-08 | 16 | 10371.1735
2032-04-08 | 17 | 10472.1888
2032-04-08 | 18 | 10543.5155
2032-04-08 | 19 | 10580.2697
2032-04-08 | 20 | 10666.2284
2032-04-08 | 21 | 10779.9501
2032-04-08 | 22 | 10664.7969
2032-04-08 | 23 | 10447.2507
2032-04-08 | 24 | 10128.06
2032-04-09 | 1 | 9846.4638
2032-04-09 | 2 | 9676.6605
2032-04-09 | 3 | 9535.2352
2032-04-09 | 4 | 9563.7764
2032-04-09 | 5 | 9569.6668
2032-04-09 | 6 | 9707.1163
2032-04-09 | 7 | 9839.9577
2032-04-09 | 8 | 10250.0949
2032-04-09 | 9 | 10592.5828
2032-04-09 | 10 | 10646.339
2032-04-09 | 11 | 10528.1346
2032-04-09 | 12 | 10400.0743
2032-04-09 | 13 | 10268.3643
2032-04-09 | 14 | 10250.2744
2032-04-09 | 15 | 10156.5638
2032-04-09 | 16 | 10182.1102
2032-04-09 | 17 | 10350.2582
2032-04-09 | 18 | 10462.7863
2032-04-09 | 19 | 10568.2934
2032-04-09 | 20 | 10359.6518
2032-04-09 | 21 | 10635.9324
2032-04-09 | 22 | 10634.5958
2032-04-09 | 23 | 10322.5149
2032-04-09 | 24 | 10011.5053
2032-04-10 | 1 | 9733.3322
2032-04-10 | 2 | 9568.0517
2032-04-10 | 3 | 9507.3208
2032-04-10 | 4 | 9423.0561
2032-04-10 | 5 | 9423.5751
2032-04-10 | 6 | 9478.1434
2032-04-10 | 7 | 9410.823
2032-04-10 | 8 | 9538.2262
2032-04-10 | 9 | 9772.0571
2032-04-10 | 10 | 9910.3373
2032-04-10 | 11 | 9834.6453
2032-04-10 | 12 | 9779.6737
2032-04-10 | 13 | 9705.6821
2032-04-10 | 14 | 9636.3192
2032-04-10 | 15 | 9586.8219
2032-04-10 | 16 | 9599.6293
2032-04-10 | 17 | 10068.1887
2032-04-10 | 18 | 9819.0248
2032-04-10 | 19 | 9869.0467
2032-04-10 | 20 | 9982.2314
2032-04-10 | 21 | 10203.4637
2032-04-10 | 22 | 10231.3869
2032-04-10 | 23 | 10053.7033
2032-04-10 | 24 | 9831.0688
2032-04-11 | 1 | 9597.3119
2032-04-11 | 2 | 9512.4285
2032-04-11 | 3 | 9406.7265
2032-04-11 | 4 | 9330.6241
2032-04-11 | 5 | 9326.8218
2032-04-11 | 6 | 9323.3887
2032-04-11 | 7 | 9271.0356
2032-04-11 | 8 | 9396.7795
2032-04-11 | 9 | 9598.1097
2032-04-11 | 10 | 9704.9018
2032-04-11 | 11 | 9669.2361
2032-04-11 | 12 | 9590.4322
2032-04-11 | 13 | 9542.3577
2032-04-11 | 14 | 9565.4892
2032-04-11 | 15 | 9770.6114
2032-04-11 | 16 | 9753.0972
2032-04-11 | 17 | 9864.6879
2032-04-11 | 18 | 9861.5501
2032-04-11 | 19 | 10083.0643
2032-04-11 | 20 | 10185.6268
2032-04-11 | 21 | 10307.2473
2032-04-11 | 22 | 10356.5282
2032-04-11 | 23 | 10103.139
2032-04-11 | 24 | 9810.7946
2032-04-12 | 1 | 9579.4489
2032-04-12 | 2 | 9501.5251
2032-04-12 | 3 | 9425.7593
2032-04-12 | 4 | 9398.5521
2032-04-12 | 5 | 9418.8716
2032-04-12 | 6 | 9601.5619
2032-04-12 | 7 | 9822.7989
2032-04-12 | 8 | 10243.6062
2032-04-12 | 9 | 10460.9244
2032-04-12 | 10 | 10489.0852
2032-04-12 | 11 | 10351.9912
2032-04-12 | 12 | 10200.3886
2032-04-12 | 13 | 10188.6017
2032-04-12 | 14 | 10102.4107
2032-04-12 | 15 | 10110.7544
2032-04-12 | 16 | 10171.5397
2032-04-12 | 17 | 10493.5192
2032-04-12 | 18 | 10520.5092
2032-04-12 | 19 | 10557.2845
2032-04-12 | 20 | 10561.8515
2032-04-12 | 21 | 10688.013
2032-04-12 | 22 | 10695.0263
2032-04-12 | 23 | 10363.0693
2032-04-12 | 24 | 10017.3096
2032-04-13 | 1 | 9741.7246
2032-04-13 | 2 | 9522.4893
2032-04-13 | 3 | 9446.0506
2032-04-13 | 4 | 9403.6585
2032-04-13 | 5 | 9490.8585
2032-04-13 | 6 | 9646.516
2032-04-13 | 7 | 9861.5876
2032-04-13 | 8 | 10286.2846
2032-04-13 | 9 | 10596.0131
2032-04-13 | 10 | 10687.4689
2032-04-13 | 11 | 10715.9685
2032-04-13 | 12 | 10695.5179
2032-04-13 | 13 | 10693.5187
2032-04-13 | 14 | 10700.5599
2032-04-13 | 15 | 10544.3013
2032-04-13 | 16 | 10604.7412
2032-04-13 | 17 | 10580.7334
2032-04-13 | 18 | 10745.9912
2032-04-13 | 19 | 10665.8301
2032-04-13 | 20 | 10588.821
2032-04-13 | 21 | 10704.2757
2032-04-13 | 22 | 10716.5981
2032-04-13 | 23 | 10488.5582
2032-04-13 | 24 | 10151.901
2032-04-14 | 1 | 9842.5785
2032-04-14 | 2 | 9661.4099
2032-04-14 | 3 | 9589.2402
2032-04-14 | 4 | 9590.1591
2032-04-14 | 5 | 9610.8709
2032-04-14 | 6 | 9782.5251
2032-04-14 | 7 | 9970.5275
2032-04-14 | 8 | 10349.2661
2032-04-14 | 9 | 10638.5301
2032-04-14 | 10 | 10719.3252
2032-04-14 | 11 | 10384.1806
2032-04-14 | 12 | 10204.0105
2032-04-14 | 13 | 10110.5402
2032-04-14 | 14 | 10178.5246
2032-04-14 | 15 | 10068.6633
2032-04-14 | 16 | 10060.0329
2032-04-14 | 17 | 10153.5023
2032-04-14 | 18 | 10270.4415
2032-04-14 | 19 | 10511.4651
2032-04-14 | 20 | 10482.5834
2032-04-14 | 21 | 10540.1103
2032-04-14 | 22 | 10557.2646
2032-04-14 | 23 | 10335.3248
2032-04-14 | 24 | 9966.7391
2032-04-15 | 1 | 9693.3867
2032-04-15 | 2 | 9493.8906
2032-04-15 | 3 | 9403.5116
2032-04-15 | 4 | 9378.4786
2032-04-15 | 5 | 9390.023
2032-04-15 | 6 | 9586.2114
2032-04-15 | 7 | 9781.8684
2032-04-15 | 8 | 10198.2779
2032-04-15 | 9 | 10403.2643
2032-04-15 | 10 | 10439.3432
2032-04-15 | 11 | 10460.8741
2032-04-15 | 12 | 10319.1267
2032-04-15 | 13 | 10280.2575
2032-04-15 | 14 | 10024.2196
2032-04-15 | 15 | 10115.2505
2032-04-15 | 16 | 10428.6183
2032-04-15 | 17 | 10171.0274
2032-04-15 | 18 | 10357.9026
2032-04-15 | 19 | 10275.7346
2032-04-15 | 20 | 10294.0647
2032-04-15 | 21 | 10467.1517
2032-04-15 | 22 | 10512.9713
2032-04-15 | 23 | 10202.5206
2032-04-15 | 24 | 9898.9198
2032-04-16 | 1 | 9622.9115
2032-04-16 | 2 | 9432.7029
2032-04-16 | 3 | 9337.1728
2032-04-16 | 4 | 9282.0397
2032-04-16 | 5 | 9357.6612
2032-04-16 | 6 | 9473.3286
2032-04-16 | 7 | 9693.5746
2032-04-16 | 8 | 10069.2864
2032-04-16 | 9 | 10377.3659
2032-04-16 | 10 | 10459.3238
2032-04-16 | 11 | 10420.6828
2032-04-16 | 12 | 10343.8336
2032-04-16 | 13 | 10195.0324
2032-04-16 | 14 | 10204.6828
2032-04-16 | 15 | 10209.2003
2032-04-16 | 16 | 10130.4839
2032-04-16 | 17 | 10127.9672
2032-04-16 | 18 | 10321.12
2032-04-16 | 19 | 10286.0223
2032-04-16 | 20 | 10276.8751
2032-04-16 | 21 | 10382.568
2032-04-16 | 22 | 10462.9193
2032-04-16 | 23 | 10184.7159
2032-04-16 | 24 | 9884.1639
2032-04-17 | 1 | 9666.221
2032-04-17 | 2 | 9495.9903
2032-04-17 | 3 | 9388.9242
2032-04-17 | 4 | 9333.0619
2032-04-17 | 5 | 9255.8356
2032-04-17 | 6 | 9325.2671
2032-04-17 | 7 | 9366.035
2032-04-17 | 8 | 9485.7638
2032-04-17 | 9 | 9694.8408
2032-04-17 | 10 | 9775.6286
2032-04-17 | 11 | 9753.8523
2032-04-17 | 12 | 9669.3811
2032-04-17 | 13 | 9596.9818
2032-04-17 | 14 | 9827.0208
2032-04-17 | 15 | 9650.1665
2032-04-17 | 16 | 9663.16
2032-04-17 | 17 | 9703.4573
2032-04-17 | 18 | 9813.3266
2032-04-17 | 19 | 10063.4662
2032-04-17 | 20 | 10085.7856
2032-04-17 | 21 | 10231.4606
2032-04-17 | 22 | 10316.76
2032-04-17 | 23 | 10118.8716
2032-04-17 | 24 | 9900.8444
2032-04-18 | 1 | 9667.9145
2032-04-18 | 2 | 9520.466
2032-04-18 | 3 | 9404.6133
2032-04-18 | 4 | 9341.8989
2032-04-18 | 5 | 9368.9831
2032-04-18 | 6 | 9474.4769
2032-04-18 | 7 | 9507.1287
2032-04-18 | 8 | 9582.3041
2032-04-18 | 9 | 9734.9291
2032-04-18 | 10 | 9855.8251
2032-04-18 | 11 | 9830.0211
2032-04-18 | 12 | 9773.3826
2032-04-18 | 13 | 9770.1574
2032-04-18 | 14 | 9765.6594
2032-04-18 | 15 | 9734.6044
2032-04-18 | 16 | 9723.7362
2032-04-18 | 17 | 9955.2798
2032-04-18 | 18 | 10001.4187
2032-04-18 | 19 | 10171.539
2032-04-18 | 20 | 10294.5552
2032-04-18 | 21 | 10368.7224
2032-04-18 | 22 | 10496.7625
2032-04-18 | 23 | 10303.9324
2032-04-18 | 24 | 9987.7654
2032-04-19 | 1 | 9721.1334
2032-04-19 | 2 | 9631.9878
2032-04-19 | 3 | 9567.7072
2032-04-19 | 4 | 9542.6517
2032-04-19 | 5 | 9573.8976
2032-04-19 | 6 | 9744.9902
2032-04-19 | 7 | 10002.7377
2032-04-19 | 8 | 10337.372
2032-04-19 | 9 | 10582.3214
2032-04-19 | 10 | 10589.0058
2032-04-19 | 11 | 10520.9077
2032-04-19 | 12 | 10319.1473
2032-04-19 | 13 | 10129.0719
2032-04-19 | 14 | 10065.0961
2032-04-19 | 15 | 10040.9459
2032-04-19 | 16 | 10057.1452
2032-04-19 | 17 | 10141.5982
2032-04-19 | 18 | 10230.7822
2032-04-19 | 19 | 10347.5914
2032-04-19 | 20 | 10431.8568
2032-04-19 | 21 | 10602.8025
2032-04-19 | 22 | 10657.8637
2032-04-19 | 23 | 10335.9833
2032-04-19 | 24 | 9995.8786
2032-04-20 | 1 | 9704.3862
2032-04-20 | 2 | 9495.9522
2032-04-20 | 3 | 9413.1551
2032-04-20 | 4 | 9375.9384
2032-04-20 | 5 | 9405.2655
2032-04-20 | 6 | 9609.631
2032-04-20 | 7 | 9860.4448
2032-04-20 | 8 | 10192.8955
2032-04-20 | 9 | 10514.7446
2032-04-20 | 10 | 10538.051
2032-04-20 | 11 | 10467.3613
2032-04-20 | 12 | 10385.3679
2032-04-20 | 13 | 10292.0294
2032-04-20 | 14 | 10253.5657
2032-04-20 | 15 | 10241.1353
2032-04-20 | 16 | 10235.5613
2032-04-20 | 17 | 10263.5451
2032-04-20 | 18 | 10645.3504
2032-04-20 | 19 | 10608.7298
2032-04-20 | 20 | 10632.0627
2032-04-20 | 21 | 10681.8265
2032-04-20 | 22 | 10721.2308
2032-04-20 | 23 | 10432.5593
2032-04-20 | 24 | 10080.0233
2032-04-21 | 1 | 9801.6006
2032-04-21 | 2 | 9615.5475
2032-04-21 | 3 | 9503.0589
2032-04-21 | 4 | 9463.3223
2032-04-21 | 5 | 9471.0155
2032-04-21 | 6 | 9626.7419
2032-04-21 | 7 | 9848.1177
2032-04-21 | 8 | 10161.1333
2032-04-21 | 9 | 10542.0847
2032-04-21 | 10 | 10574.8382
2032-04-21 | 11 | 10450.7228
2032-04-21 | 12 | 10328.0932
2032-04-21 | 13 | 10264.0263
2032-04-21 | 14 | 10206.3362
2032-04-21 | 15 | 10183.3978
2032-04-21 | 16 | 10242.7279
2032-04-21 | 17 | 10262.9053
2032-04-21 | 18 | 10339.445
2032-04-21 | 19 | 10442.5874
2032-04-21 | 20 | 10544.1603
2032-04-21 | 21 | 10677.9476
2032-04-21 | 22 | 10704.2977
2032-04-21 | 23 | 10419.886
2032-04-21 | 24 | 10056.8155
2032-04-22 | 1 | 9819.2122
2032-04-22 | 2 | 9707.5129
2032-04-22 | 3 | 9611.944
2032-04-22 | 4 | 9572.4619
2032-04-22 | 5 | 9628.8877
2032-04-22 | 6 | 9721.897
2032-04-22 | 7 | 9974.7676
2032-04-22 | 8 | 10258.9713
2032-04-22 | 9 | 10601.0807
2032-04-22 | 10 | 10684.9358
2032-04-22 | 11 | 10576.8833
2032-04-22 | 12 | 10413.9838
2032-04-22 | 13 | 10357.5441
2032-04-22 | 14 | 10306.4396
2032-04-22 | 15 | 10291.1771
2032-04-22 | 16 | 10256.6164
2032-04-22 | 17 | 10255.3272
2032-04-22 | 18 | 10343.816
2032-04-22 | 19 | 10473.6629
2032-04-22 | 20 | 10497.1609
2032-04-22 | 21 | 10670.7057
2032-04-22 | 22 | 10743.8878
2032-04-22 | 23 | 10459.4858
2032-04-22 | 24 | 10148.3903
2032-04-23 | 1 | 9869.6089
2032-04-23 | 2 | 9738.2434
2032-04-23 | 3 | 9588.1554
2032-04-23 | 4 | 9574.1698
2032-04-23 | 5 | 9649.0115
2032-04-23 | 6 | 9737.4566
2032-04-23 | 7 | 9958.3048
2032-04-23 | 8 | 10300.5734
2032-04-23 | 9 | 10615.8994
2032-04-23 | 10 | 10623.1437
2032-04-23 | 11 | 10523.2356
2032-04-23 | 12 | 10377.7811
2032-04-23 | 13 | 10321.5737
2032-04-23 | 14 | 10272.4226
2032-04-23 | 15 | 10237.7513
2032-04-23 | 16 | 10211.1781
2032-04-23 | 17 | 10203.4752
2032-04-23 | 18 | 10308.6994
2032-04-23 | 19 | 10382.852
2032-04-23 | 20 | 10483.9422
2032-04-23 | 21 | 10590.4122
2032-04-23 | 22 | 10698.5827
2032-04-23 | 23 | 10485.3104
2032-04-23 | 24 | 10214.4845
2032-04-24 | 1 | 9974.248
2032-04-24 | 2 | 9773.634
2032-04-24 | 3 | 9641.5957
2032-04-24 | 4 | 9573.4965
2032-04-24 | 5 | 9665.4184
2032-04-24 | 6 | 9660.4791
2032-04-24 | 7 | 9704.6727
2032-04-24 | 8 | 9780.7766
2032-04-24 | 9 | 10050.0399
2032-04-24 | 10 | 10165.7848
2032-04-24 | 11 | 10110.7421
2032-04-24 | 12 | 9966.6578
2032-04-24 | 13 | 9884.3375
2032-04-24 | 14 | 9854.7569
2032-04-24 | 15 | 9824.65
2032-04-24 | 16 | 9892.8026
2032-04-24 | 17 | 10251.7464
2032-04-24 | 18 | 9984.3941
2032-04-24 | 19 | 10152.1944
2032-04-24 | 20 | 10228.8345
2032-04-24 | 21 | 10336.6341
2032-04-24 | 22 | 10500.7022
2032-04-24 | 23 | 10355.1107
2032-04-24 | 24 | 10113.2946
2032-04-25 | 1 | 9915.7981
2032-04-25 | 2 | 9797.8245
2032-04-25 | 3 | 9689.0115
2032-04-25 | 4 | 9583.2727
2032-04-25 | 5 | 9568.2735
2032-04-25 | 6 | 9531.2176
2032-04-25 | 7 | 9570.3613
2032-04-25 | 8 | 9622.4053
2032-04-25 | 9 | 9812.4236
2032-04-25 | 10 | 9903.948
2032-04-25 | 11 | 9826.4156
2032-04-25 | 12 | 9750.7634
2032-04-25 | 13 | 9638.8415
2032-04-25 | 14 | 9600.7796
2032-04-25 | 15 | 9713.3658
2032-04-25 | 16 | 10042.3931
2032-04-25 | 17 | 9813.7533
2032-04-25 | 18 | 10154.3916
2032-04-25 | 19 | 10287.0418
2032-04-25 | 20 | 10237.8714
2032-04-25 | 21 | 10287.9105
2032-04-25 | 22 | 10506.4603
2032-04-25 | 23 | 10292.7451
2032-04-25 | 24 | 9951.57
2032-04-26 | 1 | 9723.7998
2032-04-26 | 2 | 9596.6861
2032-04-26 | 3 | 9578.8364
2032-04-26 | 4 | 9509.0127
2032-04-26 | 5 | 9536.7219
2032-04-26 | 6 | 9636.5981
2032-04-26 | 7 | 9947.7985
2032-04-26 | 8 | 10227.1458
2032-04-26 | 9 | 10447.7864
2032-04-26 | 10 | 10434.7698
2032-04-26 | 11 | 10288.6464
2032-04-26 | 12 | 10141.2956
2032-04-26 | 13 | 10043.6501
2032-04-26 | 14 | 10441.1104
2032-04-26 | 15 | 10324.0214
2032-04-26 | 16 | 10023.7794
2032-04-26 | 17 | 10173.0707
2032-04-26 | 18 | 10551.1419
2032-04-26 | 19 | 10403.1979
2032-04-26 | 20 | 10396.7612
2032-04-26 | 21 | 10507.852
2032-04-26 | 22 | 10604.1668
2032-04-26 | 23 | 10319.4801
2032-04-26 | 24 | 10010.717
2032-04-27 | 1 | 9714.4876
2032-04-27 | 2 | 9493.6517
2032-04-27 | 3 | 9424.0758
2032-04-27 | 4 | 9447.0111
2032-04-27 | 5 | 9490.4799
2032-04-27 | 6 | 9617.5852
2032-04-27 | 7 | 9931.9127
2032-04-27 | 8 | 10253.2606
2032-04-27 | 9 | 10478.8192
2032-04-27 | 10 | 10525.8051
2032-04-27 | 11 | 10600.3163
2032-04-27 | 12 | 10527.5284
2032-04-27 | 13 | 10540.8944
2032-04-27 | 14 | 10483.0328
2032-04-27 | 15 | 10449.1031
2032-04-27 | 16 | 10378.0089
2032-04-27 | 17 | 10339.334
2032-04-27 | 18 | 10438.3157
2032-04-27 | 19 | 10354.7022
2032-04-27 | 20 | 10359.9926
2032-04-27 | 21 | 10486.8171
2032-04-27 | 22 | 10523.4968
2032-04-27 | 23 | 10231.7995
2032-04-27 | 24 | 9940.2501
2032-04-28 | 1 | 9683.7455
2032-04-28 | 2 | 9463.6473
2032-04-28 | 3 | 9392.8003
2032-04-28 | 4 | 9371.8741
2032-04-28 | 5 | 9404.21
2032-04-28 | 6 | 9550.1764
2032-04-28 | 7 | 9891.2412
2032-04-28 | 8 | 10179.8094
2032-04-28 | 9 | 10421.4671
2032-04-28 | 10 | 10529.2225
2032-04-28 | 11 | 10568.9861
2032-04-28 | 12 | 10377.8791
2032-04-28 | 13 | 10134.9269
2032-04-28 | 14 | 10065.8257
2032-04-28 | 15 | 10024.3354
2032-04-28 | 16 | 9993.2482
2032-04-28 | 17 | 10017.5842
2032-04-28 | 18 | 10111.7773
2032-04-28 | 19 | 10185.1996
2032-04-28 | 20 | 10299.2893
2032-04-28 | 21 | 10439.3422
2032-04-28 | 22 | 10533.6082
2032-04-28 | 23 | 10259.4603
2032-04-28 | 24 | 9923.6164
2032-04-29 | 1 | 9620.6041
2032-04-29 | 2 | 9486.4794
2032-04-29 | 3 | 9411.0078
2032-04-29 | 4 | 9445.3558
2032-04-29 | 5 | 9456.1339
2032-04-29 | 6 | 9571.0464
2032-04-29 | 7 | 9824.2889
2032-04-29 | 8 | 10104.8066
2032-04-29 | 9 | 10393.4635
2032-04-29 | 10 | 10404.0841
2032-04-29 | 11 | 10326.1724
2032-04-29 | 12 | 10204.9017
2032-04-29 | 13 | 10075.1191
2032-04-29 | 14 | 10079.8458
2032-04-29 | 15 | 10417.7489
2032-04-29 | 16 | 10397.3755
2032-04-29 | 17 | 10136.6388
2032-04-29 | 18 | 10188.2372
2032-04-29 | 19 | 10203.5954
2032-04-29 | 20 | 10290.011
2032-04-29 | 21 | 10340.7868
2032-04-29 | 22 | 10507.1222
2032-04-29 | 23 | 10212.9382
2032-04-29 | 24 | 9905.5223
2032-04-30 | 1 | 9699.4894
2032-04-30 | 2 | 9524.7936
2032-04-30 | 3 | 9431.1403
2032-04-30 | 4 | 9375.1379
2032-04-30 | 5 | 9407.1227
2032-04-30 | 6 | 9545.2647
2032-04-30 | 7 | 9856.6702
2032-04-30 | 8 | 10116.0818
2032-04-30 | 9 | 10349.8434
2032-04-30 | 10 | 10371.7119
2032-04-30 | 11 | 10269.0203
2032-04-30 | 12 | 10170.709
2032-04-30 | 13 | 10071.9289
2032-04-30 | 14 | 10030.8072
2032-04-30 | 15 | 10002.2048
2032-04-30 | 16 | 9984.9436
2032-04-30 | 17 | 10005.6044
2032-04-30 | 18 | 10112.0792
2032-04-30 | 19 | 10164.5648
2032-04-30 | 20 | 10220.81
2032-04-30 | 21 | 10305.0548
2032-04-30 | 22 | 10423.7129
2032-04-30 | 23 | 10231.8849
2032-04-30 | 24 | 9909.5669
2032-05-01 | 1 | 9656.2327
2032-05-01 | 2 | 9398.8672
2032-05-01 | 3 | 9250.8535
2032-05-01 | 4 | 9273.6943
2032-05-01 | 5 | 9276.7475
2032-05-01 | 6 | 9254.1702
2032-05-01 | 7 | 9296.6369
2032-05-01 | 8 | 9448.1788
2032-05-01 | 9 | 9601.969
2032-05-01 | 10 | 9667.2583
2032-05-01 | 11 | 9604.1485
2032-05-01 | 12 | 9538.0551
2032-05-01 | 13 | 9528.1033
2032-05-01 | 14 | 9564.1407
2032-05-01 | 15 | 9488.2399
2032-05-01 | 16 | 9473.2902
2032-05-01 | 17 | 9844.683
2032-05-01 | 18 | 9621.125
2032-05-01 | 19 | 9624.6878
2032-05-01 | 20 | 9767.7684
2032-05-01 | 21 | 9729.0385
2032-05-01 | 22 | 9873.7327
2032-05-01 | 23 | 9725.4588
2032-05-01 | 24 | 9502.7451
2032-05-02 | 1 | 9277.6951
2032-05-02 | 2 | 9194.3277
2032-05-02 | 3 | 9113.0306
2032-05-02 | 4 | 9150.9785
2032-05-02 | 5 | 9129.5715
2032-05-02 | 6 | 9023.6784
2032-05-02 | 7 | 9161.2848
2032-05-02 | 8 | 9175.7677
2032-05-02 | 9 | 9301.8158
2032-05-02 | 10 | 9463.5486
2032-05-02 | 11 | 9596.4768
2032-05-02 | 12 | 9650.8339
2032-05-02 | 13 | 9541.3743
2032-05-02 | 14 | 9664.1368
2032-05-02 | 15 | 9530.4399
2032-05-02 | 16 | 9667.7628
2032-05-02 | 17 | 9780.8551
2032-05-02 | 18 | 9838.6958
2032-05-02 | 19 | 9784.689
2032-05-02 | 20 | 9815.9417
2032-05-02 | 21 | 9815.8856
2032-05-02 | 22 | 9978.6689
2032-05-02 | 23 | 9773.5706
2032-05-02 | 24 | 9532.6224
2032-05-03 | 1 | 9283.8121
2032-05-03 | 2 | 9199.7344
2032-05-03 | 3 | 9116.6031
2032-05-03 | 4 | 9087.8643
2032-05-03 | 5 | 9112.3494
2032-05-03 | 6 | 9236.2589
2032-05-03 | 7 | 9562.7901
2032-05-03 | 8 | 9931.1254
2032-05-03 | 9 | 10134.4737
2032-05-03 | 10 | 10199.7044
2032-05-03 | 11 | 10227.1099
2032-05-03 | 12 | 10006.0078
2032-05-03 | 13 | 9953.3629
2032-05-03 | 14 | 10135.8152
2032-05-03 | 15 | 10070.0377
2032-05-03 | 16 | 10065.0106
2032-05-03 | 17 | 10091.8342
2032-05-03 | 18 | 9934.6955
2032-05-03 | 19 | 10244.4745
2032-05-03 | 20 | 10145.7197
2032-05-03 | 21 | 10131.8123
2032-05-03 | 22 | 10208.8653
2032-05-03 | 23 | 9955.5538
2032-05-03 | 24 | 9736.175
2032-05-04 | 1 | 9483.7728
2032-05-04 | 2 | 9338.7948
2032-05-04 | 3 | 9288.0549
2032-05-04 | 4 | 9285.9643
2032-05-04 | 5 | 9301.2005
2032-05-04 | 6 | 9379.4179
2032-05-04 | 7 | 9716.9096
2032-05-04 | 8 | 10087.8293
2032-05-04 | 9 | 10239.0717
2032-05-04 | 10 | 10333.403
2032-05-04 | 11 | 10273.3256
2032-05-04 | 12 | 10229.9708
2032-05-04 | 13 | 10110.7427
2032-05-04 | 14 | 10065.3834
2032-05-04 | 15 | 9960.3626
2032-05-04 | 16 | 10087.7778
2032-05-04 | 17 | 10217.7834
2032-05-04 | 18 | 10295.4427
2032-05-04 | 19 | 10318.7178
2032-05-04 | 20 | 10207.2558
2032-05-04 | 21 | 10249.7096
2032-05-04 | 22 | 10330.906
2032-05-04 | 23 | 10091.9139
2032-05-04 | 24 | 9747.2311
2032-05-05 | 1 | 9490.2313
2032-05-05 | 2 | 9270.0468
2032-05-05 | 3 | 9207.8618
2032-05-05 | 4 | 9231.8637
2032-05-05 | 5 | 9255.6805
2032-05-05 | 6 | 9390.0328
2032-05-05 | 7 | 9713.3107
2032-05-05 | 8 | 10087.9255
2032-05-05 | 9 | 10368.1071
2032-05-05 | 10 | 10413.7404
2032-05-05 | 11 | 10369.9071
2032-05-05 | 12 | 10299.8901
2032-05-05 | 13 | 10167.0037
2032-05-05 | 14 | 10210.9792
2032-05-05 | 15 | 10170.4856
2032-05-05 | 16 | 9971.1283
2032-05-05 | 17 | 10080.4874
2032-05-05 | 18 | 10160.9513
2032-05-05 | 19 | 10179.1447
2032-05-05 | 20 | 10143.8154
2032-05-05 | 21 | 10155.6895
2032-05-05 | 22 | 10264.6224
2032-05-05 | 23 | 10109.7191
2032-05-05 | 24 | 9797.9507
2032-05-06 | 1 | 9546.775
2032-05-06 | 2 | 9431.6381
2032-05-06 | 3 | 9404.5664
2032-05-06 | 4 | 9351.2289
2032-05-06 | 5 | 9395.8431
2032-05-06 | 6 | 9513.0278
2032-05-06 | 7 | 9746.439
2032-05-06 | 8 | 10032.0554
2032-05-06 | 9 | 10269.3353
2032-05-06 | 10 | 10310.3432
2032-05-06 | 11 | 10273.3254
2032-05-06 | 12 | 10176.2257
2032-05-06 | 13 | 10156.8777
2032-05-06 | 14 | 10136.0282
2032-05-06 | 15 | 10001.0522
2032-05-06 | 16 | 10013.8888
2032-05-06 | 17 | 10138.5954
2032-05-06 | 18 | 10230.6546
2032-05-06 | 19 | 10187.2776
2032-05-06 | 20 | 10127.1831
2032-05-06 | 21 | 10155.7952
2032-05-06 | 22 | 10251.4378
2032-05-06 | 23 | 10124.6617
2032-05-06 | 24 | 9854.3777
2032-05-07 | 1 | 9593.8341
2032-05-07 | 2 | 9313.9381
2032-05-07 | 3 | 9258.4
2032-05-07 | 4 | 9221.2994
2032-05-07 | 5 | 9318.6985
2032-05-07 | 6 | 9307.5973
2032-05-07 | 7 | 9631.1817
2032-05-07 | 8 | 9988.249
2032-05-07 | 9 | 10161.8808
2032-05-07 | 10 | 10142.8128
2032-05-07 | 11 | 10211.7791
2032-05-07 | 12 | 10105.4369
2032-05-07 | 13 | 10108.7155
2032-05-07 | 14 | 10139.3403
2032-05-07 | 15 | 10162.4351
2032-05-07 | 16 | 10201.0722
2032-05-07 | 17 | 9989.145
2032-05-07 | 18 | 10060.3238
2032-05-07 | 19 | 9923.9132
2032-05-07 | 20 | 10027.4546
2032-05-07 | 21 | 9971.9304
2032-05-07 | 22 | 10035.8221
2032-05-07 | 23 | 9844.8456
2032-05-07 | 24 | 9561.1889
2032-05-08 | 1 | 9340.7553
2032-05-08 | 2 | 9172.4572
2032-05-08 | 3 | 9102.3409
2032-05-08 | 4 | 9118.3974
2032-05-08 | 5 | 9125.5809
2032-05-08 | 6 | 9042.9591
2032-05-08 | 7 | 9094.6584
2032-05-08 | 8 | 9296.8836
2032-05-08 | 9 | 9475.0261
2032-05-08 | 10 | 9640.9747
2032-05-08 | 11 | 9767.4306
2032-05-08 | 12 | 9826.5815
2032-05-08 | 13 | 9847.8792
2032-05-08 | 14 | 9791.729
2032-05-08 | 15 | 9751.0277
2032-05-08 | 16 | 9713.6263
2032-05-08 | 17 | 9888.9564
2032-05-08 | 18 | 9954.9966
2032-05-08 | 19 | 9917.3771
2032-05-08 | 20 | 10002.8683
2032-05-08 | 21 | 10008.8122
2032-05-08 | 22 | 10125.0997
2032-05-08 | 23 | 10050.7145
2032-05-08 | 24 | 9847.4996
2032-05-09 | 1 | 9670.2259
2032-05-09 | 2 | 9519.6082
2032-05-09 | 3 | 9418.4182
2032-05-09 | 4 | 9383.8653
2032-05-09 | 5 | 9387.4035
2032-05-09 | 6 | 9293.0125
2032-05-09 | 7 | 9373.494
2032-05-09 | 8 | 9567.9723
2032-05-09 | 9 | 9760.6342
2032-05-09 | 10 | 9909.2581
2032-05-09 | 11 | 9876.0321
2032-05-09 | 12 | 9834.6769
2032-05-09 | 13 | 9791.8985
2032-05-09 | 14 | 9775.7401
2032-05-09 | 15 | 9736.968
2032-05-09 | 16 | 9741.2589
2032-05-09 | 17 | 9851.5007
2032-05-09 | 18 | 10034.6828
2032-05-09 | 19 | 10214.3846
2032-05-09 | 20 | 10255.3782
2032-05-09 | 21 | 10301.8705
2032-05-09 | 22 | 10379.638
2032-05-09 | 23 | 10297.4132
2032-05-09 | 24 | 10008.9779
2032-05-10 | 1 | 9798.7533
2032-05-10 | 2 | 9712.2316
2032-05-10 | 3 | 9602.7935
2032-05-10 | 4 | 9564.27
2032-05-10 | 5 | 9581.0159
2032-05-10 | 6 | 9551.8949
2032-05-10 | 7 | 9784.9626
2032-05-10 | 8 | 10236.3353
2032-05-10 | 9 | 10575.2016
2032-05-10 | 10 | 10642.1242
2032-05-10 | 11 | 10592.0217
2032-05-10 | 12 | 10504.2275
2032-05-10 | 13 | 10394.1296
2032-05-10 | 14 | 10387.1951
2032-05-10 | 15 | 10351.8391
2032-05-10 | 16 | 10316.3316
2032-05-10 | 17 | 10574.9713
2032-05-10 | 18 | 10558.4037
2032-05-10 | 19 | 10497.7634
2032-05-10 | 20 | 10592.9299
2032-05-10 | 21 | 10628.2796
2032-05-10 | 22 | 10651.455
2032-05-10 | 23 | 10483.9629
2032-05-10 | 24 | 10133.084
2032-05-11 | 1 | 9874.1611
2032-05-11 | 2 | 9665.5462
2032-05-11 | 3 | 9609.0048
2032-05-11 | 4 | 9524.9459
2032-05-11 | 5 | 9543.5127
2032-05-11 | 6 | 9526.4157
2032-05-11 | 7 | 9759.7529
2032-05-11 | 8 | 10275.0212
2032-05-11 | 9 | 10572.1013
2032-05-11 | 10 | 10641.2529
2032-05-11 | 11 | 10561.5633
2032-05-11 | 12 | 10459.7136
2032-05-11 | 13 | 10355.9511
2032-05-11 | 14 | 10389.8696
2032-05-11 | 15 | 10412.6249
2032-05-11 | 16 | 10315.815
2032-05-11 | 17 | 10387.4233
2032-05-11 | 18 | 10764.3578
2032-05-11 | 19 | 10684.709
2032-05-11 | 20 | 10771.4098
2032-05-11 | 21 | 10681.1976
2032-05-11 | 22 | 10700.5275
2032-05-11 | 23 | 10496.4708
2032-05-11 | 24 | 10138.1777
2032-05-12 | 1 | 9861.1718
2032-05-12 | 2 | 9658.4012
2032-05-12 | 3 | 9549.8732
2032-05-12 | 4 | 9542.126
2032-05-12 | 5 | 9553.617
2032-05-12 | 6 | 9543.9474
2032-05-12 | 7 | 9779.9886
2032-05-12 | 8 | 10201.6515
2032-05-12 | 9 | 10542.6563
2032-05-12 | 10 | 10596.1431
2032-05-12 | 11 | 10529.8326
2032-05-12 | 12 | 10424.966
2032-05-12 | 13 | 10293.4596
2032-05-12 | 14 | 10322.6091
2032-05-12 | 15 | 10295.2153
2032-05-12 | 16 | 10321.383
2032-05-12 | 17 | 10451.6429
2032-05-12 | 18 | 10638.6249
2032-05-12 | 19 | 10651.4082
2032-05-12 | 20 | 10609.0275
2032-05-12 | 21 | 10611.3968
2032-05-12 | 22 | 10577.8977
2032-05-12 | 23 | 10374.8483
2032-05-12 | 24 | 10024.7457
2032-05-13 | 1 | 9786.4126
2032-05-13 | 2 | 9622.9891
2032-05-13 | 3 | 9547.4761
2032-05-13 | 4 | 9490.7373
2032-05-13 | 5 | 9506.2007
2032-05-13 | 6 | 9501.778
2032-05-13 | 7 | 9658.8612
2032-05-13 | 8 | 10080.1118
2032-05-13 | 9 | 10439.0561
2032-05-13 | 10 | 10585.3995
2032-05-13 | 11 | 10668.2975
2032-05-13 | 12 | 10439.0264
2032-05-13 | 13 | 10326.7215
2032-05-13 | 14 | 10202.9713
2032-05-13 | 15 | 10190.6629
2032-05-13 | 16 | 10117.7642
2032-05-13 | 17 | 10135.2132
2032-05-13 | 18 | 10182.867
2032-05-13 | 19 | 10297.1417
2032-05-13 | 20 | 10308.7231
2032-05-13 | 21 | 10314.0121
2032-05-13 | 22 | 10335.4071
2032-05-13 | 23 | 10204.8758
2032-05-13 | 24 | 9933.6079
2032-05-14 | 1 | 9685.5624
2032-05-14 | 2 | 9502.3053
2032-05-14 | 3 | 9391.174
2032-05-14 | 4 | 9403.1505
2032-05-14 | 5 | 9435.2495
2032-05-14 | 6 | 9417.3348
2032-05-14 | 7 | 9592.5689
2032-05-14 | 8 | 9994.69
2032-05-14 | 9 | 10338.3495
2032-05-14 | 10 | 10419.6862
2032-05-14 | 11 | 10372.6311
2032-05-14 | 12 | 10333.4319
2032-05-14 | 13 | 10244.3309
2032-05-14 | 14 | 10140.5174
2032-05-14 | 15 | 10170.5431
2032-05-14 | 16 | 10185.0306
2032-05-14 | 17 | 10454.9896
2032-05-14 | 18 | 10465.5758
2032-05-14 | 19 | 10416.1282
2032-05-14 | 20 | 10297.8059
2032-05-14 | 21 | 10296.6219
2032-05-14 | 22 | 10319.3273
2032-05-14 | 23 | 10185.0911
2032-05-14 | 24 | 9890.5885
2032-05-15 | 1 | 9675.1244
2032-05-15 | 2 | 9537.9204
2032-05-15 | 3 | 9432.3796
2032-05-15 | 4 | 9377.5598
2032-05-15 | 5 | 9391.3066
2032-05-15 | 6 | 9326.4248
2032-05-15 | 7 | 9348.0817
2032-05-15 | 8 | 9506.904
2032-05-15 | 9 | 9687.3787
2032-05-15 | 10 | 9842.8986
2032-05-15 | 11 | 9795.5429
2032-05-15 | 12 | 9736.0559
2032-05-15 | 13 | 9785.1088
2032-05-15 | 14 | 9568.4897
2032-05-15 | 15 | 9640.3809
2032-05-15 | 16 | 9831.5147
2032-05-15 | 17 | 9969.8915
2032-05-15 | 18 | 10055.1716
2032-05-15 | 19 | 10045.0643
2032-05-15 | 20 | 9909.8246
2032-05-15 | 21 | 9920.3889
2032-05-15 | 22 | 10008.7234
2032-05-15 | 23 | 10023.572
2032-05-15 | 24 | 9844.8168
2032-05-16 | 1 | 9659.6883
2032-05-16 | 2 | 9432.0678
2032-05-16 | 3 | 9395.2328
2032-05-16 | 4 | 9318.3291
2032-05-16 | 5 | 9349.8717
2032-05-16 | 6 | 9328.5629
2032-05-16 | 7 | 9326.2638
2032-05-16 | 8 | 9354.216
2032-05-16 | 9 | 9439.6107
2032-05-16 | 10 | 9516.2838
2032-05-16 | 11 | 9512.5063
2032-05-16 | 12 | 9477.413
2032-05-16 | 13 | 9359.2106
2032-05-16 | 14 | 9709.9032
2032-05-16 | 15 | 9715.8341
2032-05-16 | 16 | 9635.8151
2032-05-16 | 17 | 9659.6808
2032-05-16 | 18 | 9721.309
2032-05-16 | 19 | 9801.1819
2032-05-16 | 20 | 9778.6175
2032-05-16 | 21 | 9848.5765
2032-05-16 | 22 | 9921.2435
2032-05-16 | 23 | 9855.1052
2032-05-16 | 24 | 9588.2561
2032-05-17 | 1 | 9371.5172
2032-05-17 | 2 | 9285.711
2032-05-17 | 3 | 9212.0956
2032-05-17 | 4 | 9233.3708
2032-05-17 | 5 | 9273.3088
2032-05-17 | 6 | 9345.7708
2032-05-17 | 7 | 9603.8095
2032-05-17 | 8 | 9911.5677
2032-05-17 | 9 | 10094.1582
2032-05-17 | 10 | 10089.1707
2032-05-17 | 11 | 10063.1255
2032-05-17 | 12 | 10037.7168
2032-05-17 | 13 | 9976.2272
2032-05-17 | 14 | 9963.3342
2032-05-17 | 15 | 9980.1834
2032-05-17 | 16 | 10042.1985
2032-05-17 | 17 | 10089.0902
2032-05-17 | 18 | 10097.7013
2032-05-17 | 19 | 10060.6571
2032-05-17 | 20 | 10078.2362
2032-05-17 | 21 | 10065.7569
2032-05-17 | 22 | 10046.6028
2032-05-17 | 23 | 9917.8389
2032-05-17 | 24 | 9628.3663
2032-05-18 | 1 | 9330.2283
2032-05-18 | 2 | 9197.1167
2032-05-18 | 3 | 9086.1947
2032-05-18 | 4 | 9044.0716
2032-05-18 | 5 | 9076.699
2032-05-18 | 6 | 9176.9718
2032-05-18 | 7 | 9499.4554
2032-05-18 | 8 | 9876.541
2032-05-18 | 9 | 10079.0081
2032-05-18 | 10 | 10123.0051
2032-05-18 | 11 | 10085.7748
2032-05-18 | 12 | 10034.2373
2032-05-18 | 13 | 9965.5013
2032-05-18 | 14 | 9967.9066
2032-05-18 | 15 | 9957.5359
2032-05-18 | 16 | 9962.8376
2032-05-18 | 17 | 10270.0299
2032-05-18 | 18 | 10192.1426
2032-05-18 | 19 | 10074.1839
2032-05-18 | 20 | 10112.0253
2032-05-18 | 21 | 10122.3508
2032-05-18 | 22 | 10094.4915
2032-05-18 | 23 | 9931.5822
2032-05-18 | 24 | 9600.8051
2032-05-19 | 1 | 9345.6602
2032-05-19 | 2 | 9132.2203
2032-05-19 | 3 | 9007.4806
2032-05-19 | 4 | 8979.6657
2032-05-19 | 5 | 9084.8717
2032-05-19 | 6 | 9147.3564
2032-05-19 | 7 | 9392.8698
2032-05-19 | 8 | 9744.617
2032-05-19 | 9 | 10017.0045
2032-05-19 | 10 | 10148.3776
2032-05-19 | 11 | 10123.0075
2032-05-19 | 12 | 10070.59
2032-05-19 | 13 | 9970.5317
2032-05-19 | 14 | 9921.0932
2032-05-19 | 15 | 10037.0613
2032-05-19 | 16 | 10079.8095
2032-05-19 | 17 | 10165.045
2032-05-19 | 18 | 10184.6299
2032-05-19 | 19 | 10127.3629
2032-05-19 | 20 | 10107.0403
2032-05-19 | 21 | 10097.3432
2032-05-19 | 22 | 10011.1845
2032-05-19 | 23 | 9837.8835
2032-05-19 | 24 | 9496.6925
2032-05-20 | 1 | 9290.7185
2032-05-20 | 2 | 9240.6039
2032-05-20 | 3 | 9161.431
2032-05-20 | 4 | 9084.3571
2032-05-20 | 5 | 9092.9583
2032-05-20 | 6 | 9163.7472
2032-05-20 | 7 | 9437.9379
2032-05-20 | 8 | 9855.7409
2032-05-20 | 9 | 10108.2322
2032-05-20 | 10 | 10178.0649
2032-05-20 | 11 | 10138.2603
2032-05-20 | 12 | 10077.9102
2032-05-20 | 13 | 9975.8096
2032-05-20 | 14 | 10057.4675
2032-05-20 | 15 | 10262.1017
2032-05-20 | 16 | 10396.342
2032-05-20 | 17 | 10341.727
2032-05-20 | 18 | 10248.0508
2032-05-20 | 19 | 10240.7084
2032-05-20 | 20 | 10144.1172
2032-05-20 | 21 | 10115.3746
2032-05-20 | 22 | 10075.5743
2032-05-20 | 23 | 9947.1612
2032-05-20 | 24 | 9645.1639
2032-05-21 | 1 | 9357.5684
2032-05-21 | 2 | 9166.5506
2032-05-21 | 3 | 9077.5518
2032-05-21 | 4 | 9052.2084
2032-05-21 | 5 | 9045.9212
2032-05-21 | 6 | 9076.383
2032-05-21 | 7 | 9382.5182
2032-05-21 | 8 | 9812.3572
2032-05-21 | 9 | 10059.2903
2032-05-21 | 10 | 10164.3935
2032-05-21 | 11 | 10215.8082
2032-05-21 | 12 | 10267.3951
2032-05-21 | 13 | 10256.7535
2032-05-21 | 14 | 10206.8944
2032-05-21 | 15 | 10050.9241
2032-05-21 | 16 | 9967.924
2032-05-21 | 17 | 9941.5918
2032-05-21 | 18 | 9992.9794
2032-05-21 | 19 | 9956.4828
2032-05-21 | 20 | 9985.1264
2032-05-21 | 21 | 9997.8459
2032-05-21 | 22 | 10007.3481
2032-05-21 | 23 | 9939.8123
2032-05-21 | 24 | 9648.2048
2032-05-22 | 1 | 9430.9954
2032-05-22 | 2 | 9277.069
2032-05-22 | 3 | 9158.7856
2032-05-22 | 4 | 9096.4944
2032-05-22 | 5 | 9076.9762
2032-05-22 | 6 | 9083.0097
2032-05-22 | 7 | 9110.4183
2032-05-22 | 8 | 9304.679
2032-05-22 | 9 | 9483.7632
2032-05-22 | 10 | 9629.6771
2032-05-22 | 11 | 9621.8513
2032-05-22 | 12 | 9597.9738
2032-05-22 | 13 | 9563.098
2032-05-22 | 14 | 9484.9779
2032-05-22 | 15 | 9387.2351
2032-05-22 | 16 | 9446.9568
2032-05-22 | 17 | 9448.6622
2032-05-22 | 18 | 9605.3372
2032-05-22 | 19 | 9725.7702
2032-05-22 | 20 | 9774.9139
2032-05-22 | 21 | 9843.3461
2032-05-22 | 22 | 9920.006
2032-05-22 | 23 | 9901.1836
2032-05-22 | 24 | 9672.328
2032-05-23 | 1 | 9473.2567
2032-05-23 | 2 | 9336.8769
2032-05-23 | 3 | 9324.4273
2032-05-23 | 4 | 9191.8713
2032-05-23 | 5 | 9193.7593
2032-05-23 | 6 | 9229.0491
2032-05-23 | 7 | 9258.9703
2032-05-23 | 8 | 9346.0182
2032-05-23 | 9 | 9429.1994
2032-05-23 | 10 | 9585.3511
2032-05-23 | 11 | 9598.1674
2032-05-23 | 12 | 9592.3184
2032-05-23 | 13 | 9586.9183
2032-05-23 | 14 | 9559.2668
2032-05-23 | 15 | 9468.414
2032-05-23 | 16 | 9502.9115
2032-05-23 | 17 | 9617.275
2032-05-23 | 18 | 9783.1002
2032-05-23 | 19 | 9992.0389
2032-05-23 | 20 | 10092.796
2032-05-23 | 21 | 10176.0128
2032-05-23 | 22 | 10192.8783
2032-05-23 | 23 | 10153.6922
2032-05-23 | 24 | 9908.5766
2032-05-24 | 1 | 9677.6913
2032-05-24 | 2 | 9591.4165
2032-05-24 | 3 | 9496.5432
2032-05-24 | 4 | 9468.441
2032-05-24 | 5 | 9457.9292
2032-05-24 | 6 | 9361.8339
2032-05-24 | 7 | 9355.9836
2032-05-24 | 8 | 9512.7531
2032-05-24 | 9 | 9732.516
2032-05-24 | 10 | 9941.191
2032-05-24 | 11 | 9984.4431
2032-05-24 | 12 | 9842.7929
2032-05-24 | 13 | 9756.3915
2032-05-24 | 14 | 9652.5125
2032-05-24 | 15 | 9557.2473
2032-05-24 | 16 | 9541.361
2032-05-24 | 17 | 9672.5145
2032-05-24 | 18 | 9763.9923
2032-05-24 | 19 | 9870.0358
2032-05-24 | 20 | 9943.232
2032-05-24 | 21 | 9928.1674
2032-05-24 | 22 | 9948.5456
2032-05-24 | 23 | 10011.1891
2032-05-24 | 24 | 9860.6856
2032-05-25 | 1 | 9752.9994
2032-05-25 | 2 | 9708.6341
2032-05-25 | 3 | 9677.772
2032-05-25 | 4 | 9626.1832
2032-05-25 | 5 | 9619.2768
2032-05-25 | 6 | 9652.6478
2032-05-25 | 7 | 9849.7699
2032-05-25 | 8 | 10114.3052
2032-05-25 | 9 | 10272.1182
2032-05-25 | 10 | 10216.459
2032-05-25 | 11 | 10191.8269
2032-05-25 | 12 | 10229.3588
2032-05-25 | 13 | 10255.4263
2032-05-25 | 14 | 10167.3056
2032-05-25 | 15 | 10078.2576
2032-05-25 | 16 | 9814.9508
2032-05-25 | 17 | 9907.4398
2032-05-25 | 18 | 9932.8378
2032-05-25 | 19 | 10056.4188
2032-05-25 | 20 | 10010.5825
2032-05-25 | 21 | 10053.0158
2032-05-25 | 22 | 10023.9128
2032-05-25 | 23 | 9985.4954
2032-05-25 | 24 | 9751.6328
2032-05-26 | 1 | 9532.7819
2032-05-26 | 2 | 9310.5334
2032-05-26 | 3 | 9236.5986
2032-05-26 | 4 | 9218.0354
2032-05-26 | 5 | 9216.7852
2032-05-26 | 6 | 9336.5014
2032-05-26 | 7 | 9553.4064
2032-05-26 | 8 | 9891.6101
2032-05-26 | 9 | 10106.1092
2032-05-26 | 10 | 10126.6245
2032-05-26 | 11 | 10065.675
2032-05-26 | 12 | 9951.1609
2032-05-26 | 13 | 9867.4566
2032-05-26 | 14 | 9843.3046
2032-05-26 | 15 | 9840.9212
2032-05-26 | 16 | 9835.5135
2032-05-26 | 17 | 9902.9107
2032-05-26 | 18 | 9985.4105
2032-05-26 | 19 | 9985.097
2032-05-26 | 20 | 10032.1276
2032-05-26 | 21 | 10070.7406
2032-05-26 | 22 | 10016.0246
2032-05-26 | 23 | 9917.8472
2032-05-26 | 24 | 9611.3125
2032-05-27 | 1 | 9350.8129
2032-05-27 | 2 | 9243.0693
2032-05-27 | 3 | 9143.368
2032-05-27 | 4 | 9132.5502
2032-05-27 | 5 | 9124.3575
2032-05-27 | 6 | 9209.7999
2032-05-27 | 7 | 9437.8561
2032-05-27 | 8 | 9819.4616
2032-05-27 | 9 | 10076.0807
2032-05-27 | 10 | 10143.651
2032-05-27 | 11 | 10126.8473
2032-05-27 | 12 | 10172.5922
2032-05-27 | 13 | 10241.3015
2032-05-27 | 14 | 10293.6103
2032-05-27 | 15 | 10211.5114
2032-05-27 | 16 | 10193.2865
2032-05-27 | 17 | 10186.8007
2032-05-27 | 18 | 10082.0689
2032-05-27 | 19 | 10054.2497
2032-05-27 | 20 | 10043.2066
2032-05-27 | 21 | 10027.7312
2032-05-27 | 22 | 9967.5155
2032-05-27 | 23 | 9905.7539
2032-05-27 | 24 | 9624.8381
2032-05-28 | 1 | 9417.2478
2032-05-28 | 2 | 9215.8693
2032-05-28 | 3 | 9095.9183
2032-05-28 | 4 | 9050.7502
2032-05-28 | 5 | 9073.0792
2032-05-28 | 6 | 9168.3672
2032-05-28 | 7 | 9434.9165
2032-05-28 | 8 | 9792.0565
2032-05-28 | 9 | 10073.1717
2032-05-28 | 10 | 10206.3743
2032-05-28 | 11 | 10163.5639
2032-05-28 | 12 | 10090.4274
2032-05-28 | 13 | 10015.3619
2032-05-28 | 14 | 9987.4522
2032-05-28 | 15 | 9995.7171
2032-05-28 | 16 | 9988.505
2032-05-28 | 17 | 10031.5871
2032-05-28 | 18 | 10081.5517
2032-05-28 | 19 | 9992.128
2032-05-28 | 20 | 10072.7508
2032-05-28 | 21 | 10100.1321
2032-05-28 | 22 | 10032.3519
2032-05-28 | 23 | 9907.773
2032-05-28 | 24 | 9645.0186
2032-05-29 | 1 | 9386.3009
2032-05-29 | 2 | 9211.2726
2032-05-29 | 3 | 9056.4586
2032-05-29 | 4 | 8999.5145
2032-05-29 | 5 | 9012.5492
2032-05-29 | 6 | 9022.5167
2032-05-29 | 7 | 9075.0875
2032-05-29 | 8 | 9208.9381
2032-05-29 | 9 | 9435.9951
2032-05-29 | 10 | 9626.2867
2032-05-29 | 11 | 9696.3985
2032-05-29 | 12 | 9743.302
2032-05-29 | 13 | 9649.5129
2032-05-29 | 14 | 9645.2008
2032-05-29 | 15 | 9622.6839
2032-05-29 | 16 | 9635.5596
2032-05-29 | 17 | 9675.5725
2032-05-29 | 18 | 9804.6709
2032-05-29 | 19 | 9822.0197
2032-05-29 | 20 | 9892.9129
2032-05-29 | 21 | 9908.4294
2032-05-29 | 22 | 9834.5268
2032-05-29 | 23 | 9776.2277
2032-05-29 | 24 | 9524.9294
2032-05-30 | 1 | 9292.8506
2032-05-30 | 2 | 9194.5
2032-05-30 | 3 | 9098.1977
2032-05-30 | 4 | 9048.5034
2032-05-30 | 5 | 8950.3986
2032-05-30 | 6 | 8949.2687
2032-05-30 | 7 | 8970.184
2032-05-30 | 8 | 9149.3049
2032-05-30 | 9 | 9330.3098
2032-05-30 | 10 | 9572.3812
2032-05-30 | 11 | 9764.7526
2032-05-30 | 12 | 9875.867
2032-05-30 | 13 | 9974.1964
2032-05-30 | 14 | 10053.2524
2032-05-30 | 15 | 10160.8374
2032-05-30 | 16 | 10300.2554
2032-05-30 | 17 | 10385.1394
2032-05-30 | 18 | 10469.1681
2032-05-30 | 19 | 10471.0453
2032-05-30 | 20 | 10437.6797
2032-05-30 | 21 | 10350.2421
2032-05-30 | 22 | 10199.7629
2032-05-30 | 23 | 10079.4427
2032-05-30 | 24 | 9736.0595
2032-05-31 | 1 | 9478.3335
2032-05-31 | 2 | 9373.3712
2032-05-31 | 3 | 9252.8933
2032-05-31 | 4 | 9196.4803
2032-05-31 | 5 | 9201.0121
2032-05-31 | 6 | 9280.5922
2032-05-31 | 7 | 9547.13
2032-05-31 | 8 | 10041.5825
2032-05-31 | 9 | 10412.9787
2032-05-31 | 10 | 10571.9464
2032-05-31 | 11 | 10742.4566
2032-05-31 | 12 | 10804.2932
2032-05-31 | 13 | 10792.2826
2032-05-31 | 14 | 10632.3804
2032-05-31 | 15 | 10798.0755
2032-05-31 | 16 | 11101.1402
2032-05-31 | 17 | 10736.1173
2032-05-31 | 18 | 10686.3204
2032-05-31 | 19 | 10582.7407
2032-05-31 | 20 | 10477.8975
2032-05-31 | 21 | 10414.7645
2032-05-31 | 22 | 10253.6727
2032-05-31 | 23 | 10090.0956
2032-05-31 | 24 | 9789.2399
2032-06-01 | 1 | 9521.6387
2032-06-01 | 2 | 9416.511
2032-06-01 | 3 | 9308.9769
2032-06-01 | 4 | 9262.72
2032-06-01 | 5 | 9311.6501
2032-06-01 | 6 | 9410.2447
2032-06-01 | 7 | 9653.9266
2032-06-01 | 8 | 10145.6836
2032-06-01 | 9 | 10408.4897
2032-06-01 | 10 | 10442.8542
2032-06-01 | 11 | 10389.2738
2032-06-01 | 12 | 10358.7336
2032-06-01 | 13 | 10286.8276
2032-06-01 | 14 | 10272.6278
2032-06-01 | 15 | 10231.9954
2032-06-01 | 16 | 10428.6901
2032-06-01 | 17 | 10380.8181
2032-06-01 | 18 | 10663.2544
2032-06-01 | 19 | 10381.5626
2032-06-01 | 20 | 10320.7026
2032-06-01 | 21 | 10350.5832
2032-06-01 | 22 | 10208.39
2032-06-01 | 23 | 10116.4419
2032-06-01 | 24 | 9760.4191
2032-06-02 | 1 | 9477.2454
2032-06-02 | 2 | 9281.7884
2032-06-02 | 3 | 9186.0651
2032-06-02 | 4 | 9144.0561
2032-06-02 | 5 | 9138.9672
2032-06-02 | 6 | 9236.5285
2032-06-02 | 7 | 9476.3286
2032-06-02 | 8 | 9915.5232
2032-06-02 | 9 | 10236.6613
2032-06-02 | 10 | 10420.3387
2032-06-02 | 11 | 10410.3112
2032-06-02 | 12 | 10376.2137
2032-06-02 | 13 | 10303.0116
2032-06-02 | 14 | 10363.3269
2032-06-02 | 15 | 10367.0053
2032-06-02 | 16 | 10419.0489
2032-06-02 | 17 | 10488.6882
2032-06-02 | 18 | 10591.8906
2032-06-02 | 19 | 10483.0247
2032-06-02 | 20 | 10520.8107
2032-06-02 | 21 | 10486.5872
2032-06-02 | 22 | 10310.193
2032-06-02 | 23 | 10150.4171
2032-06-02 | 24 | 9749.0544
2032-06-03 | 1 | 9528.9299
2032-06-03 | 2 | 9328.6412
2032-06-03 | 3 | 9267.3111
2032-06-03 | 4 | 9227.9974
2032-06-03 | 5 | 9233.5836
2032-06-03 | 6 | 9322.9406
2032-06-03 | 7 | 9549.5489
2032-06-03 | 8 | 9991.7428
2032-06-03 | 9 | 10302.2379
2032-06-03 | 10 | 10411.7481
2032-06-03 | 11 | 10433.137
2032-06-03 | 12 | 10414.3768
2032-06-03 | 13 | 10373.2579
2032-06-03 | 14 | 10409.9218
2032-06-03 | 15 | 10420.7189
2032-06-03 | 16 | 10467.3516
2032-06-03 | 17 | 10497.2675
2032-06-03 | 18 | 10569.8647
2032-06-03 | 19 | 10482.7381
2032-06-03 | 20 | 10526.0623
2032-06-03 | 21 | 10527.6323
2032-06-03 | 22 | 10415.6299
2032-06-03 | 23 | 10260.3327
2032-06-03 | 24 | 9854.9843
2032-06-04 | 1 | 9590.8812
2032-06-04 | 2 | 9413.2933
2032-06-04 | 3 | 9342.7617
2032-06-04 | 4 | 9288.838
2032-06-04 | 5 | 9307.8306
2032-06-04 | 6 | 9422.6236
2032-06-04 | 7 | 9629.7852
2032-06-04 | 8 | 10078.8921
2032-06-04 | 9 | 10359.8114
2032-06-04 | 10 | 10512.4083
2032-06-04 | 11 | 10524.3718
2032-06-04 | 12 | 10502.0609
2032-06-04 | 13 | 10512.4383
2032-06-04 | 14 | 10667.7426
2032-06-04 | 15 | 10499.9001
2032-06-04 | 16 | 10637.9264
2032-06-04 | 17 | 10646.4534
2032-06-04 | 18 | 10432.4477
2032-06-04 | 19 | 10350.9858
2032-06-04 | 20 | 10406.2388
2032-06-04 | 21 | 10349.4233
2032-06-04 | 22 | 10208.1288
2032-06-04 | 23 | 10087.6369
2032-06-04 | 24 | 9775.4179
2032-06-05 | 1 | 9512.5803
2032-06-05 | 2 | 9352.4212
2032-06-05 | 3 | 9238.3181
2032-06-05 | 4 | 9178.0183
2032-06-05 | 5 | 9154.7376
2032-06-05 | 6 | 9160.0512
2032-06-05 | 7 | 9163.2709
2032-06-05 | 8 | 9333.0037
2032-06-05 | 9 | 9540.3809
2032-06-05 | 10 | 9749.2874
2032-06-05 | 11 | 9839.7709
2032-06-05 | 12 | 9956.9258
2032-06-05 | 13 | 9811.2793
2032-06-05 | 14 | 9824.0015
2032-06-05 | 15 | 9821.9373
2032-06-05 | 16 | 9836.3309
2032-06-05 | 17 | 9885.483
2032-06-05 | 18 | 9998.6362
2032-06-05 | 19 | 10038.7724
2032-06-05 | 20 | 10098.4626
2032-06-05 | 21 | 10121.2092
2032-06-05 | 22 | 10028.8423
2032-06-05 | 23 | 10004.6745
2032-06-05 | 24 | 9751.255
2032-06-06 | 1 | 9501.0681
2032-06-06 | 2 | 9316.4167
2032-06-06 | 3 | 9193.4932
2032-06-06 | 4 | 9178.1697
2032-06-06 | 5 | 9111.0871
2032-06-06 | 6 | 9153.3648
2032-06-06 | 7 | 9153.5215
2032-06-06 | 8 | 9265.6565
2032-06-06 | 9 | 9485.4818
2032-06-06 | 10 | 9745.9104
2032-06-06 | 11 | 9847.0347
2032-06-06 | 12 | 9929.9228
2032-06-06 | 13 | 9920.7124
2032-06-06 | 14 | 9916.2157
2032-06-06 | 15 | 9933.0174
2032-06-06 | 16 | 9946.084
2032-06-06 | 17 | 10037.7951
2032-06-06 | 18 | 10157.6683
2032-06-06 | 19 | 10137.5427
2032-06-06 | 20 | 10181.4481
2032-06-06 | 21 | 10243.1439
2032-06-06 | 22 | 10096.4248
2032-06-06 | 23 | 10048.5247
2032-06-06 | 24 | 9766.1864
2032-06-07 | 1 | 9504.4686
2032-06-07 | 2 | 9357.5325
2032-06-07 | 3 | 9284.5867
2032-06-07 | 4 | 9250.6063
2032-06-07 | 5 | 9254.1472
2032-06-07 | 6 | 9359.4266
2032-06-07 | 7 | 9603.1069
2032-06-07 | 8 | 10045.9569
2032-06-07 | 9 | 10325.4776
2032-06-07 | 10 | 10477.694
2032-06-07 | 11 | 10458.0201
2032-06-07 | 12 | 10534.1376
2032-06-07 | 13 | 10684.74
2032-06-07 | 14 | 10632.6221
2032-06-07 | 15 | 10645.4669
2032-06-07 | 16 | 10623.9783
2032-06-07 | 17 | 10688.5643
2032-06-07 | 18 | 10769.055
2032-06-07 | 19 | 10596.6952
2032-06-07 | 20 | 10522.6459
2032-06-07 | 21 | 10499.249
2032-06-07 | 22 | 10374.89
2032-06-07 | 23 | 10238.0866
2032-06-07 | 24 | 9881.1686
2032-06-08 | 1 | 9610.0169
2032-06-08 | 2 | 9411.0963
2032-06-08 | 3 | 9287.2171
2032-06-08 | 4 | 9245.5973
2032-06-08 | 5 | 9244.3582
2032-06-08 | 6 | 9343.7048
2032-06-08 | 7 | 9581.8452
2032-06-08 | 8 | 10022.3594
2032-06-08 | 9 | 10290.0208
2032-06-08 | 10 | 10430.3342
2032-06-08 | 11 | 10442.6471
2032-06-08 | 12 | 10475.6917
2032-06-08 | 13 | 10381.1658
2032-06-08 | 14 | 10399.6656
2032-06-08 | 15 | 10400.9304
2032-06-08 | 16 | 10541.1234
2032-06-08 | 17 | 10531.914
2032-06-08 | 18 | 10500.9879
2032-06-08 | 19 | 10418.3096
2032-06-08 | 20 | 10357.1572
2032-06-08 | 21 | 10291.3645
2032-06-08 | 22 | 10140.8027
2032-06-08 | 23 | 10054.8792
2032-06-08 | 24 | 9737.845
2032-06-09 | 1 | 9466.0624
2032-06-09 | 2 | 9263.558
2032-06-09 | 3 | 9159.33
2032-06-09 | 4 | 9147.847
2032-06-09 | 5 | 9147.2005
2032-06-09 | 6 | 9237.8054
2032-06-09 | 7 | 9422.9539
2032-06-09 | 8 | 9873.1921
2032-06-09 | 9 | 10149.7326
2032-06-09 | 10 | 10262.5346
2032-06-09 | 11 | 10363.5091
2032-06-09 | 12 | 10464.1528
2032-06-09 | 13 | 10432.5271
2032-06-09 | 14 | 10415.749
2032-06-09 | 15 | 10372.37
2032-06-09 | 16 | 10410.016
2032-06-09 | 17 | 10345.0679
2032-06-09 | 18 | 10483.6419
2032-06-09 | 19 | 10401.5465
2032-06-09 | 20 | 10325.0394
2032-06-09 | 21 | 10235.5883
2032-06-09 | 22 | 10141.73
2032-06-09 | 23 | 10076.8821
2032-06-09 | 24 | 9733.5248
2032-06-10 | 1 | 9452.0202
2032-06-10 | 2 | 9300.4731
2032-06-10 | 3 | 9201.461
2032-06-10 | 4 | 9159.1346
2032-06-10 | 5 | 9197.7004
2032-06-10 | 6 | 9289.926
2032-06-10 | 7 | 9458.6885
2032-06-10 | 8 | 9940.4733
2032-06-10 | 9 | 10275.8672
2032-06-10 | 10 | 10393.3337
2032-06-10 | 11 | 10367.2467
2032-06-10 | 12 | 10315.5166
2032-06-10 | 13 | 10212.7405
2032-06-10 | 14 | 10199.4234
2032-06-10 | 15 | 10602.619
2032-06-10 | 16 | 10379.927
2032-06-10 | 17 | 10361.108
2032-06-10 | 18 | 10367.6109
2032-06-10 | 19 | 10348.1388
2032-06-10 | 20 | 10401.3166
2032-06-10 | 21 | 10361.139
2032-06-10 | 22 | 10259.8947
2032-06-10 | 23 | 10151.6933
2032-06-10 | 24 | 9905.2083
2032-06-11 | 1 | 9593.6416
2032-06-11 | 2 | 9466.0166
2032-06-11 | 3 | 9308.923
2032-06-11 | 4 | 9230.914
2032-06-11 | 5 | 9265.1502
2032-06-11 | 6 | 9333.6524
2032-06-11 | 7 | 9548.1231
2032-06-11 | 8 | 9985.3768
2032-06-11 | 9 | 10282.6858
2032-06-11 | 10 | 10418.1875
2032-06-11 | 11 | 10327.4324
2032-06-11 | 12 | 10293.7968
2032-06-11 | 13 | 10236.7542
2032-06-11 | 14 | 10217.4779
2032-06-11 | 15 | 10199.6337
2032-06-11 | 16 | 10261.4671
2032-06-11 | 17 | 10363.6648
2032-06-11 | 18 | 10386.0315
2032-06-11 | 19 | 10217.1769
2032-06-11 | 20 | 10231.361
2032-06-11 | 21 | 10226.4119
2032-06-11 | 22 | 10104.3545
2032-06-11 | 23 | 10042.0491
2032-06-11 | 24 | 9755.2271
2032-06-12 | 1 | 9492.091
2032-06-12 | 2 | 9314.7217
2032-06-12 | 3 | 9185.4154
2032-06-12 | 4 | 9109.4954
2032-06-12 | 5 | 9133.949
2032-06-12 | 6 | 9162.439
2032-06-12 | 7 | 9179.6827
2032-06-12 | 8 | 9330.6512
2032-06-12 | 9 | 9555.9681
2032-06-12 | 10 | 9733.7663
2032-06-12 | 11 | 9763.8763
2032-06-12 | 12 | 9744.3204
2032-06-12 | 13 | 9889.5455
2032-06-12 | 14 | 9902.6804
2032-06-12 | 15 | 9743.2883
2032-06-12 | 16 | 9808.9206
2032-06-12 | 17 | 9694.9937
2032-06-12 | 18 | 9815.5562
2032-06-12 | 19 | 9806.6886
2032-06-12 | 20 | 9846.4139
2032-06-12 | 21 | 9869.6245
2032-06-12 | 22 | 9820.9458
2032-06-12 | 23 | 9839.7947
2032-06-12 | 24 | 9621.0372
2032-06-13 | 1 | 9407.3223
2032-06-13 | 2 | 9247.9541
2032-06-13 | 3 | 9151.678
2032-06-13 | 4 | 9107.8994
2032-06-13 | 5 | 9072.4566
2032-06-13 | 6 | 9056.4426
2032-06-13 | 7 | 9031.1588
2032-06-13 | 8 | 9160.2351
2032-06-13 | 9 | 9343.4598
2032-06-13 | 10 | 9585.3703
2032-06-13 | 11 | 9642.7458
2032-06-13 | 12 | 9636.5258
2032-06-13 | 13 | 9726.3239
2032-06-13 | 14 | 9637.4385
2032-06-13 | 15 | 9669.7405
2032-06-13 | 16 | 9741.4354
2032-06-13 | 17 | 9880.6552
2032-06-13 | 18 | 10052.0461
2032-06-13 | 19 | 10085.0398
2032-06-13 | 20 | 10159.0856
2032-06-13 | 21 | 10193.4034
2032-06-13 | 22 | 10063.5287
2032-06-13 | 23 | 9974.6346
2032-06-13 | 24 | 9697.5846
2032-06-14 | 1 | 9432.9101
2032-06-14 | 2 | 9305.97
2032-06-14 | 3 | 9205.8647
2032-06-14 | 4 | 9153.9161
2032-06-14 | 5 | 9168.2784
2032-06-14 | 6 | 9273.4739
2032-06-14 | 7 | 9509.6334
2032-06-14 | 8 | 9952.8213
2032-06-14 | 9 | 10313.5801
2032-06-14 | 10 | 10423.343
2032-06-14 | 11 | 10376.7385
2032-06-14 | 12 | 10356.1066
2032-06-14 | 13 | 10315.7727
2032-06-14 | 14 | 10305.4458
2032-06-14 | 15 | 10286.4042
2032-06-14 | 16 | 10314.8952
2032-06-14 | 17 | 10353.4686
2032-06-14 | 18 | 10442.0265
2032-06-14 | 19 | 10361.3895
2032-06-14 | 20 | 10424.0698
2032-06-14 | 21 | 10364.4695
2032-06-14 | 22 | 10229.7718
2032-06-14 | 23 | 10109.1136
2032-06-14 | 24 | 9779.1304
2032-06-15 | 1 | 9501.3513
2032-06-15 | 2 | 9309.4141
2032-06-15 | 3 | 9211.4717
2032-06-15 | 4 | 9161.397
2032-06-15 | 5 | 9211.2056
2032-06-15 | 6 | 9333.373
2032-06-15 | 7 | 9554.3491
2032-06-15 | 8 | 9995.9701
2032-06-15 | 9 | 10288.8121
2032-06-15 | 10 | 10361.6434
2032-06-15 | 11 | 10298.5825
2032-06-15 | 12 | 10213.8123
2032-06-15 | 13 | 10222.4758
2032-06-15 | 14 | 10206.3273
2032-06-15 | 15 | 10146.6775
2032-06-15 | 16 | 10151.5514
2032-06-15 | 17 | 10215.4903
2032-06-15 | 18 | 10284.1522
2032-06-15 | 19 | 10246.042
2032-06-15 | 20 | 10276.0789
2032-06-15 | 21 | 10303.5736
2032-06-15 | 22 | 10170.8502
2032-06-15 | 23 | 10057.2474
2032-06-15 | 24 | 9726.2739
2032-06-16 | 1 | 9448.6553
2032-06-16 | 2 | 9309.8362
2032-06-16 | 3 | 9257.1985
2032-06-16 | 4 | 9181.9845
2032-06-16 | 5 | 9214.6834
2032-06-16 | 6 | 9282.648
2032-06-16 | 7 | 9508.1931
2032-06-16 | 8 | 9943.1174
2032-06-16 | 9 | 10244.1102
2032-06-16 | 10 | 10348.6841
2032-06-16 | 11 | 10340.584
2032-06-16 | 12 | 10312.6606
2032-06-16 | 13 | 10216.4721
2032-06-16 | 14 | 10197.3578
2032-06-16 | 15 | 10187.3435
2032-06-16 | 16 | 10178.8521
2032-06-16 | 17 | 10253.4357
2032-06-16 | 18 | 10307.3059
2032-06-16 | 19 | 10281.3345
2032-06-16 | 20 | 10302.5064
2032-06-16 | 21 | 10312.3053
2032-06-16 | 22 | 10152.7536
2032-06-16 | 23 | 10097.8965
2032-06-16 | 24 | 9811.8173
2032-06-17 | 1 | 9536.8781
2032-06-17 | 2 | 9399.6688
2032-06-17 | 3 | 9305.3586
2032-06-17 | 4 | 9264.9439
2032-06-17 | 5 | 9223.3177
2032-06-17 | 6 | 9319.0056
2032-06-17 | 7 | 9527.9704
2032-06-17 | 8 | 9916.9028
2032-06-17 | 9 | 10231.1732
2032-06-17 | 10 | 10331.5507
2032-06-17 | 11 | 10319.1878
2032-06-17 | 12 | 10281.9575
2032-06-17 | 13 | 10227.6299
2032-06-17 | 14 | 10200.19
2032-06-17 | 15 | 10219.9646
2032-06-17 | 16 | 10219.5436
2032-06-17 | 17 | 10285.621
2032-06-17 | 18 | 10611.5484
2032-06-17 | 19 | 10462.6449
2032-06-17 | 20 | 10368.3248
2032-06-17 | 21 | 10253.3786
2032-06-17 | 22 | 10169.1646
2032-06-17 | 23 | 10104.1307
2032-06-17 | 24 | 9812.313
2032-06-18 | 1 | 9548.9205
2032-06-18 | 2 | 9377.6389
2032-06-18 | 3 | 9278.1312
2032-06-18 | 4 | 9241.373
2032-06-18 | 5 | 9242.4347
2032-06-18 | 6 | 9320.2826
2032-06-18 | 7 | 9520.4212
2032-06-18 | 8 | 9911.8652
2032-06-18 | 9 | 10213.4014
2032-06-18 | 10 | 10342.8323
2032-06-18 | 11 | 10461.3851
2032-06-18 | 12 | 10518.8014
2032-06-18 | 13 | 10566.1461
2032-06-18 | 14 | 10606.2851
2032-06-18 | 15 | 10603.1269
2032-06-18 | 16 | 10479.5619
2032-06-18 | 17 | 10464.9895
2032-06-18 | 18 | 10385.2919
2032-06-18 | 19 | 10275.8018
2032-06-18 | 20 | 10256.714
2032-06-18 | 21 | 10277.6741
2032-06-18 | 22 | 10161.4258
2032-06-18 | 23 | 10072.222
2032-06-18 | 24 | 9786.8862
2032-06-19 | 1 | 9542.8352
2032-06-19 | 2 | 9353.0626
2032-06-19 | 3 | 9258.7955
2032-06-19 | 4 | 9212.577
2032-06-19 | 5 | 9146.6352
2032-06-19 | 6 | 9161.0089
2032-06-19 | 7 | 9175.4312
2032-06-19 | 8 | 9373.6528
2032-06-19 | 9 | 9610.0029
2032-06-19 | 10 | 9895.5899
2032-06-19 | 11 | 10117.149
2032-06-19 | 12 | 10204.6547
2032-06-19 | 13 | 10135.0694
2032-06-19 | 14 | 10127.9505
2032-06-19 | 15 | 9972.1246
2032-06-19 | 16 | 10105.5214
2032-06-19 | 17 | 10135.7742
2032-06-19 | 18 | 10359.0649
2032-06-19 | 19 | 10125.5114
2032-06-19 | 20 | 10112.541
2032-06-19 | 21 | 10092.2534
2032-06-19 | 22 | 9994.1615
2032-06-19 | 23 | 9979.6056
2032-06-19 | 24 | 9770.0594
2032-06-20 | 1 | 9518.0716
2032-06-20 | 2 | 9324.7335
2032-06-20 | 3 | 9234.0572
2032-06-20 | 4 | 9213.6347
2032-06-20 | 5 | 9146.4794
2032-06-20 | 6 | 9151.4272
2032-06-20 | 7 | 9200.9322
2032-06-20 | 8 | 9331.4077
2032-06-20 | 9 | 9464.2936
2032-06-20 | 10 | 9659.2206
2032-06-20 | 11 | 9769.4386
2032-06-20 | 12 | 9865.9159
2032-06-20 | 13 | 9977.8271
2032-06-20 | 14 | 10064.3066
2032-06-20 | 15 | 10233.8945
2032-06-20 | 16 | 10285.4517
2032-06-20 | 17 | 10266.6982
2032-06-20 | 18 | 10366.0467
2032-06-20 | 19 | 10263.9787
2032-06-20 | 20 | 10254.8501
2032-06-20 | 21 | 10211.2499
2032-06-20 | 22 | 10051.7184
2032-06-20 | 23 | 10002.5011
2032-06-20 | 24 | 9700.7481
2032-06-21 | 1 | 9425.4039
2032-06-21 | 2 | 9339.5991
2032-06-21 | 3 | 9260.9834
2032-06-21 | 4 | 9271.0012
2032-06-21 | 5 | 9233.8188
2032-06-21 | 6 | 9336.2509
2032-06-21 | 7 | 9564.3174
2032-06-21 | 8 | 10005.5554
2032-06-21 | 9 | 10265.6813
2032-06-21 | 10 | 10428.1104
2032-06-21 | 11 | 10569.673
2032-06-21 | 12 | 10634.7267
2032-06-21 | 13 | 10530.7741
2032-06-21 | 14 | 10564.8666
2032-06-21 | 15 | 10689.2432
2032-06-21 | 16 | 10491.6864
2032-06-21 | 17 | 10553.6951
2032-06-21 | 18 | 10617.9862
2032-06-21 | 19 | 10572.3824
2032-06-21 | 20 | 10462.5917
2032-06-21 | 21 | 10451.1543
2032-06-21 | 22 | 10309.0241
2032-06-21 | 23 | 10144.3695
2032-06-21 | 24 | 9832.445
2032-06-22 | 1 | 9565.151
2032-06-22 | 2 | 9366.7709
2032-06-22 | 3 | 9258.6796
2032-06-22 | 4 | 9215.4237
2032-06-22 | 5 | 9230.2139
2032-06-22 | 6 | 9342.9261
2032-06-22 | 7 | 9573.3011
2032-06-22 | 8 | 10033.7929
2032-06-22 | 9 | 10330.3887
2032-06-22 | 10 | 10492.6091
2032-06-22 | 11 | 10570.8685
2032-06-22 | 12 | 10573.3528
2032-06-22 | 13 | 10562.7402
2032-06-22 | 14 | 10546.3579
2032-06-22 | 15 | 10553.895
2032-06-22 | 16 | 10589.7612
2032-06-22 | 17 | 10618.434
2032-06-22 | 18 | 10647.6618
2032-06-22 | 19 | 10539.3053
2032-06-22 | 20 | 10561.1335
2032-06-22 | 21 | 10553.9128
2032-06-22 | 22 | 10387.652
2032-06-22 | 23 | 10168.4166
2032-06-22 | 24 | 9822.0745
2032-06-23 | 1 | 9563.3738
2032-06-23 | 2 | 9376.7596
2032-06-23 | 3 | 9278.2064
2032-06-23 | 4 | 9231.1283
2032-06-23 | 5 | 9204.0324
2032-06-23 | 6 | 9365.279
2032-06-23 | 7 | 9584.6473
2032-06-23 | 8 | 10036.6942
2032-06-23 | 9 | 10366.9855
2032-06-23 | 10 | 10538.9189
2032-06-23 | 11 | 10562.012
2032-06-23 | 12 | 10528.2378
2032-06-23 | 13 | 10556.6164
2032-06-23 | 14 | 10575.0132
2032-06-23 | 15 | 10611.3942
2032-06-23 | 16 | 10748.1117
2032-06-23 | 17 | 10782.4054
2032-06-23 | 18 | 10790.005
2032-06-23 | 19 | 10885.553
2032-06-23 | 20 | 10745.1476
2032-06-23 | 21 | 10737.9666
2032-06-23 | 22 | 10615.4718
2032-06-23 | 23 | 10467.4713
2032-06-23 | 24 | 10077.3032
2032-06-24 | 1 | 9760.5814
2032-06-24 | 2 | 9542.221
2032-06-24 | 3 | 9500.2287
2032-06-24 | 4 | 9455.7117
2032-06-24 | 5 | 9434.8695
2032-06-24 | 6 | 9525.7554
2032-06-24 | 7 | 9778.6997
2032-06-24 | 8 | 10241.5126
2032-06-24 | 9 | 10541.4322
2032-06-24 | 10 | 10734.2368
2032-06-24 | 11 | 10838.3767
2032-06-24 | 12 | 10949.8808
2032-06-24 | 13 | 10959.9565
2032-06-24 | 14 | 11069.2772
2032-06-24 | 15 | 11299.5786
2032-06-24 | 16 | 11307.3947
2032-06-24 | 17 | 11553.9731
2032-06-24 | 18 | 11347.8148
2032-06-24 | 19 | 11005.8746
2032-06-24 | 20 | 10990.3687
2032-06-24 | 21 | 10967.5456
2032-06-24 | 22 | 10795.0446
2032-06-24 | 23 | 10706.4076
2032-06-24 | 24 | 10318.2077
2032-06-25 | 1 | 10004.8178
2032-06-25 | 2 | 9702.3068
2032-06-25 | 3 | 9612.5737
2032-06-25 | 4 | 9509.2588
2032-06-25 | 5 | 9542.9124
2032-06-25 | 6 | 9683.0934
2032-06-25 | 7 | 9874.1159
2032-06-25 | 8 | 10259.3173
2032-06-25 | 9 | 10543.6007
2032-06-25 | 10 | 10637.174
2032-06-25 | 11 | 10625.9469
2032-06-25 | 12 | 10592.496
2032-06-25 | 13 | 10555.5621
2032-06-25 | 14 | 10745.5412
2032-06-25 | 15 | 10616.9981
2032-06-25 | 16 | 10571.2256
2032-06-25 | 17 | 10739.1679
2032-06-25 | 18 | 10612.9382
2032-06-25 | 19 | 10494.8436
2032-06-25 | 20 | 10452.7864
2032-06-25 | 21 | 10429.7536
2032-06-25 | 22 | 10291.6596
2032-06-25 | 23 | 10159.3864
2032-06-25 | 24 | 9890.8417
2032-06-26 | 1 | 9629.4956
2032-06-26 | 2 | 9439.5397
2032-06-26 | 3 | 9310.8098
2032-06-26 | 4 | 9243.9415
2032-06-26 | 5 | 9213.9325
2032-06-26 | 6 | 9218.1467
2032-06-26 | 7 | 9226.6504
2032-06-26 | 8 | 9383.1291
2032-06-26 | 9 | 9624.7087
2032-06-26 | 10 | 9821.3408
2032-06-26 | 11 | 9880.8801
2032-06-26 | 12 | 9928.5921
2032-06-26 | 13 | 9854.9648
2032-06-26 | 14 | 9818.7376
2032-06-26 | 15 | 9808.7117
2032-06-26 | 16 | 9808.0916
2032-06-26 | 17 | 10008.6253
2032-06-26 | 18 | 9967.4861
2032-06-26 | 19 | 9977.5642
2032-06-26 | 20 | 9978.8709
2032-06-26 | 21 | 10024.9916
2032-06-26 | 22 | 9895.7451
2032-06-26 | 23 | 9900.7978
2032-06-26 | 24 | 9736.5807
2032-06-27 | 1 | 9561.4586
2032-06-27 | 2 | 9406.9006
2032-06-27 | 3 | 9298.821
2032-06-27 | 4 | 9193.1022
2032-06-27 | 5 | 9161.12
2032-06-27 | 6 | 9151.8059
2032-06-27 | 7 | 9152.2463
2032-06-27 | 8 | 9305.198
2032-06-27 | 9 | 9500.7118
2032-06-27 | 10 | 9672.3287
2032-06-27 | 11 | 9727.2617
2032-06-27 | 12 | 9703.9485
2032-06-27 | 13 | 9685.0234
2032-06-27 | 14 | 9672.73
2032-06-27 | 15 | 9673.0447
2032-06-27 | 16 | 9692.3651
2032-06-27 | 17 | 9794.6064
2032-06-27 | 18 | 9927.7249
2032-06-27 | 19 | 9973.2897
2032-06-27 | 20 | 10022.487
2032-06-27 | 21 | 10032.3575
2032-06-27 | 22 | 9932.5278
2032-06-27 | 23 | 9900.5872
2032-06-27 | 24 | 9631.2169
2032-06-28 | 1 | 9395.6139
2032-06-28 | 2 | 9332.1562
2032-06-28 | 3 | 9239.8121
2032-06-28 | 4 | 9197.9208
2032-06-28 | 5 | 9180.8875
2032-06-28 | 6 | 9272.7267
2032-06-28 | 7 | 9498.9229
2032-06-28 | 8 | 9945.6192
2032-06-28 | 9 | 10231.6869
2032-06-28 | 10 | 10346.3876
2032-06-28 | 11 | 10306.0382
2032-06-28 | 12 | 10213.7149
2032-06-28 | 13 | 10139.5264
2032-06-28 | 14 | 10084.6534
2032-06-28 | 15 | 10078.6682
2032-06-28 | 16 | 10082.952
2032-06-28 | 17 | 10142.9226
2032-06-28 | 18 | 10244.7887
2032-06-28 | 19 | 10260.7917
2032-06-28 | 20 | 10245.3001
2032-06-28 | 21 | 10316.4897
2032-06-28 | 22 | 10140.4076
2032-06-28 | 23 | 10050.9593
2032-06-28 | 24 | 9737.0837
2032-06-29 | 1 | 9468.5316
2032-06-29 | 2 | 9319.2223
2032-06-29 | 3 | 9237.2078
2032-06-29 | 4 | 9201.7016
2032-06-29 | 5 | 9243.9357
2032-06-29 | 6 | 9332.9552
2032-06-29 | 7 | 9551.6594
2032-06-29 | 8 | 9982.7261
2032-06-29 | 9 | 10253.4567
2032-06-29 | 10 | 10355.403
2032-06-29 | 11 | 10302.7598
2032-06-29 | 12 | 10220.2876
2032-06-29 | 13 | 10127.8846
2032-06-29 | 14 | 10085.2172
2032-06-29 | 15 | 10077.7078
2032-06-29 | 16 | 10045.5476
2032-06-29 | 17 | 10087.018
2032-06-29 | 18 | 10224.7565
2032-06-29 | 19 | 10194.484
2032-06-29 | 20 | 10240.3793
2032-06-29 | 21 | 10289.9052
2032-06-29 | 22 | 10172.4867
2032-06-29 | 23 | 10084.5544
2032-06-29 | 24 | 9774.1685
2032-06-30 | 1 | 9517.6255
2032-06-30 | 2 | 9333.8119
2032-06-30 | 3 | 9244.1625
2032-06-30 | 4 | 9215.6363
2032-06-30 | 5 | 9224.5635
2032-06-30 | 6 | 9309.0957
2032-06-30 | 7 | 9524.7502
2032-06-30 | 8 | 9973.1188
2032-06-30 | 9 | 10269.2289
2032-06-30 | 10 | 10325.1961
2032-06-30 | 11 | 10294.6342
2032-06-30 | 12 | 10237.0051
2032-06-30 | 13 | 10157.9169
2032-06-30 | 14 | 10148.7789
2032-06-30 | 15 | 10190.8267
2032-06-30 | 16 | 10205.0809
2032-06-30 | 17 | 10264.0363
2032-06-30 | 18 | 10365.2031
2032-06-30 | 19 | 10384.295
2032-06-30 | 20 | 10362.5907
2032-06-30 | 21 | 10400.1993
2032-06-30 | 22 | 10323.0697
2032-06-30 | 23 | 10155.0027
2032-06-30 | 24 | 9822.1001
2032-07-01 | 1 | 9582.1026
2032-07-01 | 2 | 9441.5045
2032-07-01 | 3 | 9340.6609
2032-07-01 | 4 | 9295.0887
2032-07-01 | 5 | 9255.389
2032-07-01 | 6 | 9258.6106
2032-07-01 | 7 | 9241.5678
2032-07-01 | 8 | 9376.0676
2032-07-01 | 9 | 9537.3357
2032-07-01 | 10 | 9747.0163
2032-07-01 | 11 | 9843.4373
2032-07-01 | 12 | 9920.0932
2032-07-01 | 13 | 10236.9792
2032-07-01 | 14 | 10213.5466
2032-07-01 | 15 | 9953.0861
2032-07-01 | 16 | 9937.2415
2032-07-01 | 17 | 9993.772
2032-07-01 | 18 | 10165.6659
2032-07-01 | 19 | 10239.9239
2032-07-01 | 20 | 10326.96
2032-07-01 | 21 | 10370.9557
2032-07-01 | 22 | 10235.6677
2032-07-01 | 23 | 10100.0051
2032-07-01 | 24 | 9799.6635
2032-07-02 | 1 | 9595.0321
2032-07-02 | 2 | 9541.6075
2032-07-02 | 3 | 9462.0444
2032-07-02 | 4 | 9424.3254
2032-07-02 | 5 | 9394.8772
2032-07-02 | 6 | 9487.7288
2032-07-02 | 7 | 9727.671
2032-07-02 | 8 | 10138.1868
2032-07-02 | 9 | 10506.4197
2032-07-02 | 10 | 10688.6934
2032-07-02 | 11 | 10731.0436
2032-07-02 | 12 | 10911.6599
2032-07-02 | 13 | 10671.1311
2032-07-02 | 14 | 10657.5537
2032-07-02 | 15 | 10676.7058
2032-07-02 | 16 | 10571.737
2032-07-02 | 17 | 10569.5702
2032-07-02 | 18 | 10643.4734
2032-07-02 | 19 | 10618.2652
2032-07-02 | 20 | 10665.081
2032-07-02 | 21 | 10649.2303
2032-07-02 | 22 | 10504.834
2032-07-02 | 23 | 10402.6196
2032-07-02 | 24 | 10086.3786
2032-07-03 | 1 | 9769.2928
2032-07-03 | 2 | 9567.5321
2032-07-03 | 3 | 9454.285
2032-07-03 | 4 | 9392.3619
2032-07-03 | 5 | 9367.4947
2032-07-03 | 6 | 9372.4238
2032-07-03 | 7 | 9411.6598
2032-07-03 | 8 | 9624.1365
2032-07-03 | 9 | 9859.9343
2032-07-03 | 10 | 10106.0344
2032-07-03 | 11 | 10229.9809
2032-07-03 | 12 | 10262.6701
2032-07-03 | 13 | 10136.7927
2032-07-03 | 14 | 10088.5174
2032-07-03 | 15 | 10198.7077
2032-07-03 | 16 | 10148.4279
2032-07-03 | 17 | 10188.3579
2032-07-03 | 18 | 10284.2503
2032-07-03 | 19 | 10337.0348
2032-07-03 | 20 | 10338.9788
2032-07-03 | 21 | 10304.0758
2032-07-03 | 22 | 10233.278
2032-07-03 | 23 | 10219.2709
2032-07-03 | 24 | 9971.9233
2032-07-04 | 1 | 9778.5489
2032-07-04 | 2 | 9561.9113
2032-07-04 | 3 | 9438.5994
2032-07-04 | 4 | 9375.4772
2032-07-04 | 5 | 9344.0387
2032-07-04 | 6 | 9287.2015
2032-07-04 | 7 | 9300.2682
2032-07-04 | 8 | 9456.2539
2032-07-04 | 9 | 9665.1348
2032-07-04 | 10 | 9944.319
2032-07-04 | 11 | 10180.2475
2032-07-04 | 12 | 10372.5214
2032-07-04 | 13 | 10361.6484
2032-07-04 | 14 | 10324.1019
2032-07-04 | 15 | 10443.7395
2032-07-04 | 16 | 10349.3043
2032-07-04 | 17 | 10549.3859
2032-07-04 | 18 | 10665.345
2032-07-04 | 19 | 10607.3168
2032-07-04 | 20 | 10472.6098
2032-07-04 | 21 | 10449.1591
2032-07-04 | 22 | 10327.5982
2032-07-04 | 23 | 10222.7854
2032-07-04 | 24 | 9927.9046
2032-07-05 | 1 | 9654.2903
2032-07-05 | 2 | 9549.1409
2032-07-05 | 3 | 9455.7037
2032-07-05 | 4 | 9417.5238
2032-07-05 | 5 | 9418.3295
2032-07-05 | 6 | 9507.5105
2032-07-05 | 7 | 9765.4131
2032-07-05 | 8 | 10222.166
2032-07-05 | 9 | 10531.7822
2032-07-05 | 10 | 10758.0422
2032-07-05 | 11 | 10822.7576
2032-07-05 | 12 | 11037.4409
2032-07-05 | 13 | 10944.8509
2032-07-05 | 14 | 10938.0051
2032-07-05 | 15 | 11128.7943
2032-07-05 | 16 | 11227.6982
2032-07-05 | 17 | 11046.5144
2032-07-05 | 18 | 11097.2177
2032-07-05 | 19 | 10986.6057
2032-07-05 | 20 | 10997.8634
2032-07-05 | 21 | 11024.6925
2032-07-05 | 22 | 10810.7647
2032-07-05 | 23 | 10619.0749
2032-07-05 | 24 | 10269.2103
2032-07-06 | 1 | 9971.0368
2032-07-06 | 2 | 9773.2687
2032-07-06 | 3 | 9667.3713
2032-07-06 | 4 | 9613.7944
2032-07-06 | 5 | 9632.9614
2032-07-06 | 6 | 9686.4657
2032-07-06 | 7 | 9909.9575
2032-07-06 | 8 | 10368.8702
2032-07-06 | 9 | 10712.9212
2032-07-06 | 10 | 10884.3632
2032-07-06 | 11 | 11112.9642
2032-07-06 | 12 | 11060.623
2032-07-06 | 13 | 11000.7027
2032-07-06 | 14 | 11041.627
2032-07-06 | 15 | 11078.1124
2032-07-06 | 16 | 11110.6809
2032-07-06 | 17 | 11192.3195
2032-07-06 | 18 | 11102.0535
2032-07-06 | 19 | 10955.1642
2032-07-06 | 20 | 10966.1871
2032-07-06 | 21 | 10918.3208
2032-07-06 | 22 | 10681.8458
2032-07-06 | 23 | 10476.7275
2032-07-06 | 24 | 10113.2994
2032-07-07 | 1 | 9841.2041
2032-07-07 | 2 | 9640.9775
2032-07-07 | 3 | 9542.9102
2032-07-07 | 4 | 9508.0788
2032-07-07 | 5 | 9498.4286
2032-07-07 | 6 | 9578.7928
2032-07-07 | 7 | 9836.6566
2032-07-07 | 8 | 10303.1574
2032-07-07 | 9 | 10636.4344
2032-07-07 | 10 | 10772.671
2032-07-07 | 11 | 10927.0841
2032-07-07 | 12 | 10889.6569
2032-07-07 | 13 | 10881.5672
2032-07-07 | 14 | 10884.3811
2032-07-07 | 15 | 10898.7926
2032-07-07 | 16 | 10886.6409
2032-07-07 | 17 | 11046.6108
2032-07-07 | 18 | 11372.4031
2032-07-07 | 19 | 11117.8301
2032-07-07 | 20 | 11047.691
2032-07-07 | 21 | 10816.4984
2032-07-07 | 22 | 10649.2819
2032-07-07 | 23 | 10495.166
2032-07-07 | 24 | 10171.0238
2032-07-08 | 1 | 9854.2285
2032-07-08 | 2 | 9717.0292
2032-07-08 | 3 | 9624.4603
2032-07-08 | 4 | 9574.483
2032-07-08 | 5 | 9553.9236
2032-07-08 | 6 | 9629.2683
2032-07-08 | 7 | 9925.2967
2032-07-08 | 8 | 10333.9426
2032-07-08 | 9 | 10641.9325
2032-07-08 | 10 | 10766.844
2032-07-08 | 11 | 10766.2208
2032-07-08 | 12 | 10875.1886
2032-07-08 | 13 | 10761.7228
2032-07-08 | 14 | 10935.8461
2032-07-08 | 15 | 10990.1499
2032-07-08 | 16 | 11002.3626
2032-07-08 | 17 | 10931.7692
2032-07-08 | 18 | 10856.1872
2032-07-08 | 19 | 10776.7037
2032-07-08 | 20 | 10674.4872
2032-07-08 | 21 | 10601.6169
2032-07-08 | 22 | 10460.6245
2032-07-08 | 23 | 10408.0848
2032-07-08 | 24 | 10083.9647
2032-07-09 | 1 | 9801.9188
2032-07-09 | 2 | 9598.9458
2032-07-09 | 3 | 9484.9489
2032-07-09 | 4 | 9469.3839
2032-07-09 | 5 | 9465.2251
2032-07-09 | 6 | 9537.6662
2032-07-09 | 7 | 9751.4054
2032-07-09 | 8 | 10199.5555
2032-07-09 | 9 | 10523.2827
2032-07-09 | 10 | 10665.8843
2032-07-09 | 11 | 10662.8458
2032-07-09 | 12 | 10634.3675
2032-07-09 | 13 | 10586.491
2032-07-09 | 14 | 10588.1913
2032-07-09 | 15 | 10594.8727
2032-07-09 | 16 | 10596.5524
2032-07-09 | 17 | 10613.0983
2032-07-09 | 18 | 10663.1437
2032-07-09 | 19 | 10584.1246
2032-07-09 | 20 | 10593.4476
2032-07-09 | 21 | 10600.5521
2032-07-09 | 22 | 10475.7691
2032-07-09 | 23 | 10385.2301
2032-07-09 | 24 | 10114.6609
2032-07-10 | 1 | 9816.313
2032-07-10 | 2 | 9640.7752
2032-07-10 | 3 | 9500.6117
2032-07-10 | 4 | 9453.384
2032-07-10 | 5 | 9414.6283
2032-07-10 | 6 | 9393.706
2032-07-10 | 7 | 9445.6076
2032-07-10 | 8 | 9649.49
2032-07-10 | 9 | 9931.5553
2032-07-10 | 10 | 10184.7742
2032-07-10 | 11 | 10298.9154
2032-07-10 | 12 | 10307.3224
2032-07-10 | 13 | 10292.6251
2032-07-10 | 14 | 10297.1198
2032-07-10 | 15 | 10309.6135
2032-07-10 | 16 | 10302.935
2032-07-10 | 17 | 10388.6569
2032-07-10 | 18 | 10459.5461
2032-07-10 | 19 | 10465.4597
2032-07-10 | 20 | 10462.2138
2032-07-10 | 21 | 10461.7431
2032-07-10 | 22 | 10346.4839
2032-07-10 | 23 | 10333.7759
2032-07-10 | 24 | 10087.6538
2032-07-11 | 1 | 9844.3951
2032-07-11 | 2 | 9664.8126
2032-07-11 | 3 | 9547.5013
2032-07-11 | 4 | 9471.2253
2032-07-11 | 5 | 9414.5816
2032-07-11 | 6 | 9384.8436
2032-07-11 | 7 | 9435.3061
2032-07-11 | 8 | 9624.4466
2032-07-11 | 9 | 9767.8796
2032-07-11 | 10 | 9930.3304
2032-07-11 | 11 | 10006.7538
2032-07-11 | 12 | 10296.1961
2032-07-11 | 13 | 10190.3355
2032-07-11 | 14 | 9982.6652
2032-07-11 | 15 | 9955.8674
2032-07-11 | 16 | 9979.1655
2032-07-11 | 17 | 10069.5908
2032-07-11 | 18 | 10256.2148
2032-07-11 | 19 | 10361.1154
2032-07-11 | 20 | 10266.0733
2032-07-11 | 21 | 10278.266
2032-07-11 | 22 | 10174.3736
2032-07-11 | 23 | 10140.8682
2032-07-11 | 24 | 9850.1992
2032-07-12 | 1 | 9606.7862
2032-07-12 | 2 | 9510.4585
2032-07-12 | 3 | 9426.0199
2032-07-12 | 4 | 9394.801
2032-07-12 | 5 | 9378.8538
2032-07-12 | 6 | 9444.9164
2032-07-12 | 7 | 9707.5892
2032-07-12 | 8 | 10140.0843
2032-07-12 | 9 | 10433.6414
2032-07-12 | 10 | 10522.0001
2032-07-12 | 11 | 10522.6652
2032-07-12 | 12 | 10467.9485
2032-07-12 | 13 | 10561.3808
2032-07-12 | 14 | 10402.6076
2032-07-12 | 15 | 10677.1155
2032-07-12 | 16 | 10680.4896
2032-07-12 | 17 | 10789.5435
2032-07-12 | 18 | 10688.8639
2032-07-12 | 19 | 10519.2854
2032-07-12 | 20 | 10520.8356
2032-07-12 | 21 | 10564.8326
2032-07-12 | 22 | 10436.3913
2032-07-12 | 23 | 10351.7733
2032-07-12 | 24 | 9994.1272
2032-07-13 | 1 | 9719.2132
2032-07-13 | 2 | 9535.3614
2032-07-13 | 3 | 9453.9798
2032-07-13 | 4 | 9424.7885
2032-07-13 | 5 | 9413.7474
2032-07-13 | 6 | 9447.0549
2032-07-13 | 7 | 9714.8145
2032-07-13 | 8 | 10140.9823
2032-07-13 | 9 | 10454.6739
2032-07-13 | 10 | 10578.7161
2032-07-13 | 11 | 10621.4423
2032-07-13 | 12 | 10589.3901
2032-07-13 | 13 | 10495.4683
2032-07-13 | 14 | 10561.2229
2032-07-13 | 15 | 10554.6054
2032-07-13 | 16 | 10589.6728
2032-07-13 | 17 | 10673.4806
2032-07-13 | 18 | 10747.9962
2032-07-13 | 19 | 10703.4785
2032-07-13 | 20 | 10666.236
2032-07-13 | 21 | 10694.7814
2032-07-13 | 22 | 10583.0542
2032-07-13 | 23 | 10422.2379
2032-07-13 | 24 | 10066.7022
2032-07-14 | 1 | 9762.2904
2032-07-14 | 2 | 9571.0054
2032-07-14 | 3 | 9488.3392
2032-07-14 | 4 | 9445.0189
2032-07-14 | 5 | 9427.1121
2032-07-14 | 6 | 9510.6278
2032-07-14 | 7 | 9795.329
2032-07-14 | 8 | 10250.6928
2032-07-14 | 9 | 10562.0026
2032-07-14 | 10 | 10738.1085
2032-07-14 | 11 | 10857.6122
2032-07-14 | 12 | 10930.645
2032-07-14 | 13 | 10955.8003
2032-07-14 | 14 | 11039.369
2032-07-14 | 15 | 10865.2637
2032-07-14 | 16 | 10823.7732
2032-07-14 | 17 | 10726.8085
2032-07-14 | 18 | 10701.7395
2032-07-14 | 19 | 10690.6964
2032-07-14 | 20 | 10660.5602
2032-07-14 | 21 | 10709.231
2032-07-14 | 22 | 10598.8802
2032-07-14 | 23 | 10458.6834
2032-07-14 | 24 | 10091.5514
2032-07-15 | 1 | 9817.0641
2032-07-15 | 2 | 9648.5921
2032-07-15 | 3 | 9495.5855
2032-07-15 | 4 | 9441.4799
2032-07-15 | 5 | 9481.4734
2032-07-15 | 6 | 9546.6461
2032-07-15 | 7 | 9824.3531
2032-07-15 | 8 | 10235.5117
2032-07-15 | 9 | 10577.7127
2032-07-15 | 10 | 10736.6952
2032-07-15 | 11 | 10721.0878
2032-07-15 | 12 | 10667.9018
2032-07-15 | 13 | 10602.8571
2032-07-15 | 14 | 10610.9636
2032-07-15 | 15 | 10625.6643
2032-07-15 | 16 | 10620.8871
2032-07-15 | 17 | 10628.6635
2032-07-15 | 18 | 10685.5866
2032-07-15 | 19 | 10573.2524
2032-07-15 | 20 | 10582.5878
2032-07-15 | 21 | 10587.0494
2032-07-15 | 22 | 10476.4446
2032-07-15 | 23 | 10375.5546
2032-07-15 | 24 | 10045.6305
2032-07-16 | 1 | 9792.4697
2032-07-16 | 2 | 9664.6444
2032-07-16 | 3 | 9576.2995
2032-07-16 | 4 | 9488.0219
2032-07-16 | 5 | 9471.774
2032-07-16 | 6 | 9562.7408
2032-07-16 | 7 | 9798.1354
2032-07-16 | 8 | 10248.8104
2032-07-16 | 9 | 10578.7963
2032-07-16 | 10 | 10800.8734
2032-07-16 | 11 | 10806.9877
2032-07-16 | 12 | 10729.7477
2032-07-16 | 13 | 10696.7535
2032-07-16 | 14 | 10696.0382
2032-07-16 | 15 | 10709.6546
2032-07-16 | 16 | 10717.4342
2032-07-16 | 17 | 10769.001
2032-07-16 | 18 | 10807.7468
2032-07-16 | 19 | 10758.9242
2032-07-16 | 20 | 10758.7024
2032-07-16 | 21 | 10804.4587
2032-07-16 | 22 | 10671.0565
2032-07-16 | 23 | 10480.3909
2032-07-16 | 24 | 10172.899
2032-07-17 | 1 | 9854.7528
2032-07-17 | 2 | 9654.8149
2032-07-17 | 3 | 9533.9952
2032-07-17 | 4 | 9469.0267
2032-07-17 | 5 | 9422.9831
2032-07-17 | 6 | 9393.4263
2032-07-17 | 7 | 9473.6442
2032-07-17 | 8 | 9698.4574
2032-07-17 | 9 | 9976.2681
2032-07-17 | 10 | 10257.4862
2032-07-17 | 11 | 10438.2864
2032-07-17 | 12 | 10541.9067
2032-07-17 | 13 | 10571.6866
2032-07-17 | 14 | 10636.2389
2032-07-17 | 15 | 10650.0605
2032-07-17 | 16 | 10701.3353
2032-07-17 | 17 | 10824.5138
2032-07-17 | 18 | 10892.9709
2032-07-17 | 19 | 10891.5506
2032-07-17 | 20 | 10926.9034
2032-07-17 | 21 | 10821.9937
2032-07-17 | 22 | 10666.467
2032-07-17 | 23 | 10539.4867
2032-07-17 | 24 | 10243.6813
2032-07-18 | 1 | 9975.8313
2032-07-18 | 2 | 9880.0317
2032-07-18 | 3 | 9741.9247
2032-07-18 | 4 | 9618.5908
2032-07-18 | 5 | 9598.6178
2032-07-18 | 6 | 9524.4521
2032-07-18 | 7 | 9547.0755
2032-07-18 | 8 | 9754.0643
2032-07-18 | 9 | 10017.3886
2032-07-18 | 10 | 10341.8711
2032-07-18 | 11 | 10570.8525
2032-07-18 | 12 | 10763.4404
2032-07-18 | 13 | 10840.575
2032-07-18 | 14 | 10967.634
2032-07-18 | 15 | 10905.0922
2032-07-18 | 16 | 10876.9152
2032-07-18 | 17 | 10967.9996
2032-07-18 | 18 | 11027.9055
2032-07-18 | 19 | 11024.5024
2032-07-18 | 20 | 10970.2637
2032-07-18 | 21 | 10900.6447
2032-07-18 | 22 | 10741.8445
2032-07-18 | 23 | 10556.5556
2032-07-18 | 24 | 10271.1201
2032-07-19 | 1 | 9969.3378
2032-07-19 | 2 | 9837.5134
2032-07-19 | 3 | 9724.8832
2032-07-19 | 4 | 9605.3181
2032-07-19 | 5 | 9688.412
2032-07-19 | 6 | 9722.2949
2032-07-19 | 7 | 9964.2587
2032-07-19 | 8 | 10432.7095
2032-07-19 | 9 | 10723.1059
2032-07-19 | 10 | 10875.5016
2032-07-19 | 11 | 10898.5824
2032-07-19 | 12 | 10918.0755
2032-07-19 | 13 | 10918.768
2032-07-19 | 14 | 10966.997
2032-07-19 | 15 | 10870.1672
2032-07-19 | 16 | 10865.7954
2032-07-19 | 17 | 10924.2633
2032-07-19 | 18 | 11031.4094
2032-07-19 | 19 | 10795.6079
2032-07-19 | 20 | 10779.331
2032-07-19 | 21 | 10793.0363
2032-07-19 | 22 | 10639.7671
2032-07-19 | 23 | 10476.1808
2032-07-19 | 24 | 10140.3311
2032-07-20 | 1 | 9861.6611
2032-07-20 | 2 | 9684.4185
2032-07-20 | 3 | 9548.5296
2032-07-20 | 4 | 9488.2457
2032-07-20 | 5 | 9528.4735
2032-07-20 | 6 | 9605.2516
2032-07-20 | 7 | 9814.1353
2032-07-20 | 8 | 10321.5754
2032-07-20 | 9 | 10663.4419
2032-07-20 | 10 | 10832.1625
2032-07-20 | 11 | 10820.3582
2032-07-20 | 12 | 10824.0241
2032-07-20 | 13 | 10839.745
2032-07-20 | 14 | 10793.8521
2032-07-20 | 15 | 10868.9813
2032-07-20 | 16 | 10910.0009
2032-07-20 | 17 | 10988.7448
2032-07-20 | 18 | 10991.6345
2032-07-20 | 19 | 10865.5504
2032-07-20 | 20 | 10916.5726
2032-07-20 | 21 | 10982.3875
2032-07-20 | 22 | 10816.5125
2032-07-20 | 23 | 10621.3214
2032-07-20 | 24 | 10188.9714
2032-07-21 | 1 | 9865.8664
2032-07-21 | 2 | 9633.52
2032-07-21 | 3 | 9529.3485
2032-07-21 | 4 | 9520.7354
2032-07-21 | 5 | 9530.625
2032-07-21 | 6 | 9568.2447
2032-07-21 | 7 | 9841.3454
2032-07-21 | 8 | 10305.1489
2032-07-21 | 9 | 10606.7096
2032-07-21 | 10 | 10747.7242
2032-07-21 | 11 | 10785.4734
2032-07-21 | 12 | 10799.8335
2032-07-21 | 13 | 10789.7425
2032-07-21 | 14 | 10833.1676
2032-07-21 | 15 | 10833.9708
2032-07-21 | 16 | 10932.6248
2032-07-21 | 17 | 11027.4631
2032-07-21 | 18 | 11059.8835
2032-07-21 | 19 | 10959.512
2032-07-21 | 20 | 10962.632
2032-07-21 | 21 | 10927.9735
2032-07-21 | 22 | 10764.1048
2032-07-21 | 23 | 10545.6935
2032-07-21 | 24 | 10187.8511
2032-07-22 | 1 | 9853.0799
2032-07-22 | 2 | 9697.065
2032-07-22 | 3 | 9597.3282
2032-07-22 | 4 | 9559.2509
2032-07-22 | 5 | 9573.9276
2032-07-22 | 6 | 9642.3051
2032-07-22 | 7 | 9958.4209
2032-07-22 | 8 | 10384.7602
2032-07-22 | 9 | 10730.3014
2032-07-22 | 10 | 10917.6256
2032-07-22 | 11 | 10916.9428
2032-07-22 | 12 | 11044.0335
2032-07-22 | 13 | 11067.2512
2032-07-22 | 14 | 11168.0747
2032-07-22 | 15 | 11251.93
2032-07-22 | 16 | 11313.9782
2032-07-22 | 17 | 11400.046
2032-07-22 | 18 | 11360.8375
2032-07-22 | 19 | 11261.3446
2032-07-22 | 20 | 11213.8218
2032-07-22 | 21 | 11109.4075
2032-07-22 | 22 | 11023.0012
2032-07-22 | 23 | 10862.9917
2032-07-22 | 24 | 10456.0197
2032-07-23 | 1 | 10126.7741
2032-07-23 | 2 | 9977.5147
2032-07-23 | 3 | 9851.7438
2032-07-23 | 4 | 9788.9795
2032-07-23 | 5 | 9795.7139
2032-07-23 | 6 | 9789.7106
2032-07-23 | 7 | 10035.7833
2032-07-23 | 8 | 10508.8664
2032-07-23 | 9 | 10878.8981
2032-07-23 | 10 | 11085.6472
2032-07-23 | 11 | 11044.0306
2032-07-23 | 12 | 11024.1426
2032-07-23 | 13 | 11112.6767
2032-07-23 | 14 | 11176.349
2032-07-23 | 15 | 11153.9594
2032-07-23 | 16 | 11173.618
2032-07-23 | 17 | 10982.5959
2032-07-23 | 18 | 10997.9434
2032-07-23 | 19 | 10938.9378
2032-07-23 | 20 | 10894.1917
2032-07-23 | 21 | 10878.3718
2032-07-23 | 22 | 10759.0521
2032-07-23 | 23 | 10524.3488
2032-07-23 | 24 | 10201.5424
2032-07-24 | 1 | 9925.6032
2032-07-24 | 2 | 9734.9783
2032-07-24 | 3 | 9598.0424
2032-07-24 | 4 | 9544.9933
2032-07-24 | 5 | 9522.5075
2032-07-24 | 6 | 9497.155
2032-07-24 | 7 | 9565.7803
2032-07-24 | 8 | 9750.1235
2032-07-24 | 9 | 9949.5435
2032-07-24 | 10 | 10278.7696
2032-07-24 | 11 | 10503.7335
2032-07-24 | 12 | 10544.7433
2032-07-24 | 13 | 10758.2653
2032-07-24 | 14 | 10582.4204
2032-07-24 | 15 | 10433.6499
2032-07-24 | 16 | 10534.9484
2032-07-24 | 17 | 10542.4668
2032-07-24 | 18 | 10635.0999
2032-07-24 | 19 | 10599.625
2032-07-24 | 20 | 10649.9315
2032-07-24 | 21 | 10560.3084
2032-07-24 | 22 | 10502.5038
2032-07-24 | 23 | 10346.247
2032-07-24 | 24 | 10074.948
2032-07-25 | 1 | 9798.802
2032-07-25 | 2 | 9641.0493
2032-07-25 | 3 | 9512.532
2032-07-25 | 4 | 9428.4328
2032-07-25 | 5 | 9432.2043
2032-07-25 | 6 | 9351.5039
2032-07-25 | 7 | 9463.6347
2032-07-25 | 8 | 9631.0622
2032-07-25 | 9 | 9798.6654
2032-07-25 | 10 | 10041.1235
2032-07-25 | 11 | 10190.4664
2032-07-25 | 12 | 10272.5186
2032-07-25 | 13 | 10336.463
2032-07-25 | 14 | 10358.15
2032-07-25 | 15 | 10374.2651
2032-07-25 | 16 | 10469.0467
2032-07-25 | 17 | 10526.6873
2032-07-25 | 18 | 10902.0366
2032-07-25 | 19 | 10616.585
2032-07-25 | 20 | 10656.5776
2032-07-25 | 21 | 10677.9875
2032-07-25 | 22 | 10623.3572
2032-07-25 | 23 | 10424.9634
2032-07-25 | 24 | 10090.6471
2032-07-26 | 1 | 9851.6476
2032-07-26 | 2 | 9724.7552
2032-07-26 | 3 | 9622.2252
2032-07-26 | 4 | 9574.2417
2032-07-26 | 5 | 9621.3659
2032-07-26 | 6 | 9571.4019
2032-07-26 | 7 | 9885.6402
2032-07-26 | 8 | 10351.7195
2032-07-26 | 9 | 10711.2217
2032-07-26 | 10 | 10830.1121
2032-07-26 | 11 | 10867.9427
2032-07-26 | 12 | 10945.6501
2032-07-26 | 13 | 10975.8186
2032-07-26 | 14 | 11077.6928
2032-07-26 | 15 | 11130.1248
2032-07-26 | 16 | 11151.194
2032-07-26 | 17 | 11275.3569
2032-07-26 | 18 | 11157.0804
2032-07-26 | 19 | 11016.697
2032-07-26 | 20 | 11089.173
2032-07-26 | 21 | 11042.2993
2032-07-26 | 22 | 10881.1559
2032-07-26 | 23 | 10643.8637
2032-07-26 | 24 | 10251.1985
2032-07-27 | 1 | 9948.9491
2032-07-27 | 2 | 9724.3576
2032-07-27 | 3 | 9619.8548
2032-07-27 | 4 | 9574.5077
2032-07-27 | 5 | 9598.6333
2032-07-27 | 6 | 9596.4332
2032-07-27 | 7 | 9899.2056
2032-07-27 | 8 | 10375.7467
2032-07-27 | 9 | 10700.682
2032-07-27 | 10 | 10865.6185
2032-07-27 | 11 | 10935.0733
2032-07-27 | 12 | 11021.3643
2032-07-27 | 13 | 11006.6071
2032-07-27 | 14 | 10992.0749
2032-07-27 | 15 | 11000.47
2032-07-27 | 16 | 11081.6391
2032-07-27 | 17 | 11229.1306
2032-07-27 | 18 | 11202.3393
2032-07-27 | 19 | 11096.8878
2032-07-27 | 20 | 11100.4408
2032-07-27 | 21 | 11076.473
2032-07-27 | 22 | 11040.4273
2032-07-27 | 23 | 10800.1171
2032-07-27 | 24 | 10375.3741
2032-07-28 | 1 | 10046.5356
2032-07-28 | 2 | 9860.7577
2032-07-28 | 3 | 9740.5322
2032-07-28 | 4 | 9652.9385
2032-07-28 | 5 | 9681.5555
2032-07-28 | 6 | 9676.4955
2032-07-28 | 7 | 9978.7255
2032-07-28 | 8 | 10442.2533
2032-07-28 | 9 | 10787.1466
2032-07-28 | 10 | 11017.924
2032-07-28 | 11 | 11182.3679
2032-07-28 | 12 | 11279.3031
2032-07-28 | 13 | 11311.3626
2032-07-28 | 14 | 11381.1767
2032-07-28 | 15 | 11458.9559
2032-07-28 | 16 | 11508.68
2032-07-28 | 17 | 11547.8845
2032-07-28 | 18 | 11474.3872
2032-07-28 | 19 | 11354.2882
2032-07-28 | 20 | 11451.3284
2032-07-28 | 21 | 11415.205
2032-07-28 | 22 | 11220.3299
2032-07-28 | 23 | 10963.996
2032-07-28 | 24 | 10580.0127
2032-07-29 | 1 | 10257.7538
2032-07-29 | 2 | 10037.5533
2032-07-29 | 3 | 9877.8828
2032-07-29 | 4 | 9766.7163
2032-07-29 | 5 | 9813.402
2032-07-29 | 6 | 9789.9707
2032-07-29 | 7 | 10047.5253
2032-07-29 | 8 | 10522.5734
2032-07-29 | 9 | 10889.3005
2032-07-29 | 10 | 11073.3238
2032-07-29 | 11 | 11160.7258
2032-07-29 | 12 | 11251.6601
2032-07-29 | 13 | 11296.026
2032-07-29 | 14 | 11423.3651
2032-07-29 | 15 | 11491.3723
2032-07-29 | 16 | 11482.3234
2032-07-29 | 17 | 11540.0862
2032-07-29 | 18 | 11592.7481
2032-07-29 | 19 | 11503.9504
2032-07-29 | 20 | 11416.6899
2032-07-29 | 21 | 11351.695
2032-07-29 | 22 | 11180.3264
2032-07-29 | 23 | 10887.0122
2032-07-29 | 24 | 10531.1811
2032-07-30 | 1 | 10243.1126
2032-07-30 | 2 | 9979.8005
2032-07-30 | 3 | 9841.3302
2032-07-30 | 4 | 9812.372
2032-07-30 | 5 | 9829.2897
2032-07-30 | 6 | 9914.7749
2032-07-30 | 7 | 10178.3457
2032-07-30 | 8 | 10536.7393
2032-07-30 | 9 | 10830.0037
2032-07-30 | 10 | 10983.0741
2032-07-30 | 11 | 11012.0018
2032-07-30 | 12 | 11247.8432
2032-07-30 | 13 | 10946.5919
2032-07-30 | 14 | 10937.4314
2032-07-30 | 15 | 10963.0068
2032-07-30 | 16 | 11058.1224
2032-07-30 | 17 | 10949.0457
2032-07-30 | 18 | 11035.1036
2032-07-30 | 19 | 10947.6595
2032-07-30 | 20 | 10884.5066
2032-07-30 | 21 | 10787.0576
2032-07-30 | 22 | 10752.1602
2032-07-30 | 23 | 10574.0656
2032-07-30 | 24 | 10235.0568
2032-07-31 | 1 | 9953.0805
2032-07-31 | 2 | 9749.2066
2032-07-31 | 3 | 9617.425
2032-07-31 | 4 | 9541.8739
2032-07-31 | 5 | 9541.3409
2032-07-31 | 6 | 9534.1263
2032-07-31 | 7 | 9648.6905
2032-07-31 | 8 | 9759.9881
2032-07-31 | 9 | 9975.0255
2032-07-31 | 10 | 10176.676
2032-07-31 | 11 | 10249.4472
2032-07-31 | 12 | 10240.9655
2032-07-31 | 13 | 10200.8788
2032-07-31 | 14 | 10177.1817
2032-07-31 | 15 | 10187.8665
2032-07-31 | 16 | 10233.492
2032-07-31 | 17 | 10329.9654
2032-07-31 | 18 | 10385.6459
2032-07-31 | 19 | 10415.4648
2032-07-31 | 20 | 10491.0287
2032-07-31 | 21 | 10461.7422
2032-07-31 | 22 | 10447.531
2032-07-31 | 23 | 10309.7679
2032-07-31 | 24 | 10041.2852
2032-08-01 | 1 | 9810.2754
2032-08-01 | 2 | 9624.6312
2032-08-01 | 3 | 9487.3177
2032-08-01 | 4 | 9426.8984
2032-08-01 | 5 | 9478.7848
2032-08-01 | 6 | 9441.6446
2032-08-01 | 7 | 9513.3827
2032-08-01 | 8 | 9540.127
2032-08-01 | 9 | 9790.2983
2032-08-01 | 10 | 10082.2184
2032-08-01 | 11 | 10249.2239
2032-08-01 | 12 | 10330.2004
2032-08-01 | 13 | 10401.5628
2032-08-01 | 14 | 10500.9769
2032-08-01 | 15 | 10578.6637
2032-08-01 | 16 | 10695.352
2032-08-01 | 17 | 10939.4237
2032-08-01 | 18 | 10786.2982
2032-08-01 | 19 | 10800.6688
2032-08-01 | 20 | 10786.8181
2032-08-01 | 21 | 10732.254
2032-08-01 | 22 | 10699.1702
2032-08-01 | 23 | 10462.5365
2032-08-01 | 24 | 10110.4876
2032-08-02 | 1 | 9872.2507
2032-08-02 | 2 | 9751.1041
2032-08-02 | 3 | 9604.5321
2032-08-02 | 4 | 9530.3784
2032-08-02 | 5 | 9541.8804
2032-08-02 | 6 | 9518.7945
2032-08-02 | 7 | 9627.2345
2032-08-02 | 8 | 9779.9751
2032-08-02 | 9 | 10111.6362
2032-08-02 | 10 | 10442.2241
2032-08-02 | 11 | 10695.0351
2032-08-02 | 12 | 10961.5929
2032-08-02 | 13 | 11037.5366
2032-08-02 | 14 | 11006.3603
2032-08-02 | 15 | 10938.5285
2032-08-02 | 16 | 10967.9398
2032-08-02 | 17 | 11093.9341
2032-08-02 | 18 | 11151.244
2032-08-02 | 19 | 11093.4741
2032-08-02 | 20 | 11041.6856
2032-08-02 | 21 | 10947.0148
2032-08-02 | 22 | 10894.4544
2032-08-02 | 23 | 10677.6757
2032-08-02 | 24 | 10301.5579
2032-08-03 | 1 | 10017.1127
2032-08-03 | 2 | 9808.8564
2032-08-03 | 3 | 9718.2559
2032-08-03 | 4 | 9664.135
2032-08-03 | 5 | 9702.5661
2032-08-03 | 6 | 9825.1326
2032-08-03 | 7 | 10120.4474
2032-08-03 | 8 | 10533.0503
2032-08-03 | 9 | 10864.4599
2032-08-03 | 10 | 11142.9088
2032-08-03 | 11 | 11223.8324
2032-08-03 | 12 | 11217.1996
2032-08-03 | 13 | 11198.77
2032-08-03 | 14 | 11195.8673
2032-08-03 | 15 | 11174.2788
2032-08-03 | 16 | 11283.0361
2032-08-03 | 17 | 11322.1736
2032-08-03 | 18 | 11413.4357
2032-08-03 | 19 | 11336.3281
2032-08-03 | 20 | 11283.6202
2032-08-03 | 21 | 11144.4793
2032-08-03 | 22 | 11084.2548
2032-08-03 | 23 | 10754.811
2032-08-03 | 24 | 10292.2338
2032-08-04 | 1 | 10026.9299
2032-08-04 | 2 | 9840.4601
2032-08-04 | 3 | 9706.2016
2032-08-04 | 4 | 9641.2873
2032-08-04 | 5 | 9653.4048
2032-08-04 | 6 | 9762.7558
2032-08-04 | 7 | 10079.2118
2032-08-04 | 8 | 10485.1312
2032-08-04 | 9 | 10801.1105
2032-08-04 | 10 | 10954.1443
2032-08-04 | 11 | 11058.0491
2032-08-04 | 12 | 11090.8019
2032-08-04 | 13 | 11037.8332
2032-08-04 | 14 | 11073.2107
2032-08-04 | 15 | 11096.2444
2032-08-04 | 16 | 11132.7998
2032-08-04 | 17 | 11230.6906
2032-08-04 | 18 | 11358.3644
2032-08-04 | 19 | 11274.4972
2032-08-04 | 20 | 11200.341
2032-08-04 | 21 | 11198.0527
2032-08-04 | 22 | 11042.7436
2032-08-04 | 23 | 10716.1187
2032-08-04 | 24 | 10300.3415
2032-08-05 | 1 | 9986.0968
2032-08-05 | 2 | 9787.1255
2032-08-05 | 3 | 9671.9827
2032-08-05 | 4 | 9709.6937
2032-08-05 | 5 | 9671.3912
2032-08-05 | 6 | 9736.2627
2032-08-05 | 7 | 10075.6675
2032-08-05 | 8 | 10430.1668
2032-08-05 | 9 | 10771.1504
2032-08-05 | 10 | 11035.771
2032-08-05 | 11 | 11071.3489
2032-08-05 | 12 | 11141.3409
2032-08-05 | 13 | 11269.2445
2032-08-05 | 14 | 11329.4625
2032-08-05 | 15 | 11381.2087
2032-08-05 | 16 | 11776.158
2032-08-05 | 17 | 11839.0707
2032-08-05 | 18 | 11447.5399
2032-08-05 | 19 | 11274.9036
2032-08-05 | 20 | 11257.8906
2032-08-05 | 21 | 11205.7336
2032-08-05 | 22 | 11185.7384
2032-08-05 | 23 | 10887.2403
2032-08-05 | 24 | 10604.395
2032-08-06 | 1 | 10230.2031
2032-08-06 | 2 | 9958.1198
2032-08-06 | 3 | 9825.8037
2032-08-06 | 4 | 9739.3876
2032-08-06 | 5 | 9793.2177
2032-08-06 | 6 | 9870.6511
2032-08-06 | 7 | 10155.2695
2032-08-06 | 8 | 10556.8342
2032-08-06 | 9 | 10865.1372
2032-08-06 | 10 | 11048.9605
2032-08-06 | 11 | 11167.8803
2032-08-06 | 12 | 11196.6154
2032-08-06 | 13 | 11217.6293
2032-08-06 | 14 | 11278.3009
2032-08-06 | 15 | 11369.8116
2032-08-06 | 16 | 11826.6619
2032-08-06 | 17 | 11707.3451
2032-08-06 | 18 | 11550.7248
2032-08-06 | 19 | 11552.5698
2032-08-06 | 20 | 11258.4549
2032-08-06 | 21 | 11262.4587
2032-08-06 | 22 | 11113.982
2032-08-06 | 23 | 10822.1145
2032-08-06 | 24 | 10474.7252
2032-08-07 | 1 | 10202.0565
2032-08-07 | 2 | 9952.882
2032-08-07 | 3 | 9773.941
2032-08-07 | 4 | 9675.6187
2032-08-07 | 5 | 9673.037
2032-08-07 | 6 | 9753.7344
2032-08-07 | 7 | 9864.0592
2032-08-07 | 8 | 9977.9723
2032-08-07 | 9 | 10205.1007
2032-08-07 | 10 | 10541.9906
2032-08-07 | 11 | 10752.2846
2032-08-07 | 12 | 10938.9831
2032-08-07 | 13 | 11102.6188
2032-08-07 | 14 | 11135.9752
2032-08-07 | 15 | 11203.9492
2032-08-07 | 16 | 11328.7859
2032-08-07 | 17 | 11346.1115
2032-08-07 | 18 | 11470.4433
2032-08-07 | 19 | 11373.8608
2032-08-07 | 20 | 11328.7211
2032-08-07 | 21 | 11202.7469
2032-08-07 | 22 | 11154.0343
2032-08-07 | 23 | 10924.7015
2032-08-07 | 24 | 10604.7489
2032-08-08 | 1 | 10325.347
2032-08-08 | 2 | 10086.7318
2032-08-08 | 3 | 9899.6227
2032-08-08 | 4 | 9842.6185
2032-08-08 | 5 | 9811.0447
2032-08-08 | 6 | 9756.116
2032-08-08 | 7 | 9846.5478
2032-08-08 | 8 | 9890.9999
2032-08-08 | 9 | 10100.823
2032-08-08 | 10 | 10420.7511
2032-08-08 | 11 | 10579.6439
2032-08-08 | 12 | 10720.0954
2032-08-08 | 13 | 10794.8496
2032-08-08 | 14 | 10692.0949
2032-08-08 | 15 | 10697.5835
2032-08-08 | 16 | 10715.3263
2032-08-08 | 17 | 11156.9262
2032-08-08 | 18 | 10937.3696
2032-08-08 | 19 | 11084.5901
2032-08-08 | 20 | 10890.9624
2032-08-08 | 21 | 10835.8443
2032-08-08 | 22 | 10902.6568
2032-08-08 | 23 | 10607.5202
2032-08-08 | 24 | 10300.9021
2032-08-09 | 1 | 10025.2847
2032-08-09 | 2 | 9835.6671
2032-08-09 | 3 | 9684.0973
2032-08-09 | 4 | 9634.534
2032-08-09 | 5 | 9689.1646
2032-08-09 | 6 | 9823.2218
2032-08-09 | 7 | 10142.8298
2032-08-09 | 8 | 10523.6955
2032-08-09 | 9 | 10780.3533
2032-08-09 | 10 | 10926.5652
2032-08-09 | 11 | 11206.6017
2032-08-09 | 12 | 11111.8073
2032-08-09 | 13 | 11039.9006
2032-08-09 | 14 | 11317.7356
2032-08-09 | 15 | 10913.5498
2032-08-09 | 16 | 11008.1017
2032-08-09 | 17 | 11069.389
2032-08-09 | 18 | 11126.8656
2032-08-09 | 19 | 11040.9137
2032-08-09 | 20 | 11071.3818
2032-08-09 | 21 | 11009.2896
2032-08-09 | 22 | 11015.6813
2032-08-09 | 23 | 10718.8757
2032-08-09 | 24 | 10365.7889
2032-08-10 | 1 | 10012.0733
2032-08-10 | 2 | 9828.1835
2032-08-10 | 3 | 9720.5935
2032-08-10 | 4 | 9679.7091
2032-08-10 | 5 | 9694.9226
2032-08-10 | 6 | 9851.963
2032-08-10 | 7 | 10220.9205
2032-08-10 | 8 | 10496.0522
2032-08-10 | 9 | 10785.5612
2032-08-10 | 10 | 10885.1652
2032-08-10 | 11 | 10882.6805
2032-08-10 | 12 | 10831.7949
2032-08-10 | 13 | 10781.1672
2032-08-10 | 14 | 10763.6555
2032-08-10 | 15 | 10790.0078
2032-08-10 | 16 | 10862.7252
2032-08-10 | 17 | 10917.1365
2032-08-10 | 18 | 10956.382
2032-08-10 | 19 | 10883.8753
2032-08-10 | 20 | 10941.6026
2032-08-10 | 21 | 10953.5265
2032-08-10 | 22 | 10905.6056
2032-08-10 | 23 | 10563.6165
2032-08-10 | 24 | 10191.2267
2032-08-11 | 1 | 9945.1515
2032-08-11 | 2 | 9731.4607
2032-08-11 | 3 | 9618.037
2032-08-11 | 4 | 9566.1873
2032-08-11 | 5 | 9650.6837
2032-08-11 | 6 | 9806.8555
2032-08-11 | 7 | 10130.1142
2032-08-11 | 8 | 10442.7116
2032-08-11 | 9 | 10752.2307
2032-08-11 | 10 | 10879.1924
2032-08-11 | 11 | 10867.2467
2032-08-11 | 12 | 10840.3991
2032-08-11 | 13 | 10876.9776
2032-08-11 | 14 | 10907.4979
2032-08-11 | 15 | 10997.8033
2032-08-11 | 16 | 10998.0664
2032-08-11 | 17 | 11016.293
2032-08-11 | 18 | 11055.0878
2032-08-11 | 19 | 10973.5355
2032-08-11 | 20 | 10955.0781
2032-08-11 | 21 | 10969.4911
2032-08-11 | 22 | 11023.3836
2032-08-11 | 23 | 10823.2853
2032-08-11 | 24 | 10456.5733
2032-08-12 | 1 | 10159.8407
2032-08-12 | 2 | 9986.2453
2032-08-12 | 3 | 9788.7509
2032-08-12 | 4 | 9703.7528
2032-08-12 | 5 | 9691.8938
2032-08-12 | 6 | 9902.2449
2032-08-12 | 7 | 10151.2657
2032-08-12 | 8 | 10441.7987
2032-08-12 | 9 | 10769.6389
2032-08-12 | 10 | 10980.5467
2032-08-12 | 11 | 11024.9084
2032-08-12 | 12 | 11024.8769
2032-08-12 | 13 | 10957.2806
2032-08-12 | 14 | 10952.8409
2032-08-12 | 15 | 11009.8709
2032-08-12 | 16 | 10989.4554
2032-08-12 | 17 | 10933.2305
2032-08-12 | 18 | 11157.9808
2032-08-12 | 19 | 11022.2307
2032-08-12 | 20 | 11079.314
2032-08-12 | 21 | 11027.2538
2032-08-12 | 22 | 11113.7481
2032-08-12 | 23 | 10810.43
2032-08-12 | 24 | 10428.287
2032-08-13 | 1 | 10122.9754
2032-08-13 | 2 | 9918.4085
2032-08-13 | 3 | 9812.8234
2032-08-13 | 4 | 9766.4283
2032-08-13 | 5 | 9834.9773
2032-08-13 | 6 | 9903.3073
2032-08-13 | 7 | 10199.99
2032-08-13 | 8 | 10516.6961
2032-08-13 | 9 | 10838.156
2032-08-13 | 10 | 10932.6256
2032-08-13 | 11 | 10970.1698
2032-08-13 | 12 | 10942.2192
2032-08-13 | 13 | 10934.9159
2032-08-13 | 14 | 10990.9603
2032-08-13 | 15 | 10950.2237
2032-08-13 | 16 | 10992.1638
2032-08-13 | 17 | 11025.7173
2032-08-13 | 18 | 11077.3056
2032-08-13 | 19 | 10883.8808
2032-08-13 | 20 | 10803.8891
2032-08-13 | 21 | 10828.542
2032-08-13 | 22 | 10859.9989
2032-08-13 | 23 | 10560.2092
2032-08-13 | 24 | 10254.052
2032-08-14 | 1 | 9998.1003
2032-08-14 | 2 | 9794.3389
2032-08-14 | 3 | 9657.1723
2032-08-14 | 4 | 9577.4196
2032-08-14 | 5 | 9576.6219
2032-08-14 | 6 | 9670.3979
2032-08-14 | 7 | 9720.9021
2032-08-14 | 8 | 9802.4962
2032-08-14 | 9 | 10087.0771
2032-08-14 | 10 | 10331.3466
2032-08-14 | 11 | 10381.9109
2032-08-14 | 12 | 10403.2915
2032-08-14 | 13 | 10371.7786
2032-08-14 | 14 | 10405.7099
2032-08-14 | 15 | 10405.9958
2032-08-14 | 16 | 10476.8103
2032-08-14 | 17 | 10565.5418
2032-08-14 | 18 | 10665.9576
2032-08-14 | 19 | 10649.6064
2032-08-14 | 20 | 10645.2218
2032-08-14 | 21 | 10632.6209
2032-08-14 | 22 | 10698.5365
2032-08-14 | 23 | 10451.3167
2032-08-14 | 24 | 10217.3947
2032-08-15 | 1 | 9968.8463
2032-08-15 | 2 | 9772.8892
2032-08-15 | 3 | 9649.8223
2032-08-15 | 4 | 9588.9724
2032-08-15 | 5 | 9577.551
2032-08-15 | 6 | 9562.306
2032-08-15 | 7 | 9637.4779
2032-08-15 | 8 | 9669.8617
2032-08-15 | 9 | 9938.6185
2032-08-15 | 10 | 10226.5621
2032-08-15 | 11 | 10511.5225
2032-08-15 | 12 | 10678.0074
2032-08-15 | 13 | 10789.9715
2032-08-15 | 14 | 10858.8264
2032-08-15 | 15 | 10769.3104
2032-08-15 | 16 | 10736.9299
2032-08-15 | 17 | 10864.5414
2032-08-15 | 18 | 11054.4698
2032-08-15 | 19 | 10928.3457
2032-08-15 | 20 | 10969.2818
2032-08-15 | 21 | 10897.5678
2032-08-15 | 22 | 10954.7348
2032-08-15 | 23 | 10719.0431
2032-08-15 | 24 | 10428.0314
2032-08-16 | 1 | 10212.5022
2032-08-16 | 2 | 10031.3394
2032-08-16 | 3 | 9904.6362
2032-08-16 | 4 | 9776.2871
2032-08-16 | 5 | 9825.9145
2032-08-16 | 6 | 9941.7155
2032-08-16 | 7 | 10221.9513
2032-08-16 | 8 | 10483.2881
2032-08-16 | 9 | 10797.6776
2032-08-16 | 10 | 10945.6286
2032-08-16 | 11 | 10993.0934
2032-08-16 | 12 | 11005.6244
2032-08-16 | 13 | 11012.5344
2032-08-16 | 14 | 11018.2548
2032-08-16 | 15 | 11041.0194
2032-08-16 | 16 | 11148.6452
2032-08-16 | 17 | 11239.5904
2032-08-16 | 18 | 11280.8797
2032-08-16 | 19 | 11134.5991
2032-08-16 | 20 | 11103.0494
2032-08-16 | 21 | 11034.6092
2032-08-16 | 22 | 11015.1359
2032-08-16 | 23 | 10701.4622
2032-08-16 | 24 | 10368.2345
2032-08-17 | 1 | 10103.2853
2032-08-17 | 2 | 9830.8624
2032-08-17 | 3 | 9701.098
2032-08-17 | 4 | 9693.8277
2032-08-17 | 5 | 9714.3868
2032-08-17 | 6 | 9821.6621
2032-08-17 | 7 | 10109.2135
2032-08-17 | 8 | 10433.9206
2032-08-17 | 9 | 10722.5446
2032-08-17 | 10 | 10806.502
2032-08-17 | 11 | 10825.1408
2032-08-17 | 12 | 10820.5743
2032-08-17 | 13 | 10763.0811
2032-08-17 | 14 | 10786.8464
2032-08-17 | 15 | 10810.5652
2032-08-17 | 16 | 10894.1038
2032-08-17 | 17 | 11039.5319
2032-08-17 | 18 | 11084.322
2032-08-17 | 19 | 10977.6038
2032-08-17 | 20 | 10988.2538
2032-08-17 | 21 | 10954.0619
2032-08-17 | 22 | 10961.7964
2032-08-17 | 23 | 10609.2348
2032-08-17 | 24 | 10230.0069
2032-08-18 | 1 | 9924.0551
2032-08-18 | 2 | 9718.1434
2032-08-18 | 3 | 9626.8642
2032-08-18 | 4 | 9583.987
2032-08-18 | 5 | 9679.0854
2032-08-18 | 6 | 9843.5575
2032-08-18 | 7 | 10116.8072
2032-08-18 | 8 | 10419.3068
2032-08-18 | 9 | 10680.0507
2032-08-18 | 10 | 10820.106
2032-08-18 | 11 | 10923.1104
2032-08-18 | 12 | 10853.4082
2032-08-18 | 13 | 10803.5945
2032-08-18 | 14 | 10855.9215
2032-08-18 | 15 | 10918.125
2032-08-18 | 16 | 10978.9074
2032-08-18 | 17 | 11087.8415
2032-08-18 | 18 | 11167.3569
2032-08-18 | 19 | 11224.7179
2032-08-18 | 20 | 11098.9218
2032-08-18 | 21 | 11029.9986
2032-08-18 | 22 | 10954.7778
2032-08-18 | 23 | 10711.894
2032-08-18 | 24 | 10338.2799
2032-08-19 | 1 | 9962.0705
2032-08-19 | 2 | 9827.7338
2032-08-19 | 3 | 9717.2436
2032-08-19 | 4 | 9657.4586
2032-08-19 | 5 | 9736.9407
2032-08-19 | 6 | 9875.5209
2032-08-19 | 7 | 10095.036
2032-08-19 | 8 | 10416.4424
2032-08-19 | 9 | 10700.1238
2032-08-19 | 10 | 10917.2752
2032-08-19 | 11 | 11011.8927
2032-08-19 | 12 | 11073.3983
2032-08-19 | 13 | 11072.6883
2032-08-19 | 14 | 11176.6273
2032-08-19 | 15 | 11144.0626
2032-08-19 | 16 | 11212.2181
2032-08-19 | 17 | 11281.8755
2032-08-19 | 18 | 11333.6731
2032-08-19 | 19 | 11224.8917
2032-08-19 | 20 | 11202.7664
2032-08-19 | 21 | 11100.9683
2032-08-19 | 22 | 11066.4434
2032-08-19 | 23 | 10696.7694
2032-08-19 | 24 | 10437.0274
2032-08-20 | 1 | 10072.1911
2032-08-20 | 2 | 9847.4179
2032-08-20 | 3 | 9734.3482
2032-08-20 | 4 | 9651.9784
2032-08-20 | 5 | 9671.7828
2032-08-20 | 6 | 9833.3737
2032-08-20 | 7 | 10090.7545
2032-08-20 | 8 | 10421.0791
2032-08-20 | 9 | 10739.4417
2032-08-20 | 10 | 10942.3043
2032-08-20 | 11 | 11067.1351
2032-08-20 | 12 | 11134.0825
2032-08-20 | 13 | 11153.1646
2032-08-20 | 14 | 11214.8239
2032-08-20 | 15 | 11246.5488
2032-08-20 | 16 | 11326.2216
2032-08-20 | 17 | 11388.0054
2032-08-20 | 18 | 11380.2954
2032-08-20 | 19 | 11266.1076
2032-08-20 | 20 | 11251.9469
2032-08-20 | 21 | 11160.0913
2032-08-20 | 22 | 11067.7468
2032-08-20 | 23 | 10680.8152
2032-08-20 | 24 | 10345.4612
2032-08-21 | 1 | 10014.7452
2032-08-21 | 2 | 9833.2123
2032-08-21 | 3 | 9699.1711
2032-08-21 | 4 | 9630.9114
2032-08-21 | 5 | 9622.7052
2032-08-21 | 6 | 9698.0352
2032-08-21 | 7 | 9747.5714
2032-08-21 | 8 | 9821.0946
2032-08-21 | 9 | 10084.501
2032-08-21 | 10 | 10409.4161
2032-08-21 | 11 | 10757.552
2032-08-21 | 12 | 10898.6733
2032-08-21 | 13 | 11131.5677
2032-08-21 | 14 | 11232.3331
2032-08-21 | 15 | 11095.1095
2032-08-21 | 16 | 11130.8763
2032-08-21 | 17 | 11217.8246
2032-08-21 | 18 | 11381.301
2032-08-21 | 19 | 11263.2581
2032-08-21 | 20 | 11202.1568
2032-08-21 | 21 | 11025.0331
2032-08-21 | 22 | 11018.7888
2032-08-21 | 23 | 10709.37
2032-08-21 | 24 | 10415.5938
2032-08-22 | 1 | 10141.2201
2032-08-22 | 2 | 9946.2731
2032-08-22 | 3 | 9793.6031
2032-08-22 | 4 | 9733.7349
2032-08-22 | 5 | 9708.2891
2032-08-22 | 6 | 9773.2834
2032-08-22 | 7 | 9820.4154
2032-08-22 | 8 | 9889.0319
2032-08-22 | 9 | 10168.4308
2032-08-22 | 10 | 10437.553
2032-08-22 | 11 | 10617.6631
2032-08-22 | 12 | 10674.3805
2032-08-22 | 13 | 10712.0342
2032-08-22 | 14 | 10453.9249
2032-08-22 | 15 | 10891.5296
2032-08-22 | 16 | 10616.8504
2032-08-22 | 17 | 10721.3664
2032-08-22 | 18 | 10842.9438
2032-08-22 | 19 | 10846.4778
2032-08-22 | 20 | 10831.5225
2032-08-22 | 21 | 10890.2976
2032-08-22 | 22 | 10883.9955
2032-08-22 | 23 | 10564.8088
2032-08-22 | 24 | 10209.7281
2032-08-23 | 1 | 9941.7901
2032-08-23 | 2 | 9848.5955
2032-08-23 | 3 | 9733.2576
2032-08-23 | 4 | 9683.8906
2032-08-23 | 5 | 9694.4237
2032-08-23 | 6 | 9857.2304
2032-08-23 | 7 | 10130.5374
2032-08-23 | 8 | 10484.1763
2032-08-23 | 9 | 10827.4958
2032-08-23 | 10 | 11038.4575
2032-08-23 | 11 | 11083.5716
2032-08-23 | 12 | 11078.5777
2032-08-23 | 13 | 11043.0134
2032-08-23 | 14 | 11089.4013
2032-08-23 | 15 | 11146.5825
2032-08-23 | 16 | 11209.7116
2032-08-23 | 17 | 11239.821
2032-08-23 | 18 | 11250.4544
2032-08-23 | 19 | 11170.0679
2032-08-23 | 20 | 11198.5083
2032-08-23 | 21 | 11127.5115
2032-08-23 | 22 | 11114.4483
2032-08-23 | 23 | 10812.0695
2032-08-23 | 24 | 10416.889
2032-08-24 | 1 | 10144.4463
2032-08-24 | 2 | 9914.1822
2032-08-24 | 3 | 9795.7985
2032-08-24 | 4 | 9724.1656
2032-08-24 | 5 | 9749.2582
2032-08-24 | 6 | 9944.174
2032-08-24 | 7 | 10174.6118
2032-08-24 | 8 | 10516.8773
2032-08-24 | 9 | 10802.4058
2032-08-24 | 10 | 10977.9927
2032-08-24 | 11 | 11134.4004
2032-08-24 | 12 | 11152.6308
2032-08-24 | 13 | 11206.2059
2032-08-24 | 14 | 11339.8931
2032-08-24 | 15 | 11333.5537
2032-08-24 | 16 | 11456.0585
2032-08-24 | 17 | 11567.7828
2032-08-24 | 18 | 11542.5728
2032-08-24 | 19 | 11478.0969
2032-08-24 | 20 | 11389.6707
2032-08-24 | 21 | 11356.4063
2032-08-24 | 22 | 11166.5144
2032-08-24 | 23 | 10802.0175
2032-08-24 | 24 | 10397.1977
2032-08-25 | 1 | 10036.1539
2032-08-25 | 2 | 9797.2534
2032-08-25 | 3 | 9725.3705
2032-08-25 | 4 | 9694.3605
2032-08-25 | 5 | 9700.8876
2032-08-25 | 6 | 9866.9428
2032-08-25 | 7 | 10106.9668
2032-08-25 | 8 | 10484.0674
2032-08-25 | 9 | 10775.8777
2032-08-25 | 10 | 10949.792
2032-08-25 | 11 | 11033.0369
2032-08-25 | 12 | 10966.5797
2032-08-25 | 13 | 11028.9804
2032-08-25 | 14 | 10992.793
2032-08-25 | 15 | 11022.4247
2032-08-25 | 16 | 11126.2287
2032-08-25 | 17 | 11156.5578
2032-08-25 | 18 | 11159.7392
2032-08-25 | 19 | 11093.0521
2032-08-25 | 20 | 10957.3529
2032-08-25 | 21 | 10976.4075
2032-08-25 | 22 | 10941.0484
2032-08-25 | 23 | 10602.5711
2032-08-25 | 24 | 10308.286
2032-08-26 | 1 | 9964.8332
2032-08-26 | 2 | 9844.7005
2032-08-26 | 3 | 9695.9982
2032-08-26 | 4 | 9705.7571
2032-08-26 | 5 | 9723.8971
2032-08-26 | 6 | 9832.9486
2032-08-26 | 7 | 10050.7221
2032-08-26 | 8 | 10399.3855
2032-08-26 | 9 | 10661.9118
2032-08-26 | 10 | 10800.5719
2032-08-26 | 11 | 10859.4292
2032-08-26 | 12 | 10859.0852
2032-08-26 | 13 | 10887.3187
2032-08-26 | 14 | 10834.0883
2032-08-26 | 15 | 10805.2138
2032-08-26 | 16 | 11077.3455
2032-08-26 | 17 | 11257.7761
2032-08-26 | 18 | 11195.3686
2032-08-26 | 19 | 11021.3521
2032-08-26 | 20 | 10887.7295
2032-08-26 | 21 | 10896.5982
2032-08-26 | 22 | 10825.3955
2032-08-26 | 23 | 10516.1857
2032-08-26 | 24 | 10195.1429
2032-08-27 | 1 | 9903.0846
2032-08-27 | 2 | 9708.8446
2032-08-27 | 3 | 9595.8404
2032-08-27 | 4 | 9493.901
2032-08-27 | 5 | 9514.5603
2032-08-27 | 6 | 9669.8124
2032-08-27 | 7 | 9929.1472
2032-08-27 | 8 | 10259.9383
2032-08-27 | 9 | 10568.2188
2032-08-27 | 10 | 10775.2692
2032-08-27 | 11 | 10910.3568
2032-08-27 | 12 | 11034.0584
2032-08-27 | 13 | 10964.4212
2032-08-27 | 14 | 11113.7589
2032-08-27 | 15 | 11212.2301
2032-08-27 | 16 | 11308.1601
2032-08-27 | 17 | 11236.1119
2032-08-27 | 18 | 11138.9799
2032-08-27 | 19 | 11169.4086
2032-08-27 | 20 | 11078.5719
2032-08-27 | 21 | 11042.6001
2032-08-27 | 22 | 10984.5641
2032-08-27 | 23 | 10589.0679
2032-08-27 | 24 | 10280.051
2032-08-28 | 1 | 9984.3658
2032-08-28 | 2 | 9759.3184
2032-08-28 | 3 | 9663.6081
2032-08-28 | 4 | 9588.1012
2032-08-28 | 5 | 9597.555
2032-08-28 | 6 | 9698.7792
2032-08-28 | 7 | 9699.5839
2032-08-28 | 8 | 9769.4095
2032-08-28 | 9 | 9984.5435
2032-08-28 | 10 | 10210.4204
2032-08-28 | 11 | 10344.4618
2032-08-28 | 12 | 10389.9252
2032-08-28 | 13 | 10355.5415
2032-08-28 | 14 | 10370.0995
2032-08-28 | 15 | 10354.9559
2032-08-28 | 16 | 10413.1811
2032-08-28 | 17 | 10443.7196
2032-08-28 | 18 | 10521.7556
2032-08-28 | 19 | 10488.7547
2032-08-28 | 20 | 10573.8452
2032-08-28 | 21 | 10668.9992
2032-08-28 | 22 | 10678.6359
2032-08-28 | 23 | 10459.9329
2032-08-28 | 24 | 10148.5789
2032-08-29 | 1 | 9903.854
2032-08-29 | 2 | 9668.5532
2032-08-29 | 3 | 9601.9269
2032-08-29 | 4 | 9581.8151
2032-08-29 | 5 | 9596.2154
2032-08-29 | 6 | 9680.4908
2032-08-29 | 7 | 9666.1824
2032-08-29 | 8 | 9701.1125
2032-08-29 | 9 | 9850.7555
2032-08-29 | 10 | 10020.4629
2032-08-29 | 11 | 10116.7886
2032-08-29 | 12 | 10138.9938
2032-08-29 | 13 | 10136.2905
2032-08-29 | 14 | 10162.3133
2032-08-29 | 15 | 10110.8091
2032-08-29 | 16 | 10164.204
2032-08-29 | 17 | 10280.4438
2032-08-29 | 18 | 10415.4738
2032-08-29 | 19 | 10417.1367
2032-08-29 | 20 | 10436.8019
2032-08-29 | 21 | 10528.458
2032-08-29 | 22 | 10438.4796
2032-08-29 | 23 | 10180.0725
2032-08-29 | 24 | 9883.7847
2032-08-30 | 1 | 9650.0949
2032-08-30 | 2 | 9581.7159
2032-08-30 | 3 | 9486.9311
2032-08-30 | 4 | 9443.2518
2032-08-30 | 5 | 9433.1148
2032-08-30 | 6 | 9606.8107
2032-08-30 | 7 | 9815.7144
2032-08-30 | 8 | 10201.5098
2032-08-30 | 9 | 10480.8768
2032-08-30 | 10 | 10610.0506
2032-08-30 | 11 | 10635.3428
2032-08-30 | 12 | 10729.3835
2032-08-30 | 13 | 10662.6804
2032-08-30 | 14 | 10691.6226
2032-08-30 | 15 | 10707.4185
2032-08-30 | 16 | 10754.4989
2032-08-30 | 17 | 10822.5203
2032-08-30 | 18 | 10828.2487
2032-08-30 | 19 | 10778.2717
2032-08-30 | 20 | 10743.5759
2032-08-30 | 21 | 10834.6345
2032-08-30 | 22 | 10727.3298
2032-08-30 | 23 | 10376.8436
2032-08-30 | 24 | 9991.8038
2032-08-31 | 1 | 9699.9422
2032-08-31 | 2 | 9514.1303
2032-08-31 | 3 | 9438.3237
2032-08-31 | 4 | 9388.3267
2032-08-31 | 5 | 9419.481
2032-08-31 | 6 | 9642.1672
2032-08-31 | 7 | 9855.4074
2032-08-31 | 8 | 10245.5636
2032-08-31 | 9 | 10538.7269
2032-08-31 | 10 | 10677.655
2032-08-31 | 11 | 10716.6749
2032-08-31 | 12 | 10740.2912
2032-08-31 | 13 | 10630.2292
2032-08-31 | 14 | 10750.4602
2032-08-31 | 15 | 10708.1702
2032-08-31 | 16 | 10793.2097
2032-08-31 | 17 | 10899.2058
2032-08-31 | 18 | 10859.5365
2032-08-31 | 19 | 10795.9262
2032-08-31 | 20 | 10758.8252
2032-08-31 | 21 | 10843.6783
2032-08-31 | 22 | 10706.8813
2032-08-31 | 23 | 10368.4217
2032-08-31 | 24 | 10031.2138
2032-09-01 | 1 | 9732.3545
2032-09-01 | 2 | 9541.0695
2032-09-01 | 3 | 9436.4917
2032-09-01 | 4 | 9402.5195
2032-09-01 | 5 | 9435.7255
2032-09-01 | 6 | 9616.3035
2032-09-01 | 7 | 9835.816
2032-09-01 | 8 | 10200.6545
2032-09-01 | 9 | 10457.0645
2032-09-01 | 10 | 10587.6596
2032-09-01 | 11 | 10563.8935
2032-09-01 | 12 | 10523.7804
2032-09-01 | 13 | 10485.1471
2032-09-01 | 14 | 10530.5629
2032-09-01 | 15 | 10581.7984
2032-09-01 | 16 | 10662.8157
2032-09-01 | 17 | 10734.7313
2032-09-01 | 18 | 10802.3993
2032-09-01 | 19 | 10730.3812
2032-09-01 | 20 | 10779.0306
2032-09-01 | 21 | 10892.591
2032-09-01 | 22 | 10779.0522
2032-09-01 | 23 | 10501.995
2032-09-01 | 24 | 10091.1296
2032-09-02 | 1 | 9844.8598
2032-09-02 | 2 | 9689.3133
2032-09-02 | 3 | 9567.5332
2032-09-02 | 4 | 9523.5191
2032-09-02 | 5 | 9500.6338
2032-09-02 | 6 | 9648.9232
2032-09-02 | 7 | 9828.5419
2032-09-02 | 8 | 10195.0199
2032-09-02 | 9 | 10530.3925
2032-09-02 | 10 | 10676.7696
2032-09-02 | 11 | 10684.5486
2032-09-02 | 12 | 10649.0662
2032-09-02 | 13 | 10603.3133
2032-09-02 | 14 | 10599.7664
2032-09-02 | 15 | 10577.5518
2032-09-02 | 16 | 10567.4495
2032-09-02 | 17 | 10585.1372
2032-09-02 | 18 | 10581.0154
2032-09-02 | 19 | 10557.1001
2032-09-02 | 20 | 10562.4649
2032-09-02 | 21 | 10651.9832
2032-09-02 | 22 | 10533.3719
2032-09-02 | 23 | 10341.2548
2032-09-02 | 24 | 9995.3623
2032-09-03 | 1 | 9724.5383
2032-09-03 | 2 | 9590.4853
2032-09-03 | 3 | 9492.9616
2032-09-03 | 4 | 9450.0841
2032-09-03 | 5 | 9478.2332
2032-09-03 | 6 | 9586.563
2032-09-03 | 7 | 9759.1566
2032-09-03 | 8 | 10163.6627
2032-09-03 | 9 | 10460.217
2032-09-03 | 10 | 10632.4147
2032-09-03 | 11 | 10582.9688
2032-09-03 | 12 | 10536.8968
2032-09-03 | 13 | 10537.4477
2032-09-03 | 14 | 10376.2284
2032-09-03 | 15 | 10337.8791
2032-09-03 | 16 | 10387.0553
2032-09-03 | 17 | 10542.3883
2032-09-03 | 18 | 10505.6841
2032-09-03 | 19 | 10524.6378
2032-09-03 | 20 | 10470.7084
2032-09-03 | 21 | 10618.1211
2032-09-03 | 22 | 10570.5945
2032-09-03 | 23 | 10301.6596
2032-09-03 | 24 | 9993.6584
2032-09-04 | 1 | 9695.7326
2032-09-04 | 2 | 9533.0046
2032-09-04 | 3 | 9384.669
2032-09-04 | 4 | 9330.4072
2032-09-04 | 5 | 9330.3999
2032-09-04 | 6 | 9421.1084
2032-09-04 | 7 | 9390.1474
2032-09-04 | 8 | 9592.7786
2032-09-04 | 9 | 9737.4607
2032-09-04 | 10 | 9925.8952
2032-09-04 | 11 | 10029.3586
2032-09-04 | 12 | 9942.1521
2032-09-04 | 13 | 9917.8519
2032-09-04 | 14 | 9919.22
2032-09-04 | 15 | 9987.706
2032-09-04 | 16 | 9943.5528
2032-09-04 | 17 | 10068.9648
2032-09-04 | 18 | 10158.3473
2032-09-04 | 19 | 10164.3613
2032-09-04 | 20 | 10256.5828
2032-09-04 | 21 | 10356.7094
2032-09-04 | 22 | 10314.8533
2032-09-04 | 23 | 10109.247
2032-09-04 | 24 | 9836.4994
2032-09-05 | 1 | 9605.488
2032-09-05 | 2 | 9444.2119
2032-09-05 | 3 | 9340.7488
2032-09-05 | 4 | 9277.8762
2032-09-05 | 5 | 9335.6612
2032-09-05 | 6 | 9437.8781
2032-09-05 | 7 | 9440.9487
2032-09-05 | 8 | 9593.8141
2032-09-05 | 9 | 9750.1212
2032-09-05 | 10 | 9900.6847
2032-09-05 | 11 | 10008.0396
2032-09-05 | 12 | 10041.749
2032-09-05 | 13 | 10084.8966
2032-09-05 | 14 | 10121.1642
2032-09-05 | 15 | 10133.6937
2032-09-05 | 16 | 10179.7199
2032-09-05 | 17 | 10248.0493
2032-09-05 | 18 | 10346.549
2032-09-05 | 19 | 10357.9149
2032-09-05 | 20 | 10380.681
2032-09-05 | 21 | 10494.4907
2032-09-05 | 22 | 10362.6502
2032-09-05 | 23 | 10123.065
2032-09-05 | 24 | 9848.9311
2032-09-06 | 1 | 9612.7309
2032-09-06 | 2 | 9478.1004
2032-09-06 | 3 | 9361.7443
2032-09-06 | 4 | 9296.9264
2032-09-06 | 5 | 9305.3552
2032-09-06 | 6 | 9345.2328
2032-09-06 | 7 | 9300.6629
2032-09-06 | 8 | 9508.5438
2032-09-06 | 9 | 9725.4829
2032-09-06 | 10 | 10007.2421
2032-09-06 | 11 | 10146.8943
2032-09-06 | 12 | 10304.3498
2032-09-06 | 13 | 10305.4145
2032-09-06 | 14 | 10268.9361
2032-09-06 | 15 | 10292.0707
2032-09-06 | 16 | 10451.4358
2032-09-06 | 17 | 10422.6975
2032-09-06 | 18 | 10525.9087
2032-09-06 | 19 | 10500.3773
2032-09-06 | 20 | 10409.9971
2032-09-06 | 21 | 10498.7904
2032-09-06 | 22 | 10382.8688
2032-09-06 | 23 | 10138.4929
2032-09-06 | 24 | 9844.0311
2032-09-07 | 1 | 9610.9783
2032-09-07 | 2 | 9495.0445
2032-09-07 | 3 | 9444.9421
2032-09-07 | 4 | 9391.2491
2032-09-07 | 5 | 9427.0457
2032-09-07 | 6 | 9642.1126
2032-09-07 | 7 | 9835.7564
2032-09-07 | 8 | 10266.283
2032-09-07 | 9 | 10473.2925
2032-09-07 | 10 | 10652.8666
2032-09-07 | 11 | 10725.4681
2032-09-07 | 12 | 10791.0544
2032-09-07 | 13 | 10764.302
2032-09-07 | 14 | 10776.8382
2032-09-07 | 15 | 10796.1852
2032-09-07 | 16 | 10834.0417
2032-09-07 | 17 | 10826.1241
2032-09-07 | 18 | 10809.8119
2032-09-07 | 19 | 10613.529
2032-09-07 | 20 | 10519.3364
2032-09-07 | 21 | 10595.9732
2032-09-07 | 22 | 10440.651
2032-09-07 | 23 | 10171.8912
2032-09-07 | 24 | 9853.8459
2032-09-08 | 1 | 9591.5147
2032-09-08 | 2 | 9354.5492
2032-09-08 | 3 | 9260.5901
2032-09-08 | 4 | 9221.7153
2032-09-08 | 5 | 9257.6239
2032-09-08 | 6 | 9432.8949
2032-09-08 | 7 | 9682.2059
2032-09-08 | 8 | 10159.567
2032-09-08 | 9 | 10370.4432
2032-09-08 | 10 | 10541.8164
2032-09-08 | 11 | 10619.6922
2032-09-08 | 12 | 10699.1817
2032-09-08 | 13 | 10742.5652
2032-09-08 | 14 | 10764.1303
2032-09-08 | 15 | 10680.1564
2032-09-08 | 16 | 10841.6758
2032-09-08 | 17 | 10786.9528
2032-09-08 | 18 | 10892.925
2032-09-08 | 19 | 10762.4631
2032-09-08 | 20 | 10691.0424
2032-09-08 | 21 | 10688.7145
2032-09-08 | 22 | 10496.2147
2032-09-08 | 23 | 10195.9083
2032-09-08 | 24 | 9870.7505
2032-09-09 | 1 | 9589.591
2032-09-09 | 2 | 9488.5416
2032-09-09 | 3 | 9345.1475
2032-09-09 | 4 | 9308.724
2032-09-09 | 5 | 9336.319
2032-09-09 | 6 | 9511.3716
2032-09-09 | 7 | 9750.591
2032-09-09 | 8 | 10163.9726
2032-09-09 | 9 | 10407.2115
2032-09-09 | 10 | 10564.1741
2032-09-09 | 11 | 10590.6031
2032-09-09 | 12 | 10668.413
2032-09-09 | 13 | 10732.2811
2032-09-09 | 14 | 10845.3452
2032-09-09 | 15 | 10964.1582
2032-09-09 | 16 | 11094.8709
2032-09-09 | 17 | 11302.9721
2032-09-09 | 18 | 11246.1204
2032-09-09 | 19 | 11052.7334
2032-09-09 | 20 | 10980.5929
2032-09-09 | 21 | 10906.675
2032-09-09 | 22 | 10674.082
2032-09-09 | 23 | 10351.6777
2032-09-09 | 24 | 10020.1696
2032-09-10 | 1 | 9775.3645
2032-09-10 | 2 | 9590.2884
2032-09-10 | 3 | 9446.3305
2032-09-10 | 4 | 9338.9252
2032-09-10 | 5 | 9374.5245
2032-09-10 | 6 | 9595.8664
2032-09-10 | 7 | 9800.2382
2032-09-10 | 8 | 10224.4652
2032-09-10 | 9 | 10491.4375
2032-09-10 | 10 | 10656.7053
2032-09-10 | 11 | 10786.1602
2032-09-10 | 12 | 10674.6948
2032-09-10 | 13 | 10976.5679
2032-09-10 | 14 | 11099.0739
2032-09-10 | 15 | 10716.8984
2032-09-10 | 16 | 10861.4392
2032-09-10 | 17 | 10834.895
2032-09-10 | 18 | 11084.9999
2032-09-10 | 19 | 10904.402
2032-09-10 | 20 | 10640.1434
2032-09-10 | 21 | 10764.4173
2032-09-10 | 22 | 10520.5257
2032-09-10 | 23 | 10245.1781
2032-09-10 | 24 | 9949.8515
2032-09-11 | 1 | 9684.2601
2032-09-11 | 2 | 9490.1304
2032-09-11 | 3 | 9364.0441
2032-09-11 | 4 | 9294.9528
2032-09-11 | 5 | 9254.4674
2032-09-11 | 6 | 9342.2791
2032-09-11 | 7 | 9458.6053
2032-09-11 | 8 | 9667.0311
2032-09-11 | 9 | 9707.0258
2032-09-11 | 10 | 9947.4631
2032-09-11 | 11 | 10174.356
2032-09-11 | 12 | 10367.2628
2032-09-11 | 13 | 10555.1033
2032-09-11 | 14 | 10627.6185
2032-09-11 | 15 | 10509.0531
2032-09-11 | 16 | 10551.1064
2032-09-11 | 17 | 10657.3465
2032-09-11 | 18 | 10608.0707
2032-09-11 | 19 | 10423.0419
2032-09-11 | 20 | 10421.2028
2032-09-11 | 21 | 10460.04
2032-09-11 | 22 | 10308.3762
2032-09-11 | 23 | 10138.9787
2032-09-11 | 24 | 9886.0479
2032-09-12 | 1 | 9664.8603
2032-09-12 | 2 | 9505.1771
2032-09-12 | 3 | 9376.3334
2032-09-12 | 4 | 9296.5618
2032-09-12 | 5 | 9280.2417
2032-09-12 | 6 | 9355.0741
2032-09-12 | 7 | 9440.6587
2032-09-12 | 8 | 9594.2345
2032-09-12 | 9 | 9596.49
2032-09-12 | 10 | 9757.5098
2032-09-12 | 11 | 9898.3518
2032-09-12 | 12 | 10018.6287
2032-09-12 | 13 | 10118.5344
2032-09-12 | 14 | 10222.7313
2032-09-12 | 15 | 10269.7861
2032-09-12 | 16 | 10346.2691
2032-09-12 | 17 | 10457.505
2032-09-12 | 18 | 10576.0222
2032-09-12 | 19 | 10583.3163
2032-09-12 | 20 | 10570.4164
2032-09-12 | 21 | 10540.3325
2032-09-12 | 22 | 10361.4799
2032-09-12 | 23 | 10121.7251
2032-09-12 | 24 | 9780.3442
2032-09-13 | 1 | 9501.6378
2032-09-13 | 2 | 9417.2045
2032-09-13 | 3 | 9347.2235
2032-09-13 | 4 | 9305.1416
2032-09-13 | 5 | 9348.1425
2032-09-13 | 6 | 9561.7614
2032-09-13 | 7 | 9894.6532
2032-09-13 | 8 | 10327.0369
2032-09-13 | 9 | 10455.3116
2032-09-13 | 10 | 10670.3135
2032-09-13 | 11 | 10665.4081
2032-09-13 | 12 | 10717.0666
2032-09-13 | 13 | 11009.2977
2032-09-13 | 14 | 11018.7635
2032-09-13 | 15 | 11178.6043
2032-09-13 | 16 | 11384.1962
2032-09-13 | 17 | 11613.6013
2032-09-13 | 18 | 11476.5342
2032-09-13 | 19 | 11069.7041
2032-09-13 | 20 | 10976.6679
2032-09-13 | 21 | 11033.1987
2032-09-13 | 22 | 10887.1201
2032-09-13 | 23 | 10572.0503
2032-09-13 | 24 | 10138.5209
2032-09-14 | 1 | 9861.8172
2032-09-14 | 2 | 9606.8836
2032-09-14 | 3 | 9486.4965
2032-09-14 | 4 | 9430.5391
2032-09-14 | 5 | 9497.0931
2032-09-14 | 6 | 9644.1748
2032-09-14 | 7 | 9960.5061
2032-09-14 | 8 | 10379.9348
2032-09-14 | 9 | 10488.5338
2032-09-14 | 10 | 10617.2377
2032-09-14 | 11 | 10652.2828
2032-09-14 | 12 | 10725.1294
2032-09-14 | 13 | 10739.3782
2032-09-14 | 14 | 10695.7685
2032-09-14 | 15 | 10650.7028
2032-09-14 | 16 | 10701.4652
2032-09-14 | 17 | 10730.4219
2032-09-14 | 18 | 10746.3402
2032-09-14 | 19 | 10602.688
2032-09-14 | 20 | 10450.6786
2032-09-14 | 21 | 10628.0354
2032-09-14 | 22 | 10475.4181
2032-09-14 | 23 | 10172.2207
2032-09-14 | 24 | 9833.4647
2032-09-15 | 1 | 9564.0664
2032-09-15 | 2 | 9416.0106
2032-09-15 | 3 | 9334.9534
2032-09-15 | 4 | 9300.9214
2032-09-15 | 5 | 9328.5657
2032-09-15 | 6 | 9473.7461
2032-09-15 | 7 | 9797.3563
2032-09-15 | 8 | 10210.248
2032-09-15 | 9 | 10325.8597
2032-09-15 | 10 | 10462.7491
2032-09-15 | 11 | 10537.8832
2032-09-15 | 12 | 10585.3165
2032-09-15 | 13 | 10585.1526
2032-09-15 | 14 | 10566.0109
2032-09-15 | 15 | 10524.2059
2032-09-15 | 16 | 10574.2665
2032-09-15 | 17 | 10611.3909
2032-09-15 | 18 | 10621.4404
2032-09-15 | 19 | 10522.9875
2032-09-15 | 20 | 10473.0537
2032-09-15 | 21 | 10584.564
2032-09-15 | 22 | 10421.9678
2032-09-15 | 23 | 10127.8514
2032-09-15 | 24 | 9780.7331
2032-09-16 | 1 | 9517.1316
2032-09-16 | 2 | 9400.1186
2032-09-16 | 3 | 9308.822
2032-09-16 | 4 | 9270.194
2032-09-16 | 5 | 9297.0437
2032-09-16 | 6 | 9448.1323
2032-09-16 | 7 | 9758.9147
2032-09-16 | 8 | 10170.6605
2032-09-16 | 9 | 10335.824
2032-09-16 | 10 | 10437.7883
2032-09-16 | 11 | 10464.2092
2032-09-16 | 12 | 10600.8818
2032-09-16 | 13 | 10617.1092
2032-09-16 | 14 | 10596.1489
2032-09-16 | 15 | 10608.7765
2032-09-16 | 16 | 10630.891
2032-09-16 | 17 | 10629.1505
2032-09-16 | 18 | 10548.7489
2032-09-16 | 19 | 10434.652
2032-09-16 | 20 | 10382.7454
2032-09-16 | 21 | 10534.2117
2032-09-16 | 22 | 10391.2769
2032-09-16 | 23 | 10160.0352
2032-09-16 | 24 | 9863.9612
2032-09-17 | 1 | 9647.2965
2032-09-17 | 2 | 9470.7143
2032-09-17 | 3 | 9375.3242
2032-09-17 | 4 | 9341.8601
2032-09-17 | 5 | 9365.4517
2032-09-17 | 6 | 9475.1763
2032-09-17 | 7 | 9784.5202
2032-09-17 | 8 | 10187.0139
2032-09-17 | 9 | 10318.1995
2032-09-17 | 10 | 10491.3663
2032-09-17 | 11 | 10443.8011
2032-09-17 | 12 | 10387.832
2032-09-17 | 13 | 10207.9052
2032-09-17 | 14 | 10326.851
2032-09-17 | 15 | 10365.1252
2032-09-17 | 16 | 10328.4645
2032-09-17 | 17 | 10456.2117
2032-09-17 | 18 | 10415.2319
2032-09-17 | 19 | 10366.4173
2032-09-17 | 20 | 10401.6138
2032-09-17 | 21 | 10530.648
2032-09-17 | 22 | 10385.6952
2032-09-17 | 23 | 10109.0951
2032-09-17 | 24 | 9806.8672
2032-09-18 | 1 | 9589.6163
2032-09-18 | 2 | 9376.1768
2032-09-18 | 3 | 9266.851
2032-09-18 | 4 | 9248.0244
2032-09-18 | 5 | 9291.3125
2032-09-18 | 6 | 9314.8546
2032-09-18 | 7 | 9429.0143
2032-09-18 | 8 | 9597.9469
2032-09-18 | 9 | 9700.507
2032-09-18 | 10 | 9847.5636
2032-09-18 | 11 | 9908.5988
2032-09-18 | 12 | 9770.0069
2032-09-18 | 13 | 9845.0216
2032-09-18 | 14 | 9810.5519
2032-09-18 | 15 | 9677.2521
2032-09-18 | 16 | 9724.965
2032-09-18 | 17 | 9804.9603
2032-09-18 | 18 | 9945.9811
2032-09-18 | 19 | 10130.0133
2032-09-18 | 20 | 10209.9049
2032-09-18 | 21 | 10290.6428
2032-09-18 | 22 | 10188.402
2032-09-18 | 23 | 9996.251
2032-09-18 | 24 | 9756.1306
2032-09-19 | 1 | 9528.5355
2032-09-19 | 2 | 9358.9668
2032-09-19 | 3 | 9243.9788
2032-09-19 | 4 | 9128.3559
2032-09-19 | 5 | 9111.8384
2032-09-19 | 6 | 9190.0446
2032-09-19 | 7 | 9308.5534
2032-09-19 | 8 | 9438.2654
2032-09-19 | 9 | 9468.2755
2032-09-19 | 10 | 9636.463
2032-09-19 | 11 | 9640.1592
2032-09-19 | 12 | 9672.1278
2032-09-19 | 13 | 9746.3967
2032-09-19 | 14 | 9553.5557
2032-09-19 | 15 | 9610.7232
2032-09-19 | 16 | 9767.9983
2032-09-19 | 17 | 9834.0255
2032-09-19 | 18 | 9962.7965
2032-09-19 | 19 | 10063.1056
2032-09-19 | 20 | 10227.2023
2032-09-19 | 21 | 10270.7267
2032-09-19 | 22 | 10158.7852
2032-09-19 | 23 | 9965.7292
2032-09-19 | 24 | 9664.1276
2032-09-20 | 1 | 9419.016
2032-09-20 | 2 | 9338.6314
2032-09-20 | 3 | 9265.339
2032-09-20 | 4 | 9237.6257
2032-09-20 | 5 | 9308.9301
2032-09-20 | 6 | 9476.2412
2032-09-20 | 7 | 9807.0294
2032-09-20 | 8 | 10135.4865
2032-09-20 | 9 | 10290.4962
2032-09-20 | 10 | 10474.3186
2032-09-20 | 11 | 10351.2956
2032-09-20 | 12 | 10289.5003
2032-09-20 | 13 | 10226.2107
2032-09-20 | 14 | 10319.6091
2032-09-20 | 15 | 10254.9512
2032-09-20 | 16 | 10361.6414
2032-09-20 | 17 | 10297.317
2032-09-20 | 18 | 10451.4719
2032-09-20 | 19 | 10344.2958
2032-09-20 | 20 | 10486.7247
2032-09-20 | 21 | 10635.6346
2032-09-20 | 22 | 10475.5951
2032-09-20 | 23 | 10182.3304
2032-09-20 | 24 | 9852.9302
2032-09-21 | 1 | 9530.749
2032-09-21 | 2 | 9363.1274
2032-09-21 | 3 | 9267.6459
2032-09-21 | 4 | 9236.8624
2032-09-21 | 5 | 9260.5906
2032-09-21 | 6 | 9440.7616
2032-09-21 | 7 | 9819.2022
2032-09-21 | 8 | 10239.6741
2032-09-21 | 9 | 10397.1598
2032-09-21 | 10 | 10525.3198
2032-09-21 | 11 | 10492.1024
2032-09-21 | 12 | 10461.9389
2032-09-21 | 13 | 10224.0735
2032-09-21 | 14 | 10180.2225
2032-09-21 | 15 | 10197.8468
2032-09-21 | 16 | 10147.0799
2032-09-21 | 17 | 10328.6343
2032-09-21 | 18 | 10358.527
2032-09-21 | 19 | 10458.0153
2032-09-21 | 20 | 10650.8891
2032-09-21 | 21 | 10684.0116
2032-09-21 | 22 | 10522.1544
2032-09-21 | 23 | 10233.3316
2032-09-21 | 24 | 9901.6441
2032-09-22 | 1 | 9643.6713
2032-09-22 | 2 | 9523.6526
2032-09-22 | 3 | 9406.5265
2032-09-22 | 4 | 9383.0419
2032-09-22 | 5 | 9458.0968
2032-09-22 | 6 | 9614.7263
2032-09-22 | 7 | 9964.0579
2032-09-22 | 8 | 10367.5464
2032-09-22 | 9 | 10509.8263
2032-09-22 | 10 | 10636.0417
2032-09-22 | 11 | 10626.9442
2032-09-22 | 12 | 10692.4148
2032-09-22 | 13 | 10740.0659
2032-09-22 | 14 | 10770.9101
2032-09-22 | 15 | 10794.6875
2032-09-22 | 16 | 10772.1903
2032-09-22 | 17 | 10800.2612
2032-09-22 | 18 | 10575.5878
2032-09-22 | 19 | 10771.9838
2032-09-22 | 20 | 10858.3959
2032-09-22 | 21 | 10935.0573
2032-09-22 | 22 | 10725.1676
2032-09-22 | 23 | 10472.2407
2032-09-22 | 24 | 10123.4482
2032-09-23 | 1 | 9844.5122
2032-09-23 | 2 | 9700.485
2032-09-23 | 3 | 9570.1483
2032-09-23 | 4 | 9540.5006
2032-09-23 | 5 | 9561.8205
2032-09-23 | 6 | 9691.1864
2032-09-23 | 7 | 10009.1121
2032-09-23 | 8 | 10386.8124
2032-09-23 | 9 | 10601.9999
2032-09-23 | 10 | 10695.9771
2032-09-23 | 11 | 10557.103
2032-09-23 | 12 | 10441.6727
2032-09-23 | 13 | 10386.5895
2032-09-23 | 14 | 10362.9614
2032-09-23 | 15 | 10532.9754
2032-09-23 | 16 | 10394.9583
2032-09-23 | 17 | 10527.1055
2032-09-23 | 18 | 10646.5706
2032-09-23 | 19 | 10688.5442
2032-09-23 | 20 | 10776.7885
2032-09-23 | 21 | 10853.6391
2032-09-23 | 22 | 10725.023
2032-09-23 | 23 | 10444.02
2032-09-23 | 24 | 10129.8057
2032-09-24 | 1 | 9893.3919
2032-09-24 | 2 | 9715.2582
2032-09-24 | 3 | 9684.8611
2032-09-24 | 4 | 9651.2768
2032-09-24 | 5 | 9660.6555
2032-09-24 | 6 | 9751.2223
2032-09-24 | 7 | 10068.6593
2032-09-24 | 8 | 10352.2083
2032-09-24 | 9 | 10529.6725
2032-09-24 | 10 | 10554.3006
2032-09-24 | 11 | 10596.1306
2032-09-24 | 12 | 10303.5179
2032-09-24 | 13 | 10139.1422
2032-09-24 | 14 | 10040.1255
2032-09-24 | 15 | 10043.0608
2032-09-24 | 16 | 10083.1398
2032-09-24 | 17 | 10107.2209
2032-09-24 | 18 | 10087.7385
2032-09-24 | 19 | 10141.6002
2032-09-24 | 20 | 10373.1943
2032-09-24 | 21 | 10502.1792
2032-09-24 | 22 | 10372.9537
2032-09-24 | 23 | 10120.5118
2032-09-24 | 24 | 9848.858
2032-09-25 | 1 | 9630.4015
2032-09-25 | 2 | 9434.0767
2032-09-25 | 3 | 9308.6798
2032-09-25 | 4 | 9270.1179
2032-09-25 | 5 | 9268.66
2032-09-25 | 6 | 9286.6444
2032-09-25 | 7 | 9459.2424
2032-09-25 | 8 | 9590.4446
2032-09-25 | 9 | 9746.6188
2032-09-25 | 10 | 9810.4251
2032-09-25 | 11 | 9806.2148
2032-09-25 | 12 | 9782.9139
2032-09-25 | 13 | 9733.2722
2032-09-25 | 14 | 9737.5843
2032-09-25 | 15 | 9772.6951
2032-09-25 | 16 | 9717.6184
2032-09-25 | 17 | 9762.7192
2032-09-25 | 18 | 9903.3787
2032-09-25 | 19 | 9967.3598
2032-09-25 | 20 | 10225.396
2032-09-25 | 21 | 10318.8475
2032-09-25 | 22 | 10214.9343
2032-09-25 | 23 | 10018.5119
2032-09-25 | 24 | 9777.8677
2032-09-26 | 1 | 9550.7109
2032-09-26 | 2 | 9377.2609
2032-09-26 | 3 | 9253.2935
2032-09-26 | 4 | 9194.0259
2032-09-26 | 5 | 9227.5018
2032-09-26 | 6 | 9254.5514
2032-09-26 | 7 | 9387.3331
2032-09-26 | 8 | 9454.6397
2032-09-26 | 9 | 9553.6998
2032-09-26 | 10 | 9733.0441
2032-09-26 | 11 | 9832.4064
2032-09-26 | 12 | 9988.1736
2032-09-26 | 13 | 9963.0131
2032-09-26 | 14 | 9860.2062
2032-09-26 | 15 | 9775.6909
2032-09-26 | 16 | 9842.3561
2032-09-26 | 17 | 10035.7714
2032-09-26 | 18 | 10088.3219
2032-09-26 | 19 | 10105.4375
2032-09-26 | 20 | 10288.4828
2032-09-26 | 21 | 10366.6558
2032-09-26 | 22 | 10264.5436
2032-09-26 | 23 | 10001.9531
2032-09-26 | 24 | 9708.8741
2032-09-27 | 1 | 9483.3683
2032-09-27 | 2 | 9380.1095
2032-09-27 | 3 | 9292.9374
2032-09-27 | 4 | 9262.4555
2032-09-27 | 5 | 9304.787
2032-09-27 | 6 | 9474.2247
2032-09-27 | 7 | 9837.4156
2032-09-27 | 8 | 10196.1941
2032-09-27 | 9 | 10436.4949
2032-09-27 | 10 | 10511.0673
2032-09-27 | 11 | 10399.477
2032-09-27 | 12 | 10328.9494
2032-09-27 | 13 | 10122.6024
2032-09-27 | 14 | 10097.4015
2032-09-27 | 15 | 10090.3427
2032-09-27 | 16 | 10502.6605
2032-09-27 | 17 | 10540.8619
2032-09-27 | 18 | 10585.83
2032-09-27 | 19 | 10532.0989
2032-09-27 | 20 | 10633.6645
2032-09-27 | 21 | 10662.0504
2032-09-27 | 22 | 10508.4263
2032-09-27 | 23 | 10265.4981
2032-09-27 | 24 | 9901.7829
2032-09-28 | 1 | 9584.9971
2032-09-28 | 2 | 9406.9831
2032-09-28 | 3 | 9290.0173
2032-09-28 | 4 | 9267.4776
2032-09-28 | 5 | 9282.2065
2032-09-28 | 6 | 9437.3886
2032-09-28 | 7 | 9776.4562
2032-09-28 | 8 | 10126.9512
2032-09-28 | 9 | 10387.8552
2032-09-28 | 10 | 10426.6877
2032-09-28 | 11 | 10339.6416
2032-09-28 | 12 | 10243.9994
2032-09-28 | 13 | 10180.7436
2032-09-28 | 14 | 10220.0728
2032-09-28 | 15 | 10232.6449
2032-09-28 | 16 | 10236.1018
2032-09-28 | 17 | 10268.4132
2032-09-28 | 18 | 10305.6653
2032-09-28 | 19 | 10318.6345
2032-09-28 | 20 | 10590.9498
2032-09-28 | 21 | 10654.1782
2032-09-28 | 22 | 10465.4784
2032-09-28 | 23 | 10165.1641
2032-09-28 | 24 | 9822.753
2032-09-29 | 1 | 9537.1741
2032-09-29 | 2 | 9367.736
2032-09-29 | 3 | 9281.7894
2032-09-29 | 4 | 9243.0394
2032-09-29 | 5 | 9319.2222
2032-09-29 | 6 | 9486.5023
2032-09-29 | 7 | 9890.1078
2032-09-29 | 8 | 10260.2342
2032-09-29 | 9 | 10445.0161
2032-09-29 | 10 | 10493.4471
2032-09-29 | 11 | 10449.3673
2032-09-29 | 12 | 10354.1782
2032-09-29 | 13 | 10287.3696
2032-09-29 | 14 | 10277.4622
2032-09-29 | 15 | 10265.5421
2032-09-29 | 16 | 10266.6785
2032-09-29 | 17 | 10289.9864
2032-09-29 | 18 | 10385.8522
2032-09-29 | 19 | 10431.9475
2032-09-29 | 20 | 10645.5848
2032-09-29 | 21 | 10657.6039
2032-09-29 | 22 | 10524.0433
2032-09-29 | 23 | 10296.7338
2032-09-29 | 24 | 9956.9755
2032-09-30 | 1 | 9701.913
2032-09-30 | 2 | 9545.8478
2032-09-30 | 3 | 9498.8814
2032-09-30 | 4 | 9447.6076
2032-09-30 | 5 | 9488.8672
2032-09-30 | 6 | 9672.5059
2032-09-30 | 7 | 10114.0473
2032-09-30 | 8 | 10460.652
2032-09-30 | 9 | 10749.6797
2032-09-30 | 10 | 10664.7259
2032-09-30 | 11 | 10458.8104
2032-09-30 | 12 | 10263.7786
2032-09-30 | 13 | 10163.4271
2032-09-30 | 14 | 10107.7552
2032-09-30 | 15 | 10079.126
2032-09-30 | 16 | 10059.7397
2032-09-30 | 17 | 10112.8866
2032-09-30 | 18 | 10194.4772
2032-09-30 | 19 | 10232.6476
2032-09-30 | 20 | 10520.0556
2032-09-30 | 21 | 10567.3507
2032-09-30 | 22 | 10433.3531
2032-09-30 | 23 | 10180.4401
2032-09-30 | 24 | 9857.0853
2032-10-01 | 1 | 9586.1222
2032-10-01 | 2 | 9617.7079
2032-10-01 | 3 | 9525.9827
2032-10-01 | 4 | 9536.838
2032-10-01 | 5 | 9558.0384
2032-10-01 | 6 | 9696.0067
2032-10-01 | 7 | 10039.017
2032-10-01 | 8 | 10275.0566
2032-10-01 | 9 | 10526.0551
2032-10-01 | 10 | 10612.4519
2032-10-01 | 11 | 10534.1453
2032-10-01 | 12 | 10429.9943
2032-10-01 | 13 | 10337.8777
2032-10-01 | 14 | 10336.7809
2032-10-01 | 15 | 10325.2684
2032-10-01 | 16 | 10318.2519
2032-10-01 | 17 | 10339.9411
2032-10-01 | 18 | 10415.9776
2032-10-01 | 19 | 10437.439
2032-10-01 | 20 | 10672.1042
2032-10-01 | 21 | 10681.3843
2032-10-01 | 22 | 10539.186
2032-10-01 | 23 | 10262.5417
2032-10-01 | 24 | 9957.9362
2032-10-02 | 1 | 9763.3018
2032-10-02 | 2 | 9584.4544
2032-10-02 | 3 | 9472.7068
2032-10-02 | 4 | 9468.9591
2032-10-02 | 5 | 9473.4834
2032-10-02 | 6 | 9498.2331
2032-10-02 | 7 | 9618.766
2032-10-02 | 8 | 9730.8928
2032-10-02 | 9 | 9864.7316
2032-10-02 | 10 | 10013.3242
2032-10-02 | 11 | 10018.3209
2032-10-02 | 12 | 10027.6154
2032-10-02 | 13 | 9943.379
2032-10-02 | 14 | 9958.131
2032-10-02 | 15 | 9933.4916
2032-10-02 | 16 | 9841.5968
2032-10-02 | 17 | 9909.3539
2032-10-02 | 18 | 10035.6541
2032-10-02 | 19 | 10109.641
2032-10-02 | 20 | 10399.3442
2032-10-02 | 21 | 10455.0186
2032-10-02 | 22 | 10381.6936
2032-10-02 | 23 | 10193.3059
2032-10-02 | 24 | 9917.3173
2032-10-03 | 1 | 9754.7306
2032-10-03 | 2 | 9613.8921
2032-10-03 | 3 | 9516.1898
2032-10-03 | 4 | 9467.3202
2032-10-03 | 5 | 9471.5466
2032-10-03 | 6 | 9520.254
2032-10-03 | 7 | 9657.0813
2032-10-03 | 8 | 9687.8934
2032-10-03 | 9 | 9812.0114
2032-10-03 | 10 | 9932.8183
2032-10-03 | 11 | 9865.498
2032-10-03 | 12 | 9843.1942
2032-10-03 | 13 | 9855.5746
2032-10-03 | 14 | 9832.2693
2032-10-03 | 15 | 9818.2398
2032-10-03 | 16 | 9831.2567
2032-10-03 | 17 | 9989.3025
2032-10-03 | 18 | 10127.2753
2032-10-03 | 19 | 10233.884
2032-10-03 | 20 | 10559.9498
2032-10-03 | 21 | 10588.1704
2032-10-03 | 22 | 10524.6845
2032-10-03 | 23 | 10306.4146
2032-10-03 | 24 | 10011.3087
2032-10-04 | 1 | 9764.483
2032-10-04 | 2 | 9668.9908
2032-10-04 | 3 | 9583.8498
2032-10-04 | 4 | 9600.5903
2032-10-04 | 5 | 9585.0025
2032-10-04 | 6 | 9764.9123
2032-10-04 | 7 | 10149.6205
2032-10-04 | 8 | 10471.8736
2032-10-04 | 9 | 10712.9033
2032-10-04 | 10 | 10678.7229
2032-10-04 | 11 | 10611.2328
2032-10-04 | 12 | 10498.6338
2032-10-04 | 13 | 10422.9931
2032-10-04 | 14 | 10380.7077
2032-10-04 | 15 | 10359.7514
2032-10-04 | 16 | 10386.463
2032-10-04 | 17 | 10467.9676
2032-10-04 | 18 | 10571.9996
2032-10-04 | 19 | 10631.3054
2032-10-04 | 20 | 10928.4281
2032-10-04 | 21 | 10951.9578
2032-10-04 | 22 | 10814.913
2032-10-04 | 23 | 10516.5243
2032-10-04 | 24 | 10107.8271
2032-10-05 | 1 | 9882.476
2032-10-05 | 2 | 9661.6902
2032-10-05 | 3 | 9584.6441
2032-10-05 | 4 | 9605.5137
2032-10-05 | 5 | 9683.599
2032-10-05 | 6 | 9809.4489
2032-10-05 | 7 | 10183.5687
2032-10-05 | 8 | 10537.7049
2032-10-05 | 9 | 10724.7622
2032-10-05 | 10 | 10763.1286
2032-10-05 | 11 | 10677.7722
2032-10-05 | 12 | 10620.176
2032-10-05 | 13 | 10430.323
2032-10-05 | 14 | 10396.131
2032-10-05 | 15 | 10384.6803
2032-10-05 | 16 | 10388.45
2032-10-05 | 17 | 10484.0702
2032-10-05 | 18 | 10585.0074
2032-10-05 | 19 | 10639.4015
2032-10-05 | 20 | 10965.424
2032-10-05 | 21 | 11005.9705
2032-10-05 | 22 | 10866.2643
2032-10-05 | 23 | 10589.4875
2032-10-05 | 24 | 10291.8392
2032-10-06 | 1 | 10029.2186
2032-10-06 | 2 | 9850.7039
2032-10-06 | 3 | 9728.709
2032-10-06 | 4 | 9669.4885
2032-10-06 | 5 | 9711.0462
2032-10-06 | 6 | 9883.2804
2032-10-06 | 7 | 10182.7799
2032-10-06 | 8 | 10504.8334
2032-10-06 | 9 | 10779.3753
2032-10-06 | 10 | 10810.7887
2032-10-06 | 11 | 10743.4735
2032-10-06 | 12 | 10771.3961
2032-10-06 | 13 | 10369.9121
2032-10-06 | 14 | 10360.2492
2032-10-06 | 15 | 10345.6948
2032-10-06 | 16 | 10336.7743
2032-10-06 | 17 | 10374.0568
2032-10-06 | 18 | 10645.0847
2032-10-06 | 19 | 10619.7145
2032-10-06 | 20 | 10933.3945
2032-10-06 | 21 | 10918.7428
2032-10-06 | 22 | 10759.7729
2032-10-06 | 23 | 10473.0597
2032-10-06 | 24 | 10130.9267
2032-10-07 | 1 | 9841.2039
2032-10-07 | 2 | 9703.2745
2032-10-07 | 3 | 9635.8517
2032-10-07 | 4 | 9604.2159
2032-10-07 | 5 | 9624.6769
2032-10-07 | 6 | 9780.3512
2032-10-07 | 7 | 10151.8416
2032-10-07 | 8 | 10475.5865
2032-10-07 | 9 | 10744.8427
2032-10-07 | 10 | 10736.1785
2032-10-07 | 11 | 10591.9716
2032-10-07 | 12 | 10461.3347
2032-10-07 | 13 | 10398.3913
2032-10-07 | 14 | 10345.7514
2032-10-07 | 15 | 10346.8299
2032-10-07 | 16 | 10578.6623
2032-10-07 | 17 | 10360.8976
2032-10-07 | 18 | 10436.2477
2032-10-07 | 19 | 10476.685
2032-10-07 | 20 | 10791.9812
2032-10-07 | 21 | 10779.5912
2032-10-07 | 22 | 10651.5622
2032-10-07 | 23 | 10389.9305
2032-10-07 | 24 | 10079.7379
2032-10-08 | 1 | 9829.2652
2032-10-08 | 2 | 9661.2465
2032-10-08 | 3 | 9563.3552
2032-10-08 | 4 | 9514.2676
2032-10-08 | 5 | 9538.3954
2032-10-08 | 6 | 9703.3489
2032-10-08 | 7 | 10054.2095
2032-10-08 | 8 | 10334.3745
2032-10-08 | 9 | 10605.5691
2032-10-08 | 10 | 10653.3509
2032-10-08 | 11 | 10541.355
2032-10-08 | 12 | 10428.5669
2032-10-08 | 13 | 10359.5003
2032-10-08 | 14 | 10358.5126
2032-10-08 | 15 | 10352.9099
2032-10-08 | 16 | 10342.3408
2032-10-08 | 17 | 10341.2892
2032-10-08 | 18 | 10406.7995
2032-10-08 | 19 | 10479.3802
2032-10-08 | 20 | 10777.0483
2032-10-08 | 21 | 10743.92
2032-10-08 | 22 | 10634.1048
2032-10-08 | 23 | 10362.4495
2032-10-08 | 24 | 10069.1795
2032-10-09 | 1 | 9816.4964
2032-10-09 | 2 | 9654.1463
2032-10-09 | 3 | 9547.6219
2032-10-09 | 4 | 9485.0492
2032-10-09 | 5 | 9515.5854
2032-10-09 | 6 | 9602.6849
2032-10-09 | 7 | 9760.3781
2032-10-09 | 8 | 9818.5261
2032-10-09 | 9 | 10031.5651
2032-10-09 | 10 | 10124.0949
2032-10-09 | 11 | 10141.6773
2032-10-09 | 12 | 10176.7616
2032-10-09 | 13 | 10358.7777
2032-10-09 | 14 | 10104.8873
2032-10-09 | 15 | 10062.3884
2032-10-09 | 16 | 9977.4418
2032-10-09 | 17 | 10210.1897
2032-10-09 | 18 | 10185.7177
2032-10-09 | 19 | 10299.7333
2032-10-09 | 20 | 10523.1148
2032-10-09 | 21 | 10501.87
2032-10-09 | 22 | 10397.0492
2032-10-09 | 23 | 10206.9788
2032-10-09 | 24 | 9962.7825
2032-10-10 | 1 | 9736.4276
2032-10-10 | 2 | 9571.1417
2032-10-10 | 3 | 9452.9036
2032-10-10 | 4 | 9389.5593
2032-10-10 | 5 | 9384.9959
2032-10-10 | 6 | 9459.5177
2032-10-10 | 7 | 9595.8786
2032-10-10 | 8 | 9611.4352
2032-10-10 | 9 | 9803.1949
2032-10-10 | 10 | 9899.0907
2032-10-10 | 11 | 9963.4907
2032-10-10 | 12 | 9986.815
2032-10-10 | 13 | 10079.4255
2032-10-10 | 14 | 10173.1935
2032-10-10 | 15 | 9893.3305
2032-10-10 | 16 | 10142.4301
2032-10-10 | 17 | 10240.7178
2032-10-10 | 18 | 10355.0605
2032-10-10 | 19 | 10395.9872
2032-10-10 | 20 | 10569.2007
2032-10-10 | 21 | 10519.1544
2032-10-10 | 22 | 10439.9428
2032-10-10 | 23 | 10208.2569
2032-10-10 | 24 | 9912.7405
2032-10-11 | 1 | 9685.5284
2032-10-11 | 2 | 9626.781
2032-10-11 | 3 | 9509.3321
2032-10-11 | 4 | 9447.3025
2032-10-11 | 5 | 9444.385
2032-10-11 | 6 | 9522.0249
2032-10-11 | 7 | 9691.2462
2032-10-11 | 8 | 9741.6694
2032-10-11 | 9 | 9930.9453
2032-10-11 | 10 | 10093.0262
2032-10-11 | 11 | 10205.2528
2032-10-11 | 12 | 9966.2213
2032-10-11 | 13 | 9930.8122
2032-10-11 | 14 | 9929.7215
2032-10-11 | 15 | 10009.1161
2032-10-11 | 16 | 10100.9156
2032-10-11 | 17 | 10157.9242
2032-10-11 | 18 | 10439.0077
2032-10-11 | 19 | 10335.3774
2032-10-11 | 20 | 10520.3979
2032-10-11 | 21 | 10477.5073
2032-10-11 | 22 | 10330.7539
2032-10-11 | 23 | 10143.5331
2032-10-11 | 24 | 9910.4945
2032-10-12 | 1 | 9668.0981
2032-10-12 | 2 | 9536.2078
2032-10-12 | 3 | 9449.0445
2032-10-12 | 4 | 9411.6166
2032-10-12 | 5 | 9454.5296
2032-10-12 | 6 | 9685.9092
2032-10-12 | 7 | 10045.8087
2032-10-12 | 8 | 10269.4984
2032-10-12 | 9 | 10540.7928
2032-10-12 | 10 | 10636.5547
2032-10-12 | 11 | 10704.7063
2032-10-12 | 12 | 10845.0406
2032-10-12 | 13 | 10812.0974
2032-10-12 | 14 | 10911.1883
2032-10-12 | 15 | 10745.2033
2032-10-12 | 16 | 10556.0479
2032-10-12 | 17 | 10653.8595
2032-10-12 | 18 | 10675.4693
2032-10-12 | 19 | 10733.5055
2032-10-12 | 20 | 10828.1896
2032-10-12 | 21 | 10766.4437
2032-10-12 | 22 | 10617.3442
2032-10-12 | 23 | 10311.7733
2032-10-12 | 24 | 9953.3988
2032-10-13 | 1 | 9673.4792
2032-10-13 | 2 | 9536.5687
2032-10-13 | 3 | 9447.1787
2032-10-13 | 4 | 9409.5328
2032-10-13 | 5 | 9444.8958
2032-10-13 | 6 | 9559.4808
2032-10-13 | 7 | 9930.98
2032-10-13 | 8 | 10183.5911
2032-10-13 | 9 | 10460.1491
2032-10-13 | 10 | 10586.1986
2032-10-13 | 11 | 10585.6879
2032-10-13 | 12 | 10458.9824
2032-10-13 | 13 | 10427.5211
2032-10-13 | 14 | 10717.603
2032-10-13 | 15 | 10737.8826
2032-10-13 | 16 | 10692.6334
2032-10-13 | 17 | 10743.7642
2032-10-13 | 18 | 10827.8776
2032-10-13 | 19 | 10786.7445
2032-10-13 | 20 | 10869.0654
2032-10-13 | 21 | 10752.5669
2032-10-13 | 22 | 10655.9297
2032-10-13 | 23 | 10358.8096
2032-10-13 | 24 | 10013.0605
2032-10-14 | 1 | 9742.3134
2032-10-14 | 2 | 9597.8783
2032-10-14 | 3 | 9494.0801
2032-10-14 | 4 | 9489.3999
2032-10-14 | 5 | 9523.0737
2032-10-14 | 6 | 9686.8124
2032-10-14 | 7 | 10053.3689
2032-10-14 | 8 | 10325.4662
2032-10-14 | 9 | 10622.9754
2032-10-14 | 10 | 10620.2535
2032-10-14 | 11 | 10508.5031
2032-10-14 | 12 | 10463.0427
2032-10-14 | 13 | 10488.2567
2032-10-14 | 14 | 10664.3615
2032-10-14 | 15 | 10817.5096
2032-10-14 | 16 | 10522.5981
2032-10-14 | 17 | 10739.3659
2032-10-14 | 18 | 10619.712
2032-10-14 | 19 | 10718.9877
2032-10-14 | 20 | 10843.2038
2032-10-14 | 21 | 10736.2209
2032-10-14 | 22 | 10602.289
2032-10-14 | 23 | 10392.4075
2032-10-14 | 24 | 10096.6683
2032-10-15 | 1 | 9773.1344
2032-10-15 | 2 | 9597.9822
2032-10-15 | 3 | 9520.8146
2032-10-15 | 4 | 9537.0931
2032-10-15 | 5 | 9567.2982
2032-10-15 | 6 | 9727.1169
2032-10-15 | 7 | 10021.8471
2032-10-15 | 8 | 10411.1076
2032-10-15 | 9 | 10728.5531
2032-10-15 | 10 | 10713.8484
2032-10-15 | 11 | 10784.6066
2032-10-15 | 12 | 10818.901
2032-10-15 | 13 | 10652.2394
2032-10-15 | 14 | 10486.2409
2032-10-15 | 15 | 10442.4186
2032-10-15 | 16 | 10442.5128
2032-10-15 | 17 | 10381.1706
2032-10-15 | 18 | 10590.192
2032-10-15 | 19 | 10729.5383
2032-10-15 | 20 | 10889.04
2032-10-15 | 21 | 10800.2032
2032-10-15 | 22 | 10666.7922
2032-10-15 | 23 | 10401.6292
2032-10-15 | 24 | 10101.6632
2032-10-16 | 1 | 9881.4785
2032-10-16 | 2 | 9651.7977
2032-10-16 | 3 | 9524.2078
2032-10-16 | 4 | 9452.4889
2032-10-16 | 5 | 9451.846
2032-10-16 | 6 | 9536.307
2032-10-16 | 7 | 9674.2735
2032-10-16 | 8 | 9875.9217
2032-10-16 | 9 | 10158.9271
2032-10-16 | 10 | 10180.9531
2032-10-16 | 11 | 10253.3154
2032-10-16 | 12 | 10163.9423
2032-10-16 | 13 | 10116.9636
2032-10-16 | 14 | 10164.5015
2032-10-16 | 15 | 10130.2797
2032-10-16 | 16 | 9991.5526
2032-10-16 | 17 | 10085.1204
2032-10-16 | 18 | 10390.48
2032-10-16 | 19 | 10426.2921
2032-10-16 | 20 | 10628.6683
2032-10-16 | 21 | 10590.2915
2032-10-16 | 22 | 10482.6493
2032-10-16 | 23 | 10274.3479
2032-10-16 | 24 | 10070.5738
2032-10-17 | 1 | 9838.5194
2032-10-17 | 2 | 9663.0339
2032-10-17 | 3 | 9542.3026
2032-10-17 | 4 | 9453.7793
2032-10-17 | 5 | 9467.25
2032-10-17 | 6 | 9534.4652
2032-10-17 | 7 | 9667.4886
2032-10-17 | 8 | 9931.8479
2032-10-17 | 9 | 10149.7011
2032-10-17 | 10 | 10012.0301
2032-10-17 | 11 | 9978.3961
2032-10-17 | 12 | 10101.4718
2032-10-17 | 13 | 9853.353
2032-10-17 | 14 | 9883.6704
2032-10-17 | 15 | 9819.8778
2032-10-17 | 16 | 9948.6039
2032-10-17 | 17 | 10272.8423
2032-10-17 | 18 | 10320.5799
2032-10-17 | 19 | 10497.5097
2032-10-17 | 20 | 10757.3244
2032-10-17 | 21 | 10708.3184
2032-10-17 | 22 | 10596.5138
2032-10-17 | 23 | 10375.2806
2032-10-17 | 24 | 10088.0184
2032-10-18 | 1 | 9856.0279
2032-10-18 | 2 | 9783.0801
2032-10-18 | 3 | 9687.6066
2032-10-18 | 4 | 9647.7742
2032-10-18 | 5 | 9687.5921
2032-10-18 | 6 | 9820.6989
2032-10-18 | 7 | 10179.9602
2032-10-18 | 8 | 10624.5679
2032-10-18 | 9 | 10876.8649
2032-10-18 | 10 | 10808.6037
2032-10-18 | 11 | 10655.7748
2032-10-18 | 12 | 10514.0489
2032-10-18 | 13 | 10610.1624
2032-10-18 | 14 | 10424.9208
2032-10-18 | 15 | 10536.6819
2032-10-18 | 16 | 10401.1185
2032-10-18 | 17 | 10525.6099
2032-10-18 | 18 | 10698.1444
2032-10-18 | 19 | 10816.4533
2032-10-18 | 20 | 11087.4375
2032-10-18 | 21 | 11013.2321
2032-10-18 | 22 | 10874.6872
2032-10-18 | 23 | 10542.8853
2032-10-18 | 24 | 10183.9617
2032-10-19 | 1 | 9902.8404
2032-10-19 | 2 | 9708.0993
2032-10-19 | 3 | 9659.6792
2032-10-19 | 4 | 9601.908
2032-10-19 | 5 | 9676.3152
2032-10-19 | 6 | 9845.8092
2032-10-19 | 7 | 10093.1117
2032-10-19 | 8 | 10589.7114
2032-10-19 | 9 | 10856.5317
2032-10-19 | 10 | 10793.4622
2032-10-19 | 11 | 10757.7748
2032-10-19 | 12 | 10784.4535
2032-10-19 | 13 | 10733.1592
2032-10-19 | 14 | 10675.6762
2032-10-19 | 15 | 10696.4905
2032-10-19 | 16 | 10650.5951
2032-10-19 | 17 | 10831.8527
2032-10-19 | 18 | 10870.1805
2032-10-19 | 19 | 11037.3622
2032-10-19 | 20 | 11091.7979
2032-10-19 | 21 | 11061.547
2032-10-19 | 22 | 10892.4275
2032-10-19 | 23 | 10573.238
2032-10-19 | 24 | 10250.9385
2032-10-20 | 1 | 10002.4138
2032-10-20 | 2 | 9803.5536
2032-10-20 | 3 | 9757.7984
2032-10-20 | 4 | 9729.5004
2032-10-20 | 5 | 9756.5423
2032-10-20 | 6 | 9925.5185
2032-10-20 | 7 | 10284.7226
2032-10-20 | 8 | 10757.5296
2032-10-20 | 9 | 10980.7524
2032-10-20 | 10 | 10882.6016
2032-10-20 | 11 | 10730.745
2032-10-20 | 12 | 10567.4058
2032-10-20 | 13 | 10522.6992
2032-10-20 | 14 | 10468.456
2032-10-20 | 15 | 10445.7734
2032-10-20 | 16 | 10442.0329
2032-10-20 | 17 | 10536.1612
2032-10-20 | 18 | 10697.9277
2032-10-20 | 19 | 10938.0683
2032-10-20 | 20 | 11130.3491
2032-10-20 | 21 | 11031.6046
2032-10-20 | 22 | 10894.5544
2032-10-20 | 23 | 10644.054
2032-10-20 | 24 | 10317.7309
2032-10-21 | 1 | 10032.373
2032-10-21 | 2 | 9925.0445
2032-10-21 | 3 | 9783.8487
2032-10-21 | 4 | 9732.6982
2032-10-21 | 5 | 9718.1599
2032-10-21 | 6 | 9888.7725
2032-10-21 | 7 | 10162.2027
2032-10-21 | 8 | 10597.3644
2032-10-21 | 9 | 10988.3583
2032-10-21 | 10 | 10977.7302
2032-10-21 | 11 | 10807.6461
2032-10-21 | 12 | 10684.2423
2032-10-21 | 13 | 10575.2566
2032-10-21 | 14 | 10638.4581
2032-10-21 | 15 | 10567.5429
2032-10-21 | 16 | 10641.0469
2032-10-21 | 17 | 10608.314
2032-10-21 | 18 | 10739.8658
2032-10-21 | 19 | 11059.1249
2032-10-21 | 20 | 11138.2107
2032-10-21 | 21 | 11083.2273
2032-10-21 | 22 | 10969.8582
2032-10-21 | 23 | 10699.4476
2032-10-21 | 24 | 10387.3147
2032-10-22 | 1 | 10115.3017
2032-10-22 | 2 | 9961.3623
2032-10-22 | 3 | 9848.709
2032-10-22 | 4 | 9825.5177
2032-10-22 | 5 | 9771.261
2032-10-22 | 6 | 9863.5655
2032-10-22 | 7 | 10158.1929
2032-10-22 | 8 | 10599.3808
2032-10-22 | 9 | 10898.4936
2032-10-22 | 10 | 10885.8894
2032-10-22 | 11 | 10920.6322
2032-10-22 | 12 | 10741.0459
2032-10-22 | 13 | 10842.0375
2032-10-22 | 14 | 10817.0367
2032-10-22 | 15 | 10505.6
2032-10-22 | 16 | 10434.8391
2032-10-22 | 17 | 10428.1214
2032-10-22 | 18 | 10455.0695
2032-10-22 | 19 | 10741.0382
2032-10-22 | 20 | 10945.6297
2032-10-22 | 21 | 10888.4822
2032-10-22 | 22 | 10771.6359
2032-10-22 | 23 | 10531.7157
2032-10-22 | 24 | 10244.6418
2032-10-23 | 1 | 9979.1355
2032-10-23 | 2 | 9784.2627
2032-10-23 | 3 | 9605.9492
2032-10-23 | 4 | 9545.702
2032-10-23 | 5 | 9544.0294
2032-10-23 | 6 | 9585.9117
2032-10-23 | 7 | 9707.6777
2032-10-23 | 8 | 9893.2515
2032-10-23 | 9 | 10132.1136
2032-10-23 | 10 | 10174.0257
2032-10-23 | 11 | 10121.4928
2032-10-23 | 12 | 10028.8316
2032-10-23 | 13 | 9953.4892
2032-10-23 | 14 | 9925.7926
2032-10-23 | 15 | 9895.59
2032-10-23 | 16 | 9886.5645
2032-10-23 | 17 | 10077.8267
2032-10-23 | 18 | 10232.5066
2032-10-23 | 19 | 10536.5431
2032-10-23 | 20 | 10609.7929
2032-10-23 | 21 | 10551.7771
2032-10-23 | 22 | 10444.1585
2032-10-23 | 23 | 10241.5794
2032-10-23 | 24 | 10046.9165
2032-10-24 | 1 | 9788.496
2032-10-24 | 2 | 9647.4519
2032-10-24 | 3 | 9527.6657
2032-10-24 | 4 | 9483.4508
2032-10-24 | 5 | 9564.6346
2032-10-24 | 6 | 9599.1517
2032-10-24 | 7 | 9656.1261
2032-10-24 | 8 | 9887.7515
2032-10-24 | 9 | 9987.2874
2032-10-24 | 10 | 10016.4302
2032-10-24 | 11 | 9971.9686
2032-10-24 | 12 | 10098.8619
2032-10-24 | 13 | 10068.8937
2032-10-24 | 14 | 10092.5679
2032-10-24 | 15 | 10050.7803
2032-10-24 | 16 | 10118.8063
2032-10-24 | 17 | 10386.8515
2032-10-24 | 18 | 10343.7023
2032-10-24 | 19 | 10614.6999
2032-10-24 | 20 | 10679.0757
2032-10-24 | 21 | 10610.4107
2032-10-24 | 22 | 10510.5943
2032-10-24 | 23 | 10324.5822
2032-10-24 | 24 | 10029.0354
2032-10-25 | 1 | 9778.9649
2032-10-25 | 2 | 9649.9031
2032-10-25 | 3 | 9559.3887
2032-10-25 | 4 | 9523.3573
2032-10-25 | 5 | 9563.6897
2032-10-25 | 6 | 9765.4619
2032-10-25 | 7 | 10092.8729
2032-10-25 | 8 | 10580.2958
2032-10-25 | 9 | 10833.4249
2032-10-25 | 10 | 10774.0689
2032-10-25 | 11 | 10700.6382
2032-10-25 | 12 | 10667.5806
2032-10-25 | 13 | 10410.7244
2032-10-25 | 14 | 10619.6909
2032-10-25 | 15 | 10578.7197
2032-10-25 | 16 | 10459.0484
2032-10-25 | 17 | 10602.9408
2032-10-25 | 18 | 10559.5553
2032-10-25 | 19 | 10930.5707
2032-10-25 | 20 | 10929.8712
2032-10-25 | 21 | 10917.6941
2032-10-25 | 22 | 10769.9859
2032-10-25 | 23 | 10473.3364
2032-10-25 | 24 | 10122.0507
2032-10-26 | 1 | 9849.4356
2032-10-26 | 2 | 9671.4673
2032-10-26 | 3 | 9598.35
2032-10-26 | 4 | 9566.2565
2032-10-26 | 5 | 9601.493
2032-10-26 | 6 | 9768.9113
2032-10-26 | 7 | 10168.4679
2032-10-26 | 8 | 10648.0093
2032-10-26 | 9 | 10865.277
2032-10-26 | 10 | 10846.3997
2032-10-26 | 11 | 10907.341
2032-10-26 | 12 | 10621.8088
2032-10-26 | 13 | 10600.2216
2032-10-26 | 14 | 10774.2992
2032-10-26 | 15 | 10904.3823
2032-10-26 | 16 | 10897.6232
2032-10-26 | 17 | 10934.4104
2032-10-26 | 18 | 10955.8564
2032-10-26 | 19 | 11050.2163
2032-10-26 | 20 | 10992.2831
2032-10-26 | 21 | 10971.0629
2032-10-26 | 22 | 10829.6497
2032-10-26 | 23 | 10531.9971
2032-10-26 | 24 | 10178.2008
2032-10-27 | 1 | 9898.5399
2032-10-27 | 2 | 9698.8091
2032-10-27 | 3 | 9613.7965
2032-10-27 | 4 | 9573.835
2032-10-27 | 5 | 9600.113
2032-10-27 | 6 | 9752.51
2032-10-27 | 7 | 10111.497
2032-10-27 | 8 | 10545.7057
2032-10-27 | 9 | 10784.2187
2032-10-27 | 10 | 10792.9838
2032-10-27 | 11 | 10849.1135
2032-10-27 | 12 | 10830.055
2032-10-27 | 13 | 10872.9091
2032-10-27 | 14 | 10897.6607
2032-10-27 | 15 | 10877.3749
2032-10-27 | 16 | 10862.0008
2032-10-27 | 17 | 10922.8752
2032-10-27 | 18 | 10919.9722
2032-10-27 | 19 | 10933.1684
2032-10-27 | 20 | 10891.9499
2032-10-27 | 21 | 10816.1874
2032-10-27 | 22 | 10712.784
2032-10-27 | 23 | 10401.5049
2032-10-27 | 24 | 10050.773
2032-10-28 | 1 | 9783.2005
2032-10-28 | 2 | 9682.538
2032-10-28 | 3 | 9596.4078
2032-10-28 | 4 | 9559.9023
2032-10-28 | 5 | 9547.725
2032-10-28 | 6 | 9742.6019
2032-10-28 | 7 | 10049.4643
2032-10-28 | 8 | 10549.4977
2032-10-28 | 9 | 10780.1784
2032-10-28 | 10 | 10778.7468
2032-10-28 | 11 | 10821.3459
2032-10-28 | 12 | 10838.3351
2032-10-28 | 13 | 10807.5958
2032-10-28 | 14 | 10786.772
2032-10-28 | 15 | 10709.1587
2032-10-28 | 16 | 10726.1609
2032-10-28 | 17 | 10741.652
2032-10-28 | 18 | 10770.7291
2032-10-28 | 19 | 10943.2077
2032-10-28 | 20 | 10925.7575
2032-10-28 | 21 | 10842.5192
2032-10-28 | 22 | 10713.6704
2032-10-28 | 23 | 10432.5549
2032-10-28 | 24 | 10129.9209
2032-10-29 | 1 | 9852.6442
2032-10-29 | 2 | 9665.5191
2032-10-29 | 3 | 9577.3489
2032-10-29 | 4 | 9551.8909
2032-10-29 | 5 | 9580.2248
2032-10-29 | 6 | 9722.8437
2032-10-29 | 7 | 10060.3225
2032-10-29 | 8 | 10498.4673
2032-10-29 | 9 | 10739.1968
2032-10-29 | 10 | 10794.5362
2032-10-29 | 11 | 10743.6779
2032-10-29 | 12 | 10764.3729
2032-10-29 | 13 | 10876.4862
2032-10-29 | 14 | 10893.3233
2032-10-29 | 15 | 10572.2583
2032-10-29 | 16 | 10891.2802
2032-10-29 | 17 | 10895.501
2032-10-29 | 18 | 10829.7463
2032-10-29 | 19 | 11038.1098
2032-10-29 | 20 | 11042.9489
2032-10-29 | 21 | 10938.5319
2032-10-29 | 22 | 10828.985
2032-10-29 | 23 | 10507.0301
2032-10-29 | 24 | 10249.5464
2032-10-30 | 1 | 9926.4477
2032-10-30 | 2 | 9786.6825
2032-10-30 | 3 | 9687.0754
2032-10-30 | 4 | 9605.4357
2032-10-30 | 5 | 9629.3528
2032-10-30 | 6 | 9696.8629
2032-10-30 | 7 | 9785.944
2032-10-30 | 8 | 10030.2805
2032-10-30 | 9 | 10217.0837
2032-10-30 | 10 | 10308.4493
2032-10-30 | 11 | 10227.3994
2032-10-30 | 12 | 10120.2883
2032-10-30 | 13 | 10070.9585
2032-10-30 | 14 | 10055.0034
2032-10-30 | 15 | 10030.6539
2032-10-30 | 16 | 10026.3477
2032-10-30 | 17 | 10297.4909
2032-10-30 | 18 | 10315.8245
2032-10-30 | 19 | 10843.5419
2032-10-30 | 20 | 10880.732
2032-10-30 | 21 | 10885.6557
2032-10-30 | 22 | 10788.3052
2032-10-30 | 23 | 10542.424
2032-10-30 | 24 | 10315.4597
2032-10-31 | 1 | 10128.8717
2032-10-31 | 2 | 9990.036
2032-10-31 | 3 | 9953.8841
2032-10-31 | 4 | 9898.1926
2032-10-31 | 5 | 9894.7054
2032-10-31 | 6 | 9894.4496
2032-10-31 | 7 | 9996.7912
2032-10-31 | 8 | 10111.3861
2032-10-31 | 9 | 10190.7698
2032-10-31 | 10 | 10278.719
2032-10-31 | 11 | 10168.4139
2032-10-31 | 12 | 10016.5348
2032-10-31 | 13 | 9982.0514
2032-10-31 | 14 | 9971.1442
2032-10-31 | 15 | 9897.7799
2032-10-31 | 16 | 9898.6394
2032-10-31 | 17 | 10026.6836
2032-10-31 | 18 | 10270.7769
2032-10-31 | 19 | 10632.5328
2032-10-31 | 20 | 10755.8108
2032-10-31 | 21 | 10715.0825
2032-10-31 | 22 | 10668.013
2032-10-31 | 23 | 10449.3798
2032-10-31 | 24 | 10141.1325
2032-11-01 | 1 | 9882.262
2032-11-01 | 2 | 9929.9642
2032-11-01 | 3 | 9809.5547
2032-11-01 | 4 | 9742.3176
2032-11-01 | 5 | 9754.076
2032-11-01 | 6 | 9891.5283
2032-11-01 | 7 | 10240.1489
2032-11-01 | 8 | 10630.3087
2032-11-01 | 9 | 10851.3925
2032-11-01 | 10 | 10890.48
2032-11-01 | 11 | 10875.3402
2032-11-01 | 12 | 10865.5271
2032-11-01 | 13 | 10956.7147
2032-11-01 | 14 | 10944.2845
2032-11-01 | 15 | 10917.8069
2032-11-01 | 16 | 10904.6267
2032-11-01 | 17 | 10740.04
2032-11-01 | 18 | 10876.5586
2032-11-01 | 19 | 11008.4113
2032-11-01 | 20 | 10994.1251
2032-11-01 | 21 | 10912.1358
2032-11-01 | 22 | 10772.6221
2032-11-01 | 23 | 10482.6151
2032-11-01 | 24 | 10121.754
2032-11-02 | 1 | 9830.8458
2032-11-02 | 2 | 9623.038
2032-11-02 | 3 | 9534.5662
2032-11-02 | 4 | 9498.5592
2032-11-02 | 5 | 9522.3606
2032-11-02 | 6 | 9689.3229
2032-11-02 | 7 | 10005.51
2032-11-02 | 8 | 10446.8708
2032-11-02 | 9 | 10644.7385
2032-11-02 | 10 | 10696.541
2032-11-02 | 11 | 10673.4125
2032-11-02 | 12 | 10753.8135
2032-11-02 | 13 | 10637.1619
2032-11-02 | 14 | 10471.3979
2032-11-02 | 15 | 10490.4327
2032-11-02 | 16 | 10661.6289
2032-11-02 | 17 | 10865.9305
2032-11-02 | 18 | 11021.6909
2032-11-02 | 19 | 11191.2057
2032-11-02 | 20 | 11176.023
2032-11-02 | 21 | 11102.787
2032-11-02 | 22 | 10938.3812
2032-11-02 | 23 | 10636.7264
2032-11-02 | 24 | 10303.2729
2032-11-03 | 1 | 10034.4542
2032-11-03 | 2 | 9862.0882
2032-11-03 | 3 | 9777.363
2032-11-03 | 4 | 9739.5559
2032-11-03 | 5 | 9785.2553
2032-11-03 | 6 | 9912.6178
2032-11-03 | 7 | 10263.8138
2032-11-03 | 8 | 10805.9927
2032-11-03 | 9 | 11014.1785
2032-11-03 | 10 | 11041.7375
2032-11-03 | 11 | 11120.2105
2032-11-03 | 12 | 10990.6524
2032-11-03 | 13 | 11077.1242
2032-11-03 | 14 | 10878.8804
2032-11-03 | 15 | 10961.0118
2032-11-03 | 16 | 10906.2574
2032-11-03 | 17 | 11001.1504
2032-11-03 | 18 | 11126.7557
2032-11-03 | 19 | 11417.7114
2032-11-03 | 20 | 11412.0608
2032-11-03 | 21 | 11335.2232
2032-11-03 | 22 | 11230.4185
2032-11-03 | 23 | 10936.6138
2032-11-03 | 24 | 10581.1934
2032-11-04 | 1 | 10295.871
2032-11-04 | 2 | 10094.2635
2032-11-04 | 3 | 9986.4562
2032-11-04 | 4 | 9929.2819
2032-11-04 | 5 | 9950.0716
2032-11-04 | 6 | 10102.1397
2032-11-04 | 7 | 10438.2246
2032-11-04 | 8 | 10924.0582
2032-11-04 | 9 | 11136.5471
2032-11-04 | 10 | 11239.4654
2032-11-04 | 11 | 11150.0704
2032-11-04 | 12 | 11033.1917
2032-11-04 | 13 | 10951.3947
2032-11-04 | 14 | 10962.8571
2032-11-04 | 15 | 10972.7148
2032-11-04 | 16 | 10970.8136
2032-11-04 | 17 | 11037.4968
2032-11-04 | 18 | 11265.5339
2032-11-04 | 19 | 11683.9937
2032-11-04 | 20 | 11692.6519
2032-11-04 | 21 | 11589.5085
2032-11-04 | 22 | 11428.556
2032-11-04 | 23 | 11206.7337
2032-11-04 | 24 | 10833.2467
2032-11-05 | 1 | 10543.5528
2032-11-05 | 2 | 10351.8474
2032-11-05 | 3 | 10250.4481
2032-11-05 | 4 | 10199.7161
2032-11-05 | 5 | 10203.9974
2032-11-05 | 6 | 10334.4631
2032-11-05 | 7 | 10623.5793
2032-11-05 | 8 | 11089.5907
2032-11-05 | 9 | 11319.1299
2032-11-05 | 10 | 11437.3441
2032-11-05 | 11 | 11515.5789
2032-11-05 | 12 | 11468.1542
2032-11-05 | 13 | 11260.7612
2032-11-05 | 14 | 11197.5187
2032-11-05 | 15 | 11117.6251
2032-11-05 | 16 | 11109.4689
2032-11-05 | 17 | 11199.4505
2032-11-05 | 18 | 11438.717
2032-11-05 | 19 | 11891.0574
2032-11-05 | 20 | 11897.9813
2032-11-05 | 21 | 11797.5804
2032-11-05 | 22 | 11639.4826
2032-11-05 | 23 | 11374.0392
2032-11-05 | 24 | 11051.6717
2032-11-06 | 1 | 10750.9488
2032-11-06 | 2 | 10551.5583
2032-11-06 | 3 | 10414.6021
2032-11-06 | 4 | 10343.3018
2032-11-06 | 5 | 10323.6265
2032-11-06 | 6 | 10350.2754
2032-11-06 | 7 | 10447.5875
2032-11-06 | 8 | 10667.113
2032-11-06 | 9 | 10812.4236
2032-11-06 | 10 | 11024.1133
2032-11-06 | 11 | 11037.7185
2032-11-06 | 12 | 10931.5544
2032-11-06 | 13 | 10828.3076
2032-11-06 | 14 | 10759.4638
2032-11-06 | 15 | 10713.3312
2032-11-06 | 16 | 10678.7155
2032-11-06 | 17 | 10820.0849
2032-11-06 | 18 | 11126.5467
2032-11-06 | 19 | 11582.5077
2032-11-06 | 20 | 11551.492
2032-11-06 | 21 | 11480.5173
2032-11-06 | 22 | 11349.0697
2032-11-06 | 23 | 11174.3752
2032-11-06 | 24 | 10934.1326
2032-11-07 | 1 | 10671.3593
2032-11-07 | 2 | 10366.5457
2032-11-07 | 02X | 10341.8328
2032-11-07 | 3 | 10242.3697
2032-11-07 | 4 | 10194.9959
2032-11-07 | 5 | 10169.0646
2032-11-07 | 6 | 10149.1905
2032-11-07 | 7 | 10280.4075
2032-11-07 | 8 | 10455.6791
2032-11-07 | 9 | 10526.7504
2032-11-07 | 10 | 10498.6314
2032-11-07 | 11 | 10448.0501
2032-11-07 | 12 | 10472.6276
2032-11-07 | 13 | 10466.2133
2032-11-07 | 14 | 10426.7492
2032-11-07 | 15 | 10452.2933
2032-11-07 | 16 | 10663.0727
2032-11-07 | 17 | 11026.1324
2032-11-07 | 18 | 11379.5732
2032-11-07 | 19 | 11355.6655
2032-11-07 | 20 | 11299.6132
2032-11-07 | 21 | 11160.9993
2032-11-07 | 22 | 10912.4427
2032-11-07 | 23 | 10594.7372
2032-11-07 | 24 | 10316.4628
2032-11-08 | 1 | 10174.0802
2032-11-08 | 2 | 10075.6123
2032-11-08 | 3 | 10034.4396
2032-11-08 | 4 | 10032.3931
2032-11-08 | 5 | 10171.1048
2032-11-08 | 6 | 10492.3389
2032-11-08 | 7 | 10942.8134
2032-11-08 | 8 | 11135.304
2032-11-08 | 9 | 11122.7883
2032-11-08 | 10 | 11024.3852
2032-11-08 | 11 | 10984.8793
2032-11-08 | 12 | 10845.2144
2032-11-08 | 13 | 10854.3775
2032-11-08 | 14 | 11014.3236
2032-11-08 | 15 | 10881.6289
2032-11-08 | 16 | 11080.0257
2032-11-08 | 17 | 11423.4414
2032-11-08 | 18 | 11567.7553
2032-11-08 | 19 | 11508.5457
2032-11-08 | 20 | 11444.6226
2032-11-08 | 21 | 11282.9418
2032-11-08 | 22 | 10979.3099
2032-11-08 | 23 | 10614.9193
2032-11-08 | 24 | 10319.1228
2032-11-09 | 1 | 10100.5546
2032-11-09 | 2 | 10018.0218
2032-11-09 | 3 | 9975.6258
2032-11-09 | 4 | 10000.1352
2032-11-09 | 5 | 10171.3986
2032-11-09 | 6 | 10554.0511
2032-11-09 | 7 | 10993.9902
2032-11-09 | 8 | 11142.6199
2032-11-09 | 9 | 11164.2198
2032-11-09 | 10 | 11145.0645
2032-11-09 | 11 | 11288.0266
2032-11-09 | 12 | 11221.2359
2032-11-09 | 13 | 11117.3132
2032-11-09 | 14 | 10854.1141
2032-11-09 | 15 | 10846.4647
2032-11-09 | 16 | 11141.8052
2032-11-09 | 17 | 11403.6932
2032-11-09 | 18 | 11604.0289
2032-11-09 | 19 | 11553.7594
2032-11-09 | 20 | 11481.3576
2032-11-09 | 21 | 11369.7292
2032-11-09 | 22 | 11028.4881
2032-11-09 | 23 | 10667.415
2032-11-09 | 24 | 10391.9059
2032-11-10 | 1 | 10185.1847
2032-11-10 | 2 | 10095.8479
2032-11-10 | 3 | 10066.7977
2032-11-10 | 4 | 10076.7102
2032-11-10 | 5 | 10239.2799
2032-11-10 | 6 | 10587.0636
2032-11-10 | 7 | 11085.8135
2032-11-10 | 8 | 11247.4784
2032-11-10 | 9 | 11361.6944
2032-11-10 | 10 | 11446.4178
2032-11-10 | 11 | 11472.0301
2032-11-10 | 12 | 11365.3012
2032-11-10 | 13 | 11378.4105
2032-11-10 | 14 | 11519.3128
2032-11-10 | 15 | 11523.537
2032-11-10 | 16 | 11567.1237
2032-11-10 | 17 | 11739.7586
2032-11-10 | 18 | 11952.0228
2032-11-10 | 19 | 11877.2742
2032-11-10 | 20 | 11799.0482
2032-11-10 | 21 | 11643.805
2032-11-10 | 22 | 11347.9552
2032-11-10 | 23 | 10983.4859
2032-11-10 | 24 | 10697.6989
2032-11-11 | 1 | 10490.5756
2032-11-11 | 2 | 10369.8962
2032-11-11 | 3 | 10297.3822
2032-11-11 | 4 | 10278.735
2032-11-11 | 5 | 10312.231
2032-11-11 | 6 | 10353.2364
2032-11-11 | 7 | 10503.83
2032-11-11 | 8 | 10588.6026
2032-11-11 | 9 | 10791.7405
2032-11-11 | 10 | 10735.1169
2032-11-11 | 11 | 10780.9413
2032-11-11 | 12 | 10822.8178
2032-11-11 | 13 | 10938.6109
2032-11-11 | 14 | 10952.0866
2032-11-11 | 15 | 10844.0593
2032-11-11 | 16 | 11023.2262
2032-11-11 | 17 | 11281.2609
2032-11-11 | 18 | 11597.2853
2032-11-11 | 19 | 11587.114
2032-11-11 | 20 | 11541.7266
2032-11-11 | 21 | 11437.1928
2032-11-11 | 22 | 11207.8422
2032-11-11 | 23 | 10894.8592
2032-11-11 | 24 | 10611.2725
2032-11-12 | 1 | 10538.7633
2032-11-12 | 2 | 10443.0203
2032-11-12 | 3 | 10392.0512
2032-11-12 | 4 | 10392.5475
2032-11-12 | 5 | 10517.8721
2032-11-12 | 6 | 10788.9895
2032-11-12 | 7 | 11264.4112
2032-11-12 | 8 | 11472.0572
2032-11-12 | 9 | 11575.9843
2032-11-12 | 10 | 11541.7948
2032-11-12 | 11 | 11601.2601
2032-11-12 | 12 | 11322.1694
2032-11-12 | 13 | 11157.6227
2032-11-12 | 14 | 11172.9815
2032-11-12 | 15 | 11165.6744
2032-11-12 | 16 | 11385.3867
2032-11-12 | 17 | 11626.5078
2032-11-12 | 18 | 11815.2841
2032-11-12 | 19 | 11771.6534
2032-11-12 | 20 | 11712.2411
2032-11-12 | 21 | 11548.0432
2032-11-12 | 22 | 11305.2895
2032-11-12 | 23 | 10989.6391
2032-11-12 | 24 | 10694.0085
2032-11-13 | 1 | 10460.6522
2032-11-13 | 2 | 10328.4882
2032-11-13 | 3 | 10247.879
2032-11-13 | 4 | 10207.2725
2032-11-13 | 5 | 10231.9569
2032-11-13 | 6 | 10298.0779
2032-11-13 | 7 | 10521.4732
2032-11-13 | 8 | 10680.6535
2032-11-13 | 9 | 10919.1129
2032-11-13 | 10 | 11026.6394
2032-11-13 | 11 | 10698.4381
2032-11-13 | 12 | 10939.712
2032-11-13 | 13 | 11015.5567
2032-11-13 | 14 | 10946.7513
2032-11-13 | 15 | 10932.746
2032-11-13 | 16 | 10992.1786
2032-11-13 | 17 | 11177.6524
2032-11-13 | 18 | 11399.6301
2032-11-13 | 19 | 11325.0846
2032-11-13 | 20 | 11259.4573
2032-11-13 | 21 | 11138.037
2032-11-13 | 22 | 10951.8619
2032-11-13 | 23 | 10687.1642
2032-11-13 | 24 | 10435.9145
2032-11-14 | 1 | 10242.0359
2032-11-14 | 2 | 10108.2634
2032-11-14 | 3 | 10031.2126
2032-11-14 | 4 | 10014.2552
2032-11-14 | 5 | 10058.1603
2032-11-14 | 6 | 10138.9468
2032-11-14 | 7 | 10304.7169
2032-11-14 | 8 | 10405.2802
2032-11-14 | 9 | 10615.3011
2032-11-14 | 10 | 10630.3558
2032-11-14 | 11 | 10611.8044
2032-11-14 | 12 | 10491.707
2032-11-14 | 13 | 10839.2861
2032-11-14 | 14 | 10443.8524
2032-11-14 | 15 | 10796.005
2032-11-14 | 16 | 10937.3071
2032-11-14 | 17 | 11184.7478
2032-11-14 | 18 | 11416.9695
2032-11-14 | 19 | 11371.6874
2032-11-14 | 20 | 11305.3345
2032-11-14 | 21 | 11161.7525
2032-11-14 | 22 | 10933.8382
2032-11-14 | 23 | 10626.7475
2032-11-14 | 24 | 10360.2111
2032-11-15 | 1 | 10242.4417
2032-11-15 | 2 | 10157.0664
2032-11-15 | 3 | 10117.7319
2032-11-15 | 4 | 10144.0052
2032-11-15 | 5 | 10299.4442
2032-11-15 | 6 | 10638.4784
2032-11-15 | 7 | 11136.2613
2032-11-15 | 8 | 11389.9839
2032-11-15 | 9 | 11443.0477
2032-11-15 | 10 | 11189.2519
2032-11-15 | 11 | 11057.1428
2032-11-15 | 12 | 11103.3419
2032-11-15 | 13 | 11086.2918
2032-11-15 | 14 | 11130.0355
2032-11-15 | 15 | 11255.6986
2032-11-15 | 16 | 11448.5512
2032-11-15 | 17 | 11650.4259
2032-11-15 | 18 | 11800.6963
2032-11-15 | 19 | 11726.5306
2032-11-15 | 20 | 11644.92
2032-11-15 | 21 | 11520.7627
2032-11-15 | 22 | 11159.501
2032-11-15 | 23 | 10826.1554
2032-11-15 | 24 | 10509.6402
2032-11-16 | 1 | 10283.3154
2032-11-16 | 2 | 10175.2627
2032-11-16 | 3 | 10113.0941
2032-11-16 | 4 | 10070.0038
2032-11-16 | 5 | 10188.6724
2032-11-16 | 6 | 10540.323
2032-11-16 | 7 | 10978.3667
2032-11-16 | 8 | 11267.5797
2032-11-16 | 9 | 11412.1461
2032-11-16 | 10 | 11349.4947
2032-11-16 | 11 | 11105.7117
2032-11-16 | 12 | 10981.4318
2032-11-16 | 13 | 10863.5736
2032-11-16 | 14 | 10796.3777
2032-11-16 | 15 | 11086.0166
2032-11-16 | 16 | 11283.8141
2032-11-16 | 17 | 11492.6254
2032-11-16 | 18 | 11557.2853
2032-11-16 | 19 | 11518.8424
2032-11-16 | 20 | 11450.774
2032-11-16 | 21 | 11296.6076
2032-11-16 | 22 | 10970.6483
2032-11-16 | 23 | 10610.4859
2032-11-16 | 24 | 10313.7597
2032-11-17 | 1 | 10115.5484
2032-11-17 | 2 | 9978.7134
2032-11-17 | 3 | 9933.7734
2032-11-17 | 4 | 9988.404
2032-11-17 | 5 | 10141.5275
2032-11-17 | 6 | 10483.4693
2032-11-17 | 7 | 10968.8454
2032-11-17 | 8 | 11204.0849
2032-11-17 | 9 | 11344.1035
2032-11-17 | 10 | 11239.6326
2032-11-17 | 11 | 11263.801
2032-11-17 | 12 | 11043.4512
2032-11-17 | 13 | 11115.1572
2032-11-17 | 14 | 10966.6428
2032-11-17 | 15 | 10965.2578
2032-11-17 | 16 | 11126.4853
2032-11-17 | 17 | 11532.1589
2032-11-17 | 18 | 11704.7472
2032-11-17 | 19 | 11611.0501
2032-11-17 | 20 | 11540.803
2032-11-17 | 21 | 11342.7656
2032-11-17 | 22 | 11028.2548
2032-11-17 | 23 | 10665.9346
2032-11-17 | 24 | 10377.649
2032-11-18 | 1 | 10211.7437
2032-11-18 | 2 | 10105.8747
2032-11-18 | 3 | 10050.8063
2032-11-18 | 4 | 10071.141
2032-11-18 | 5 | 10224.0391
2032-11-18 | 6 | 10558.1128
2032-11-18 | 7 | 11085.9553
2032-11-18 | 8 | 11349.5323
2032-11-18 | 9 | 11482.3082
2032-11-18 | 10 | 11340.7302
2032-11-18 | 11 | 11427.137
2032-11-18 | 12 | 11296.9675
2032-11-18 | 13 | 11354.3703
2032-11-18 | 14 | 11366.8313
2032-11-18 | 15 | 11418.2314
2032-11-18 | 16 | 11470.6073
2032-11-18 | 17 | 11648.954
2032-11-18 | 18 | 11764.6647
2032-11-18 | 19 | 11672.4211
2032-11-18 | 20 | 11590.685
2032-11-18 | 21 | 11421.4936
2032-11-18 | 22 | 11139.9894
2032-11-18 | 23 | 10811.1483
2032-11-18 | 24 | 10522.2099
2032-11-19 | 1 | 10310.9405
2032-11-19 | 2 | 10206.2223
2032-11-19 | 3 | 10156.1942
2032-11-19 | 4 | 10158.3178
2032-11-19 | 5 | 10287.6133
2032-11-19 | 6 | 10582.2639
2032-11-19 | 7 | 11041.7492
2032-11-19 | 8 | 11407.2785
2032-11-19 | 9 | 11537.2343
2032-11-19 | 10 | 11107.8663
2032-11-19 | 11 | 11004.4419
2032-11-19 | 12 | 10988.5267
2032-11-19 | 13 | 10982.1384
2032-11-19 | 14 | 10965.3551
2032-11-19 | 15 | 10998.6645
2032-11-19 | 16 | 11166.4404
2032-11-19 | 17 | 11596.8153
2032-11-19 | 18 | 11712.4111
2032-11-19 | 19 | 11644.7122
2032-11-19 | 20 | 11575.683
2032-11-19 | 21 | 11404.0895
2032-11-19 | 22 | 11100.3711
2032-11-19 | 23 | 10759.1425
2032-11-19 | 24 | 10475.2475
2032-11-20 | 1 | 10277.6897
2032-11-20 | 2 | 10146.4625
2032-11-20 | 3 | 10068.0823
2032-11-20 | 4 | 10088.316
2032-11-20 | 5 | 10149.7612
2032-11-20 | 6 | 10218.1574
2032-11-20 | 7 | 10444.9299
2032-11-20 | 8 | 10738.4171
2032-11-20 | 9 | 10967.2831
2032-11-20 | 10 | 10720.4831
2032-11-20 | 11 | 10756.6343
2032-11-20 | 12 | 10647.0261
2032-11-20 | 13 | 10746.661
2032-11-20 | 14 | 10640.504
2032-11-20 | 15 | 10771.5033
2032-11-20 | 16 | 10914.7639
2032-11-20 | 17 | 11404.4497
2032-11-20 | 18 | 11591.7209
2032-11-20 | 19 | 11504.1018
2032-11-20 | 20 | 11416.0653
2032-11-20 | 21 | 11296.1218
2032-11-20 | 22 | 11107.7548
2032-11-20 | 23 | 10855.7927
2032-11-20 | 24 | 10616.8266
2032-11-21 | 1 | 10457.4111
2032-11-21 | 2 | 10349.6952
2032-11-21 | 3 | 10269.2925
2032-11-21 | 4 | 10243.1284
2032-11-21 | 5 | 10270.2411
2032-11-21 | 6 | 10321.3958
2032-11-21 | 7 | 10512.9746
2032-11-21 | 8 | 10790.7252
2032-11-21 | 9 | 10966.9518
2032-11-21 | 10 | 10872.9224
2032-11-21 | 11 | 10845.7046
2032-11-21 | 12 | 11080.2408
2032-11-21 | 13 | 11053.5074
2032-11-21 | 14 | 10922.9937
2032-11-21 | 15 | 11063.8894
2032-11-21 | 16 | 11197.7439
2032-11-21 | 17 | 11490.2125
2032-11-21 | 18 | 11724.3344
2032-11-21 | 19 | 11705.9137
2032-11-21 | 20 | 11655.5247
2032-11-21 | 21 | 11505.3981
2032-11-21 | 22 | 11293.1802
2032-11-21 | 23 | 10971.1499
2032-11-21 | 24 | 10696.1768
2032-11-22 | 1 | 10546.598
2032-11-22 | 2 | 10474.1771
2032-11-22 | 3 | 10412.9762
2032-11-22 | 4 | 10404.5694
2032-11-22 | 5 | 10464.1739
2032-11-22 | 6 | 10720.6955
2032-11-22 | 7 | 11172.3843
2032-11-22 | 8 | 11562.8629
2032-11-22 | 9 | 11704.1876
2032-11-22 | 10 | 11446.5039
2032-11-22 | 11 | 11392.5647
2032-11-22 | 12 | 11293.5295
2032-11-22 | 13 | 11428.4042
2032-11-22 | 14 | 11292.8378
2032-11-22 | 15 | 11514.8102
2032-11-22 | 16 | 11530.7017
2032-11-22 | 17 | 11855.6568
2032-11-22 | 18 | 12034.325
2032-11-22 | 19 | 11965.9045
2032-11-22 | 20 | 11889.2818
2032-11-22 | 21 | 11719.5096
2032-11-22 | 22 | 11418.3233
2032-11-22 | 23 | 11035.8511
2032-11-22 | 24 | 10717.9652
2032-11-23 | 1 | 10483.465
2032-11-23 | 2 | 10361.8229
2032-11-23 | 3 | 10299.6402
2032-11-23 | 4 | 10306.1266
2032-11-23 | 5 | 10411.1823
2032-11-23 | 6 | 10695.6038
2032-11-23 | 7 | 11207.6211
2032-11-23 | 8 | 11579.0814
2032-11-23 | 9 | 11622.5641
2032-11-23 | 10 | 11571.9102
2032-11-23 | 11 | 11598.8066
2032-11-23 | 12 | 11579.6212
2032-11-23 | 13 | 11564.8463
2032-11-23 | 14 | 11458.4646
2032-11-23 | 15 | 11533.8928
2032-11-23 | 16 | 11659.6546
2032-11-23 | 17 | 11920.5831
2032-11-23 | 18 | 12106.7572
2032-11-23 | 19 | 12030.6935
2032-11-23 | 20 | 11948.4945
2032-11-23 | 21 | 11793.8469
2032-11-23 | 22 | 11508.0178
2032-11-23 | 23 | 11132.4174
2032-11-23 | 24 | 10780.6101
2032-11-24 | 1 | 10560.6822
2032-11-24 | 2 | 10460.6725
2032-11-24 | 3 | 10411.257
2032-11-24 | 4 | 10420.0279
2032-11-24 | 5 | 10562.7346
2032-11-24 | 6 | 10867.4379
2032-11-24 | 7 | 11335.7412
2032-11-24 | 8 | 11741.7275
2032-11-24 | 9 | 11873.0958
2032-11-24 | 10 | 11756.6863
2032-11-24 | 11 | 11739.5407
2032-11-24 | 12 | 11608.9441
2032-11-24 | 13 | 11600.1793
2032-11-24 | 14 | 11794.479
2032-11-24 | 15 | 11573.5034
2032-11-24 | 16 | 11911.9332
2032-11-24 | 17 | 12206.5473
2032-11-24 | 18 | 12427.0105
2032-11-24 | 19 | 12333.2177
2032-11-24 | 20 | 12233.2799
2032-11-24 | 21 | 12081.9829
2032-11-24 | 22 | 11832.5024
2032-11-24 | 23 | 11467.4584
2032-11-24 | 24 | 11137.2861
2032-11-25 | 1 | 10890.63
2032-11-25 | 2 | 10779.6961
2032-11-25 | 3 | 10770.8804
2032-11-25 | 4 | 10751.9019
2032-11-25 | 5 | 10777.5172
2032-11-25 | 6 | 10955.0075
2032-11-25 | 7 | 11370.6982
2032-11-25 | 8 | 11836.2186
2032-11-25 | 9 | 12001.934
2032-11-25 | 10 | 11799.661
2032-11-25 | 11 | 11519.6206
2032-11-25 | 12 | 11540.3651
2032-11-25 | 13 | 11537.7016
2032-11-25 | 14 | 11554.0225
2032-11-25 | 15 | 11606.2681
2032-11-25 | 16 | 11729.4243
2032-11-25 | 17 | 12082.0884
2032-11-25 | 18 | 12303.0388
2032-11-25 | 19 | 12241.4444
2032-11-25 | 20 | 12184.7252
2032-11-25 | 21 | 12054.5823
2032-11-25 | 22 | 11830.3632
2032-11-25 | 23 | 11513.0548
2032-11-25 | 24 | 11181.2438
2032-11-26 | 1 | 10935.8746
2032-11-26 | 2 | 10818.0416
2032-11-26 | 3 | 10731.1431
2032-11-26 | 4 | 10715.7436
2032-11-26 | 5 | 10781.7641
2032-11-26 | 6 | 10932.6749
2032-11-26 | 7 | 11353.2004
2032-11-26 | 8 | 11793.7016
2032-11-26 | 9 | 11963.6991
2032-11-26 | 10 | 11878.0483
2032-11-26 | 11 | 11720.5006
2032-11-26 | 12 | 11677.9105
2032-11-26 | 13 | 11509.5072
2032-11-26 | 14 | 11554.3973
2032-11-26 | 15 | 11640.4154
2032-11-26 | 16 | 11571.0721
2032-11-26 | 17 | 12075.8408
2032-11-26 | 18 | 12266.8651
2032-11-26 | 19 | 12191.9753
2032-11-26 | 20 | 12053.2923
2032-11-26 | 21 | 11930.1429
2032-11-26 | 22 | 11682.4909
2032-11-26 | 23 | 11347.5476
2032-11-26 | 24 | 11023.7995
2032-11-27 | 1 | 10786.9052
2032-11-27 | 2 | 10635.5212
2032-11-27 | 3 | 10536.6155
2032-11-27 | 4 | 10490.3447
2032-11-27 | 5 | 10495.1967
2032-11-27 | 6 | 10498.5571
2032-11-27 | 7 | 10704.0998
2032-11-27 | 8 | 11059.3288
2032-11-27 | 9 | 11242.04
2032-11-27 | 10 | 11240.8947
2032-11-27 | 11 | 11350.9636
2032-11-27 | 12 | 11028.0766
2032-11-27 | 13 | 10971.0865
2032-11-27 | 14 | 10947.3933
2032-11-27 | 15 | 11197.6149
2032-11-27 | 16 | 11119.4906
2032-11-27 | 17 | 11490.2481
2032-11-27 | 18 | 11678.036
2032-11-27 | 19 | 11611.7311
2032-11-27 | 20 | 11552.2519
2032-11-27 | 21 | 11505.8902
2032-11-27 | 22 | 11313.7106
2032-11-27 | 23 | 11057.579
2032-11-27 | 24 | 10820.353
2032-11-28 | 1 | 10624.2962
2032-11-28 | 2 | 10487.3195
2032-11-28 | 3 | 10420.4963
2032-11-28 | 4 | 10358.2046
2032-11-28 | 5 | 10313.7381
2032-11-28 | 6 | 10320.5743
2032-11-28 | 7 | 10390.5332
2032-11-28 | 8 | 10708.6397
2032-11-28 | 9 | 10907.2537
2032-11-28 | 10 | 10877.9393
2032-11-28 | 11 | 10930.4913
2032-11-28 | 12 | 10640.2394
2032-11-28 | 13 | 10823.9017
2032-11-28 | 14 | 10885.0043
2032-11-28 | 15 | 10933.3974
2032-11-28 | 16 | 11012.3887
2032-11-28 | 17 | 11331.3308
2032-11-28 | 18 | 11507.9931
2032-11-28 | 19 | 11456.4775
2032-11-28 | 20 | 11389.5533
2032-11-28 | 21 | 11251.7048
2032-11-28 | 22 | 11014.4299
2032-11-28 | 23 | 10697.772
2032-11-28 | 24 | 10423.6153
2032-11-29 | 1 | 10290.7977
2032-11-29 | 2 | 10226.2848
2032-11-29 | 3 | 10175.8332
2032-11-29 | 4 | 10182.4686
2032-11-29 | 5 | 10303.368
2032-11-29 | 6 | 10607.0444
2032-11-29 | 7 | 11079.8828
2032-11-29 | 8 | 11441.1269
2032-11-29 | 9 | 11490.1524
2032-11-29 | 10 | 11255.4232
2032-11-29 | 11 | 11426.2005
2032-11-29 | 12 | 11387.8115
2032-11-29 | 13 | 11367.8876
2032-11-29 | 14 | 11022.4625
2032-11-29 | 15 | 11077.7907
2032-11-29 | 16 | 11261.2969
2032-11-29 | 17 | 11665.9063
2032-11-29 | 18 | 11741.5433
2032-11-29 | 19 | 11664.5703
2032-11-29 | 20 | 11592.5751
2032-11-29 | 21 | 11430.1286
2032-11-29 | 22 | 11184.1497
2032-11-29 | 23 | 10765.0612
2032-11-29 | 24 | 10462.5326
2032-11-30 | 1 | 10305.6683
2032-11-30 | 2 | 10205.2721
2032-11-30 | 3 | 10157.4888
2032-11-30 | 4 | 10207.5316
2032-11-30 | 5 | 10382.5916
2032-11-30 | 6 | 10702.4543
2032-11-30 | 7 | 11159.4674
2032-11-30 | 8 | 11516.8863
2032-11-30 | 9 | 11611.5824
2032-11-30 | 10 | 11498.2976
2032-11-30 | 11 | 11134.5332
2032-11-30 | 12 | 11416.5892
2032-11-30 | 13 | 11391.2053
2032-11-30 | 14 | 11461.4273
2032-11-30 | 15 | 11533.1362
2032-11-30 | 16 | 11604.026
2032-11-30 | 17 | 11833.3266
2032-11-30 | 18 | 11893.4265
2032-11-30 | 19 | 11883.629
2032-11-30 | 20 | 11843.1494
2032-11-30 | 21 | 11632.9447
2032-11-30 | 22 | 11338.5599
2032-11-30 | 23 | 10948.223
2032-11-30 | 24 | 10640.2196
2032-12-01 | 1 | 10595.1215
2032-12-01 | 2 | 10442.2457
2032-12-01 | 3 | 10372.2049
2032-12-01 | 4 | 10370.8724
2032-12-01 | 5 | 10494.2057
2032-12-01 | 6 | 10843.6904
2032-12-01 | 7 | 11303.6072
2032-12-01 | 8 | 11652.6165
2032-12-01 | 9 | 11722.3335
2032-12-01 | 10 | 11378.2034
2032-12-01 | 11 | 11230.6303
2032-12-01 | 12 | 11231.2182
2032-12-01 | 13 | 11522.8956
2032-12-01 | 14 | 11199.0795
2032-12-01 | 15 | 11264.4683
2032-12-01 | 16 | 11475.1456
2032-12-01 | 17 | 11888.871
2032-12-01 | 18 | 11988.2777
2032-12-01 | 19 | 11925.7768
2032-12-01 | 20 | 11916.0944
2032-12-01 | 21 | 11744.6345
2032-12-01 | 22 | 11428.1021
2032-12-01 | 23 | 11104.4212
2032-12-01 | 24 | 10807.1143
2032-12-02 | 1 | 10600.537
2032-12-02 | 2 | 10454.3344
2032-12-02 | 3 | 10442.9169
2032-12-02 | 4 | 10500.3025
2032-12-02 | 5 | 10654.1787
2032-12-02 | 6 | 10947.6876
2032-12-02 | 7 | 11393.2506
2032-12-02 | 8 | 11759.0639
2032-12-02 | 9 | 11833.4337
2032-12-02 | 10 | 11737.3629
2032-12-02 | 11 | 11784.2629
2032-12-02 | 12 | 11719.9688
2032-12-02 | 13 | 11595.354
2032-12-02 | 14 | 11624.1095
2032-12-02 | 15 | 11699.3567
2032-12-02 | 16 | 11720.0757
2032-12-02 | 17 | 11871.6631
2032-12-02 | 18 | 11938.1627
2032-12-02 | 19 | 11864.2364
2032-12-02 | 20 | 11807.9414
2032-12-02 | 21 | 11659.244
2032-12-02 | 22 | 11384.1235
2032-12-02 | 23 | 11054.9761
2032-12-02 | 24 | 10752.472
2032-12-03 | 1 | 10539.9301
2032-12-03 | 2 | 10416.1378
2032-12-03 | 3 | 10358.2197
2032-12-03 | 4 | 10332.6542
2032-12-03 | 5 | 10441.6643
2032-12-03 | 6 | 10722.2661
2032-12-03 | 7 | 11171.1259
2032-12-03 | 8 | 11536.2936
2032-12-03 | 9 | 11566.4702
2032-12-03 | 10 | 11490.8748
2032-12-03 | 11 | 11489.879
2032-12-03 | 12 | 11343.061
2032-12-03 | 13 | 11360.6105
2032-12-03 | 14 | 11235.4785
2032-12-03 | 15 | 11038.0531
2032-12-03 | 16 | 11238.0978
2032-12-03 | 17 | 11689.6853
2032-12-03 | 18 | 11782.99
2032-12-03 | 19 | 11701.386
2032-12-03 | 20 | 11622.7285
2032-12-03 | 21 | 11467.8915
2032-12-03 | 22 | 11194.5803
2032-12-03 | 23 | 10880.7368
2032-12-03 | 24 | 10658.7355
2032-12-04 | 1 | 10468.3146
2032-12-04 | 2 | 10348.1371
2032-12-04 | 3 | 10287.317
2032-12-04 | 4 | 10292.5772
2032-12-04 | 5 | 10373.3197
2032-12-04 | 6 | 10535.4674
2032-12-04 | 7 | 10798.1209
2032-12-04 | 8 | 11050.3385
2032-12-04 | 9 | 11215.7308
2032-12-04 | 10 | 10981.5387
2032-12-04 | 11 | 11300.8111
2032-12-04 | 12 | 11323.3478
2032-12-04 | 13 | 11291.295
2032-12-04 | 14 | 11280.2003
2032-12-04 | 15 | 11329.9734
2032-12-04 | 16 | 11343.879
2032-12-04 | 17 | 11607.1266
2032-12-04 | 18 | 11752.2152
2032-12-04 | 19 | 11667.6174
2032-12-04 | 20 | 11582.7187
2032-12-04 | 21 | 11458.1063
2032-12-04 | 22 | 11248.8213
2032-12-04 | 23 | 10976.7774
2032-12-04 | 24 | 10714.4775
2032-12-05 | 1 | 10506.8341
2032-12-05 | 2 | 10364.1877
2032-12-05 | 3 | 10335.2965
2032-12-05 | 4 | 10300.6905
2032-12-05 | 5 | 10268.7243
2032-12-05 | 6 | 10329.2528
2032-12-05 | 7 | 10518.4423
2032-12-05 | 8 | 10751.0418
2032-12-05 | 9 | 10884.4465
2032-12-05 | 10 | 10726.9191
2032-12-05 | 11 | 10686.7659
2032-12-05 | 12 | 10664.892
2032-12-05 | 13 | 10655.2171
2032-12-05 | 14 | 10694.0717
2032-12-05 | 15 | 10998.8825
2032-12-05 | 16 | 11187.1828
2032-12-05 | 17 | 11478.1191
2032-12-05 | 18 | 11615.9474
2032-12-05 | 19 | 11559.591
2032-12-05 | 20 | 11479.8443
2032-12-05 | 21 | 11333.7099
2032-12-05 | 22 | 11101.5544
2032-12-05 | 23 | 10842.3656
2032-12-05 | 24 | 10579.7926
2032-12-06 | 1 | 10476.4988
2032-12-06 | 2 | 10378.4336
2032-12-06 | 3 | 10327.7986
2032-12-06 | 4 | 10348.2645
2032-12-06 | 5 | 10455.4775
2032-12-06 | 6 | 10801.6948
2032-12-06 | 7 | 11272.019
2032-12-06 | 8 | 11627.3931
2032-12-06 | 9 | 11676.0532
2032-12-06 | 10 | 11613.6117
2032-12-06 | 11 | 11697.4067
2032-12-06 | 12 | 11612.2007
2032-12-06 | 13 | 11521.1514
2032-12-06 | 14 | 11706.8314
2032-12-06 | 15 | 11719.2606
2032-12-06 | 16 | 11800.3497
2032-12-06 | 17 | 12066.3506
2032-12-06 | 18 | 12169.719
2032-12-06 | 19 | 12083.7582
2032-12-06 | 20 | 12007.801
2032-12-06 | 21 | 11859.0368
2032-12-06 | 22 | 11576.5674
2032-12-06 | 23 | 11209.7687
2032-12-06 | 24 | 10912.4123
2032-12-07 | 1 | 10697.486
2032-12-07 | 2 | 10600.6833
2032-12-07 | 3 | 10554.686
2032-12-07 | 4 | 10563.6251
2032-12-07 | 5 | 10684.3103
2032-12-07 | 6 | 10964.5871
2032-12-07 | 7 | 11412.6966
2032-12-07 | 8 | 11794.5146
2032-12-07 | 9 | 11846.4387
2032-12-07 | 10 | 11780.0224
2032-12-07 | 11 | 11694.7568
2032-12-07 | 12 | 11675.044
2032-12-07 | 13 | 11474.4379
2032-12-07 | 14 | 11635.1048
2032-12-07 | 15 | 11491.1418
2032-12-07 | 16 | 11700.5833
2032-12-07 | 17 | 11940.4366
2032-12-07 | 18 | 11979.9084
2032-12-07 | 19 | 11895.5408
2032-12-07 | 20 | 11854.455
2032-12-07 | 21 | 11704.4323
2032-12-07 | 22 | 11397.1384
2032-12-07 | 23 | 11019.7889
2032-12-07 | 24 | 10709.285
2032-12-08 | 1 | 10484.429
2032-12-08 | 2 | 10381.6858
2032-12-08 | 3 | 10324.4562
2032-12-08 | 4 | 10370.9103
2032-12-08 | 5 | 10500.7952
2032-12-08 | 6 | 10773.368
2032-12-08 | 7 | 11257.6059
2032-12-08 | 8 | 11680.611
2032-12-08 | 9 | 11696.7249
2032-12-08 | 10 | 11462.8236
2032-12-08 | 11 | 11597.9083
2032-12-08 | 12 | 11230.7169
2032-12-08 | 13 | 11245.1568
2032-12-08 | 14 | 11258.7975
2032-12-08 | 15 | 11359.9956
2032-12-08 | 16 | 11583.8614
2032-12-08 | 17 | 12028.9224
2032-12-08 | 18 | 12124.8145
2032-12-08 | 19 | 12043.5326
2032-12-08 | 20 | 11989.0995
2032-12-08 | 21 | 11823.765
2032-12-08 | 22 | 11466.7256
2032-12-08 | 23 | 11107.4498
2032-12-08 | 24 | 10813.1359
2032-12-09 | 1 | 10648.4104
2032-12-09 | 2 | 10537.0972
2032-12-09 | 3 | 10481.4169
2032-12-09 | 4 | 10491.664
2032-12-09 | 5 | 10665.3326
2032-12-09 | 6 | 10917.6578
2032-12-09 | 7 | 11354.1516
2032-12-09 | 8 | 11738.4646
2032-12-09 | 9 | 11796.3438
2032-12-09 | 10 | 11612.6725
2032-12-09 | 11 | 11438.5673
2032-12-09 | 12 | 11522.5507
2032-12-09 | 13 | 11593.0101
2032-12-09 | 14 | 11522.6917
2032-12-09 | 15 | 11400.0611
2032-12-09 | 16 | 11592.1381
2032-12-09 | 17 | 12003.7798
2032-12-09 | 18 | 12100.6999
2032-12-09 | 19 | 12025.7896
2032-12-09 | 20 | 11947.248
2032-12-09 | 21 | 11794.3481
2032-12-09 | 22 | 11527.56
2032-12-09 | 23 | 11205.2779
2032-12-09 | 24 | 10910.8961
2032-12-10 | 1 | 10703.4128
2032-12-10 | 2 | 10588.1963
2032-12-10 | 3 | 10522.4548
2032-12-10 | 4 | 10530.2357
2032-12-10 | 5 | 10661.5114
2032-12-10 | 6 | 10947.9672
2032-12-10 | 7 | 11409.9259
2032-12-10 | 8 | 11784.0124
2032-12-10 | 9 | 11822.2484
2032-12-10 | 10 | 11782.4168
2032-12-10 | 11 | 11711.699
2032-12-10 | 12 | 11769.9173
2032-12-10 | 13 | 11684.6062
2032-12-10 | 14 | 11741.6428
2032-12-10 | 15 | 11767.1668
2032-12-10 | 16 | 11889.7713
2032-12-10 | 17 | 12137.5241
2032-12-10 | 18 | 12274.9309
2032-12-10 | 19 | 12179.0708
2032-12-10 | 20 | 12086.0583
2032-12-10 | 21 | 11927.5977
2032-12-10 | 22 | 11685.4344
2032-12-10 | 23 | 11360.7203
2032-12-10 | 24 | 11051.3717
2032-12-11 | 1 | 10822.9337
2032-12-11 | 2 | 10683.7114
2032-12-11 | 3 | 10617.3533
2032-12-11 | 4 | 10583.3808
2032-12-11 | 5 | 10581.2218
2032-12-11 | 6 | 10616.6717
2032-12-11 | 7 | 10823.5815
2032-12-11 | 8 | 11174.5949
2032-12-11 | 9 | 11319.0429
2032-12-11 | 10 | 11160.6121
2032-12-11 | 11 | 11036.9651
2032-12-11 | 12 | 10955.0584
2032-12-11 | 13 | 10924.4102
2032-12-11 | 14 | 10880.3598
2032-12-11 | 15 | 10921.3866
2032-12-11 | 16 | 11106.9888
2032-12-11 | 17 | 11592.2077
2032-12-11 | 18 | 11684.0132
2032-12-11 | 19 | 11624.9497
2032-12-11 | 20 | 11566.7027
2032-12-11 | 21 | 11444.1165
2032-12-11 | 22 | 11236.4654
2032-12-11 | 23 | 10960.3818
2032-12-11 | 24 | 10701.4907
2032-12-12 | 1 | 10492.9353
2032-12-12 | 2 | 10347.2302
2032-12-12 | 3 | 10255.5543
2032-12-12 | 4 | 10221.7511
2032-12-12 | 5 | 10227.8186
2032-12-12 | 6 | 10310.0276
2032-12-12 | 7 | 10452.8036
2032-12-12 | 8 | 10738.5406
2032-12-12 | 9 | 10851.4271
2032-12-12 | 10 | 10703.6669
2032-12-12 | 11 | 10667.3265
2032-12-12 | 12 | 10667.334
2032-12-12 | 13 | 10660.6978
2032-12-12 | 14 | 10995.5401
2032-12-12 | 15 | 11164.2389
2032-12-12 | 16 | 11212.3775
2032-12-12 | 17 | 11568.2656
2032-12-12 | 18 | 11722.4966
2032-12-12 | 19 | 11634.5094
2032-12-12 | 20 | 11524.7753
2032-12-12 | 21 | 11377.7742
2032-12-12 | 22 | 11125.7513
2032-12-12 | 23 | 10825.2296
2032-12-12 | 24 | 10568.0455
2032-12-13 | 1 | 10454.5712
2032-12-13 | 2 | 10355.7171
2032-12-13 | 3 | 10318.9376
2032-12-13 | 4 | 10346.6709
2032-12-13 | 5 | 10505.831
2032-12-13 | 6 | 10838.7059
2032-12-13 | 7 | 11322.9372
2032-12-13 | 8 | 11693.6367
2032-12-13 | 9 | 11706.5122
2032-12-13 | 10 | 11773.4558
2032-12-13 | 11 | 11833.8289
2032-12-13 | 12 | 11843.094
2032-12-13 | 13 | 11831.3924
2032-12-13 | 14 | 11860.8406
2032-12-13 | 15 | 11887.9371
2032-12-13 | 16 | 11928.6748
2032-12-13 | 17 | 12180.1684
2032-12-13 | 18 | 12303.2698
2032-12-13 | 19 | 12220.1613
2032-12-13 | 20 | 12136.4627
2032-12-13 | 21 | 11970.7293
2032-12-13 | 22 | 11690.1225
2032-12-13 | 23 | 11322.6051
2032-12-13 | 24 | 11006.3064
2032-12-14 | 1 | 10788.3226
2032-12-14 | 2 | 10699.0265
2032-12-14 | 3 | 10655.7121
2032-12-14 | 4 | 10675.7465
2032-12-14 | 5 | 10828.4123
2032-12-14 | 6 | 11134.1263
2032-12-14 | 7 | 11589.8767
2032-12-14 | 8 | 11972.5672
2032-12-14 | 9 | 12009.1075
2032-12-14 | 10 | 12008.9863
2032-12-14 | 11 | 12042.3246
2032-12-14 | 12 | 11988.3371
2032-12-14 | 13 | 12056.8642
2032-12-14 | 14 | 11945.7648
2032-12-14 | 15 | 11760.0169
2032-12-14 | 16 | 11974.5425
2032-12-14 | 17 | 12397.7428
2032-12-14 | 18 | 12546.4529
2032-12-14 | 19 | 12470.5381
2032-12-14 | 20 | 12375.1712
2032-12-14 | 21 | 12220.3229
2032-12-14 | 22 | 11894.4393
2032-12-14 | 23 | 11534.7595
2032-12-14 | 24 | 11216.9613
2032-12-15 | 1 | 10973.117
2032-12-15 | 2 | 10850.7253
2032-12-15 | 3 | 10779.1709
2032-12-15 | 4 | 10757.4633
2032-12-15 | 5 | 10835.3465
2032-12-15 | 6 | 11033.345
2032-12-15 | 7 | 11468.6562
2032-12-15 | 8 | 11889.9213
2032-12-15 | 9 | 11960.3938
2032-12-15 | 10 | 11904.1662
2032-12-15 | 11 | 11815.7595
2032-12-15 | 12 | 11744.0411
2032-12-15 | 13 | 11397.8765
2032-12-15 | 14 | 11350.5249
2032-12-15 | 15 | 11388.8402
2032-12-15 | 16 | 11708.55
2032-12-15 | 17 | 11983.0585
2032-12-15 | 18 | 12068.8344
2032-12-15 | 19 | 12023.7691
2032-12-15 | 20 | 11968.2843
2032-12-15 | 21 | 11806.7634
2032-12-15 | 22 | 11499.3031
2032-12-15 | 23 | 11109.1656
2032-12-15 | 24 | 10838.3152
2032-12-16 | 1 | 10657.7587
2032-12-16 | 2 | 10529.7676
2032-12-16 | 3 | 10465.8225
2032-12-16 | 4 | 10473.4379
2032-12-16 | 5 | 10591.6592
2032-12-16 | 6 | 10843.1205
2032-12-16 | 7 | 11295.9631
2032-12-16 | 8 | 11724.8642
2032-12-16 | 9 | 11698.2445
2032-12-16 | 10 | 11710.7402
2032-12-16 | 11 | 11780.0668
2032-12-16 | 12 | 11763.5487
2032-12-16 | 13 | 11646.5449
2032-12-16 | 14 | 11624.669
2032-12-16 | 15 | 11573.1832
2032-12-16 | 16 | 11587.616
2032-12-16 | 17 | 11882.5093
2032-12-16 | 18 | 11951.3965
2032-12-16 | 19 | 11872.4719
2032-12-16 | 20 | 11796.3654
2032-12-16 | 21 | 11653.8653
2032-12-16 | 22 | 11397.5203
2032-12-16 | 23 | 11073.1507
2032-12-16 | 24 | 10790.0971
2032-12-17 | 1 | 10585.5341
2032-12-17 | 2 | 10480.9994
2032-12-17 | 3 | 10422.3038
2032-12-17 | 4 | 10429.8616
2032-12-17 | 5 | 10562.0421
2032-12-17 | 6 | 10880.5634
2032-12-17 | 7 | 11359.1117
2032-12-17 | 8 | 11734.286
2032-12-17 | 9 | 11742.5189
2032-12-17 | 10 | 11609.3798
2032-12-17 | 11 | 11783.0089
2032-12-17 | 12 | 11765.3752
2032-12-17 | 13 | 11711.063
2032-12-17 | 14 | 11582.2999
2032-12-17 | 15 | 11616.6781
2032-12-17 | 16 | 11715.1093
2032-12-17 | 17 | 12043.8131
2032-12-17 | 18 | 12140.6376
2032-12-17 | 19 | 12057.1286
2032-12-17 | 20 | 11973.5183
2032-12-17 | 21 | 11806.8093
2032-12-17 | 22 | 11545.8878
2032-12-17 | 23 | 11216.3562
2032-12-17 | 24 | 10921.7259
2032-12-18 | 1 | 10705.3823
2032-12-18 | 2 | 10577.3141
2032-12-18 | 3 | 10502.2619
2032-12-18 | 4 | 10475.647
2032-12-18 | 5 | 10508.5625
2032-12-18 | 6 | 10580.7733
2032-12-18 | 7 | 10812.1243
2032-12-18 | 8 | 11146.3601
2032-12-18 | 9 | 11274.8571
2032-12-18 | 10 | 11398.3408
2032-12-18 | 11 | 11400.6908
2032-12-18 | 12 | 11468.3031
2032-12-18 | 13 | 11369.7976
2032-12-18 | 14 | 11277.8009
2032-12-18 | 15 | 11117.1386
2032-12-18 | 16 | 11322.2051
2032-12-18 | 17 | 11809.5411
2032-12-18 | 18 | 11999.2907
2032-12-18 | 19 | 11926.3329
2032-12-18 | 20 | 11834.7255
2032-12-18 | 21 | 11697.9427
2032-12-18 | 22 | 11503.877
2032-12-18 | 23 | 11251.8322
2032-12-18 | 24 | 11034.6081
2032-12-19 | 1 | 10793.6842
2032-12-19 | 2 | 10647.3366
2032-12-19 | 3 | 10567.4832
2032-12-19 | 4 | 10526.594
2032-12-19 | 5 | 10527.2834
2032-12-19 | 6 | 10546.7366
2032-12-19 | 7 | 10685.2365
2032-12-19 | 8 | 11002.9143
2032-12-19 | 9 | 11159.2879
2032-12-19 | 10 | 11077.7755
2032-12-19 | 11 | 10968.3621
2032-12-19 | 12 | 10933.9662
2032-12-19 | 13 | 11078.9016
2032-12-19 | 14 | 10864.2605
2032-12-19 | 15 | 10942.2172
2032-12-19 | 16 | 11177.7802
2032-12-19 | 17 | 11686.0024
2032-12-19 | 18 | 11863.4471
2032-12-19 | 19 | 11801.0519
2032-12-19 | 20 | 11742.5263
2032-12-19 | 21 | 11607.5597
2032-12-19 | 22 | 11371.7479
2032-12-19 | 23 | 11037.5115
2032-12-19 | 24 | 10762.037
2032-12-20 | 1 | 10625.2625
2032-12-20 | 2 | 10523.541
2032-12-20 | 3 | 10471.1748
2032-12-20 | 4 | 10455.392
2032-12-20 | 5 | 10577.092
2032-12-20 | 6 | 10855.7183
2032-12-20 | 7 | 11329.0311
2032-12-20 | 8 | 11712.6311
2032-12-20 | 9 | 11753.0277
2032-12-20 | 10 | 11571.1009
2032-12-20 | 11 | 11442.1253
2032-12-20 | 12 | 11368.4195
2032-12-20 | 13 | 11360.1887
2032-12-20 | 14 | 11370.4236
2032-12-20 | 15 | 11418.4596
2032-12-20 | 16 | 11620.7239
2032-12-20 | 17 | 12133.3569
2032-12-20 | 18 | 12194.2823
2032-12-20 | 19 | 12116.6911
2032-12-20 | 20 | 12066.2157
2032-12-20 | 21 | 11889.4586
2032-12-20 | 22 | 11603.2009
2032-12-20 | 23 | 11217.1665
2032-12-20 | 24 | 10921.2164
2032-12-21 | 1 | 10715.1443
2032-12-21 | 2 | 10626.9973
2032-12-21 | 3 | 10580.4905
2032-12-21 | 4 | 10589.6222
2032-12-21 | 5 | 10719.5094
2032-12-21 | 6 | 11034.8397
2032-12-21 | 7 | 11493.9217
2032-12-21 | 8 | 11877.8069
2032-12-21 | 9 | 11894.5632
2032-12-21 | 10 | 11717.0986
2032-12-21 | 11 | 11885.8069
2032-12-21 | 12 | 11473.4549
2032-12-21 | 13 | 11681.5725
2032-12-21 | 14 | 11782.7357
2032-12-21 | 15 | 11808.5629
2032-12-21 | 16 | 11764.4373
2032-12-21 | 17 | 12272.4143
2032-12-21 | 18 | 12391.3878
2032-12-21 | 19 | 12310.7029
2032-12-21 | 20 | 12166.454
2032-12-21 | 21 | 11997.7508
2032-12-21 | 22 | 11714.7263
2032-12-21 | 23 | 11339.8694
2032-12-21 | 24 | 11021.9556
2032-12-22 | 1 | 10788.236
2032-12-22 | 2 | 10674.3484
2032-12-22 | 3 | 10604.5686
2032-12-22 | 4 | 10599.2039
2032-12-22 | 5 | 10682.9585
2032-12-22 | 6 | 10914.9951
2032-12-22 | 7 | 11359.2246
2032-12-22 | 8 | 11787.1926
2032-12-22 | 9 | 11879.1265
2032-12-22 | 10 | 11648.0114
2032-12-22 | 11 | 11395.5062
2032-12-22 | 12 | 11312.1948
2032-12-22 | 13 | 11440.3505
2032-12-22 | 14 | 11314.6848
2032-12-22 | 15 | 11301.1594
2032-12-22 | 16 | 11494.5705
2032-12-22 | 17 | 11973.8941
2032-12-22 | 18 | 12054.0467
2032-12-22 | 19 | 11974.7975
2032-12-22 | 20 | 11900.4318
2032-12-22 | 21 | 11738.0274
2032-12-22 | 22 | 11430.8509
2032-12-22 | 23 | 11048.7925
2032-12-22 | 24 | 10743.4775
2032-12-23 | 1 | 10610.7923
2032-12-23 | 2 | 10493.5776
2032-12-23 | 3 | 10439.463
2032-12-23 | 4 | 10390.5757
2032-12-23 | 5 | 10558.824
2032-12-23 | 6 | 10850.5124
2032-12-23 | 7 | 11250.1554
2032-12-23 | 8 | 11624.7186
2032-12-23 | 9 | 11678.598
2032-12-23 | 10 | 11683.5033
2032-12-23 | 11 | 11652.4126
2032-12-23 | 12 | 11565.1952
2032-12-23 | 13 | 11493.2046
2032-12-23 | 14 | 11538.1011
2032-12-23 | 15 | 11549.8118
2032-12-23 | 16 | 11602.2276
2032-12-23 | 17 | 11770.6454
2032-12-23 | 18 | 11815.3355
2032-12-23 | 19 | 11755.3772
2032-12-23 | 20 | 11691.8707
2032-12-23 | 21 | 11531.1765
2032-12-23 | 22 | 11302.3059
2032-12-23 | 23 | 10933.2086
2032-12-23 | 24 | 10649.5979
2032-12-24 | 1 | 10425.1664
2032-12-24 | 2 | 10307.9625
2032-12-24 | 3 | 10240.7088
2032-12-24 | 4 | 10229.0267
2032-12-24 | 5 | 10283.7585
2032-12-24 | 6 | 10384.0471
2032-12-24 | 7 | 10627.5157
2032-12-24 | 8 | 10954.4026
2032-12-24 | 9 | 11091.6283
2032-12-24 | 10 | 11112.7404
2032-12-24 | 11 | 11068.7572
2032-12-24 | 12 | 11136.1406
2032-12-24 | 13 | 10842.5135
2032-12-24 | 14 | 10984.0925
2032-12-24 | 15 | 10920.0814
2032-12-24 | 16 | 11119.2178
2032-12-24 | 17 | 11623.8832
2032-12-24 | 18 | 11797.6886
2032-12-24 | 19 | 11734.7181
2032-12-24 | 20 | 11632.4624
2032-12-24 | 21 | 11498.6071
2032-12-24 | 22 | 11297.7849
2032-12-24 | 23 | 11026.7511
2032-12-24 | 24 | 10786.7682
2032-12-25 | 1 | 10611.7624
2032-12-25 | 2 | 10484.1634
2032-12-25 | 3 | 10428.3862
2032-12-25 | 4 | 10412.1754
2032-12-25 | 5 | 10440.1975
2032-12-25 | 6 | 10503.1392
2032-12-25 | 7 | 10634.7231
2032-12-25 | 8 | 10935.8109
2032-12-25 | 9 | 11059.0025
2032-12-25 | 10 | 10944.0904
2032-12-25 | 11 | 10817.4282
2032-12-25 | 12 | 10953.3384
2032-12-25 | 13 | 10913.4274
2032-12-25 | 14 | 10857.4434
2032-12-25 | 15 | 11046.6988
2032-12-25 | 16 | 11164.1053
2032-12-25 | 17 | 11500.3601
2032-12-25 | 18 | 11635.6435
2032-12-25 | 19 | 11587.6249
2032-12-25 | 20 | 11526.7814
2032-12-25 | 21 | 11402.1582
2032-12-25 | 22 | 11188.6379
2032-12-25 | 23 | 10896.1922
2032-12-25 | 24 | 10609.3688
2032-12-26 | 1 | 10468.2457
2032-12-26 | 2 | 10325.6045
2032-12-26 | 3 | 10241.1403
2032-12-26 | 4 | 10206.1666
2032-12-26 | 5 | 10171.0364
2032-12-26 | 6 | 10233.3507
2032-12-26 | 7 | 10386.7949
2032-12-26 | 8 | 10659.2057
2032-12-26 | 9 | 10785.14
2032-12-26 | 10 | 10686.7737
2032-12-26 | 11 | 10591.8628
2032-12-26 | 12 | 10582.641
2032-12-26 | 13 | 10811.6131
2032-12-26 | 14 | 10789.8476
2032-12-26 | 15 | 11051.2182
2032-12-26 | 16 | 10951.4734
2032-12-26 | 17 | 11450.1785
2032-12-26 | 18 | 11614.3322
2032-12-26 | 19 | 11558.2181
2032-12-26 | 20 | 11486.6907
2032-12-26 | 21 | 11334.0321
2032-12-26 | 22 | 11087.3871
2032-12-26 | 23 | 10772.1874
2032-12-26 | 24 | 10520.6057
2032-12-27 | 1 | 10459.6352
2032-12-27 | 2 | 10351.0129
2032-12-27 | 3 | 10353.2771
2032-12-27 | 4 | 10337.5127
2032-12-27 | 5 | 10397.086
2032-12-27 | 6 | 10461.6339
2032-12-27 | 7 | 10705.3727
2032-12-27 | 8 | 10991.3387
2032-12-27 | 9 | 11134.7051
2032-12-27 | 10 | 11054.2677
2032-12-27 | 11 | 10932.5441
2032-12-27 | 12 | 10873.7205
2032-12-27 | 13 | 10853.2359
2032-12-27 | 14 | 10827.2271
2032-12-27 | 15 | 10893.2144
2032-12-27 | 16 | 11149.5206
2032-12-27 | 17 | 11624.1669
2032-12-27 | 18 | 11848.3137
2032-12-27 | 19 | 11802.1513
2032-12-27 | 20 | 11691.9145
2032-12-27 | 21 | 11545.8458
2032-12-27 | 22 | 11372.4188
2032-12-27 | 23 | 11112.1504
2032-12-27 | 24 | 10850.6926
2032-12-28 | 1 | 10647.8817
2032-12-28 | 2 | 10533.0511
2032-12-28 | 3 | 10479.2023
2032-12-28 | 4 | 10467.6104
2032-12-28 | 5 | 10538.2325
2032-12-28 | 6 | 10782.7569
2032-12-28 | 7 | 11226.5043
2032-12-28 | 8 | 11639.2163
2032-12-28 | 9 | 11696.4063
2032-12-28 | 10 | 11650.4497
2032-12-28 | 11 | 11555.0412
2032-12-28 | 12 | 11400.7448
2032-12-28 | 13 | 11195.8669
2032-12-28 | 14 | 11173.7856
2032-12-28 | 15 | 11208.5997
2032-12-28 | 16 | 11399.8
2032-12-28 | 17 | 11918.589
2032-12-28 | 18 | 12027.3433
2032-12-28 | 19 | 11957.4573
2032-12-28 | 20 | 11844.4391
2032-12-28 | 21 | 11668.739
2032-12-28 | 22 | 11348.0352
2032-12-28 | 23 | 10982.3523
2032-12-28 | 24 | 10685.0612
2032-12-29 | 1 | 10472.8146
2032-12-29 | 2 | 10394.2489
2032-12-29 | 3 | 10320.9118
2032-12-29 | 4 | 10287.2237
2032-12-29 | 5 | 10424.7173
2032-12-29 | 6 | 10756.0856
2032-12-29 | 7 | 11179.1949
2032-12-29 | 8 | 11545.9357
2032-12-29 | 9 | 11588.0247
2032-12-29 | 10 | 11409.3072
2032-12-29 | 11 | 11374.3804
2032-12-29 | 12 | 11065.7233
2032-12-29 | 13 | 11043.6081
2032-12-29 | 14 | 11034.4674
2032-12-29 | 15 | 11069.6859
2032-12-29 | 16 | 11318.1569
2032-12-29 | 17 | 11780.9359
2032-12-29 | 18 | 11850.0198
2032-12-29 | 19 | 11767.976
2032-12-29 | 20 | 11669.2932
2032-12-29 | 21 | 11491.9709
2032-12-29 | 22 | 11192.67
2032-12-29 | 23 | 10815.3287
2032-12-29 | 24 | 10512.0544
2032-12-30 | 1 | 10354.3976
2032-12-30 | 2 | 10254.1587
2032-12-30 | 3 | 10202.8362
2032-12-30 | 4 | 10204.2025
2032-12-30 | 5 | 10322.9806
2032-12-30 | 6 | 10630.0261
2032-12-30 | 7 | 11072.4311
2032-12-30 | 8 | 11432.1185
2032-12-30 | 9 | 11470.5056
2032-12-30 | 10 | 11308.1356
2032-12-30 | 11 | 11121.0638
2032-12-30 | 12 | 11038.0657
2032-12-30 | 13 | 10986.4272
2032-12-30 | 14 | 10965.2993
2032-12-30 | 15 | 10984.576
2032-12-30 | 16 | 11160.269
2032-12-30 | 17 | 11620.1993
2032-12-30 | 18 | 11702.7577
2032-12-30 | 19 | 11643.6015
2032-12-30 | 20 | 11554.3786
2032-12-30 | 21 | 11398.4991
2032-12-30 | 22 | 11098.1076
2032-12-30 | 23 | 10769.5091
2032-12-30 | 24 | 10497.8494
2032-12-31 | 1 | 10270.995
2032-12-31 | 2 | 10196.465
2032-12-31 | 3 | 10129.0204
2032-12-31 | 4 | 10114.4336
2032-12-31 | 5 | 10171.5624
2032-12-31 | 6 | 10291.1863
2032-12-31 | 7 | 10492.498
2032-12-31 | 8 | 10801.8314
2032-12-31 | 9 | 10945.6227
2032-12-31 | 10 | 11054.776
2032-12-31 | 11 | 11062.1207
2032-12-31 | 12 | 11065.1851
2032-12-31 | 13 | 11007.8277
2032-12-31 | 14 | 10958.6427
2032-12-31 | 15 | 10938.362
2032-12-31 | 16 | 10985.4307
2032-12-31 | 17 | 11225.1058
2032-12-31 | 18 | 11383.4072
2032-12-31 | 19 | 11328.9929
2032-12-31 | 20 | 11279.303
2032-12-31 | 21 | 11125.3907
2032-12-31 | 22 | 10929.6165
2032-12-31 | 23 | 10671.5218
2032-12-31 | 24 | 10431.8086
2033-01-01 | 1 | 10267.7127
2033-01-01 | 2 | 10137.2203
2033-01-01 | 3 | 10061.8191
2033-01-01 | 4 | 10055.6565
2033-01-01 | 5 | 10100.0968
2033-01-01 | 6 | 10203.1322
2033-01-01 | 7 | 10403.3016
2033-01-01 | 8 | 10650.5363
2033-01-01 | 9 | 10763.4621
2033-01-01 | 10 | 10820.8961
2033-01-01 | 11 | 10816.3902
2033-01-01 | 12 | 10542.1984
2033-01-01 | 13 | 10540.4415
2033-01-01 | 14 | 11022.5479
2033-01-01 | 15 | 11073.161
2033-01-01 | 16 | 11186.5978
2033-01-01 | 17 | 11464.6045
2033-01-01 | 18 | 11671.8403
2033-01-01 | 19 | 11627.0153
2033-01-01 | 20 | 11548.3732
2033-01-01 | 21 | 11387.3904
2033-01-01 | 22 | 11140.114
2033-01-01 | 23 | 10824
2033-01-01 | 24 | 10549.0081
2033-01-02 | 1 | 10472.2168
2033-01-02 | 2 | 10347.6091
2033-01-02 | 3 | 10268.2531
2033-01-02 | 4 | 10239.6822
2033-01-02 | 5 | 10276.222
2033-01-02 | 6 | 10357.8717
2033-01-02 | 7 | 10564.7741
2033-01-02 | 8 | 10892.5472
2033-01-02 | 9 | 11036.9883
2033-01-02 | 10 | 11068.665
2033-01-02 | 11 | 11170.5876
2033-01-02 | 12 | 10677.6681
2033-01-02 | 13 | 10653.3522
2033-01-02 | 14 | 11124.0802
2033-01-02 | 15 | 11101.9148
2033-01-02 | 16 | 11157.6354
2033-01-02 | 17 | 11374.7218
2033-01-02 | 18 | 11534.1522
2033-01-02 | 19 | 11499.2101
2033-01-02 | 20 | 11439.6332
2033-01-02 | 21 | 11309.5856
2033-01-02 | 22 | 11100.4332
2033-01-02 | 23 | 10826.9172
2033-01-02 | 24 | 10572.8695
2033-01-03 | 1 | 10369.6373
2033-01-03 | 2 | 10270.7607
2033-01-03 | 3 | 10226.3263
2033-01-03 | 4 | 10239.458
2033-01-03 | 5 | 10388.7236
2033-01-03 | 6 | 10702.9586
2033-01-03 | 7 | 11198.9434
2033-01-03 | 8 | 11554.6634
2033-01-03 | 9 | 11584.6001
2033-01-03 | 10 | 11388.8924
2033-01-03 | 11 | 11192.7132
2033-01-03 | 12 | 11043.2323
2033-01-03 | 13 | 11534.1787
2033-01-03 | 14 | 11484.2536
2033-01-03 | 15 | 11091.7747
2033-01-03 | 16 | 11299.7675
2033-01-03 | 17 | 11785.9541
2033-01-03 | 18 | 11911.6483
2033-01-03 | 19 | 11874.6018
2033-01-03 | 20 | 11776.3806
2033-01-03 | 21 | 11603.376
2033-01-03 | 22 | 11298.5509
2033-01-03 | 23 | 10931.9896
2033-01-03 | 24 | 10623.4021
2033-01-04 | 1 | 10392.902
2033-01-04 | 2 | 10288.5424
2033-01-04 | 3 | 10238.5476
2033-01-04 | 4 | 10232.9999
2033-01-04 | 5 | 10364.9983
2033-01-04 | 6 | 10677.2665
2033-01-04 | 7 | 11108.8882
2033-01-04 | 8 | 11489.2073
2033-01-04 | 9 | 11509.9682
2033-01-04 | 10 | 11519.8544
2033-01-04 | 11 | 11490.2202
2033-01-04 | 12 | 11488.4912
2033-01-04 | 13 | 11428.6711
2033-01-04 | 14 | 11229.3196
2033-01-04 | 15 | 11479.3936
2033-01-04 | 16 | 11555.9618
2033-01-04 | 17 | 11714.863
2033-01-04 | 18 | 11820.8416
2033-01-04 | 19 | 11745.7764
2033-01-04 | 20 | 11650.0657
2033-01-04 | 21 | 11497.3518
2033-01-04 | 22 | 11178.8886
2033-01-04 | 23 | 10810.2286
2033-01-04 | 24 | 10511.4024
2033-01-05 | 1 | 10529.8136
2033-01-05 | 2 | 10441.1409
2033-01-05 | 3 | 10354.8548
2033-01-05 | 4 | 10402.0211
2033-01-05 | 5 | 10587.4517
2033-01-05 | 6 | 10997.374
2033-01-05 | 7 | 11440.982
2033-01-05 | 8 | 11744.5107
2033-01-05 | 9 | 11822.8486
2033-01-05 | 10 | 11756.7657
2033-01-05 | 11 | 11744.1581
2033-01-05 | 12 | 11839.4722
2033-01-05 | 13 | 11779.1603
2033-01-05 | 14 | 11798.1181
2033-01-05 | 15 | 11771.5629
2033-01-05 | 16 | 11823.4902
2033-01-05 | 17 | 12044.3583
2033-01-05 | 18 | 12192.5576
2033-01-05 | 19 | 12125.1812
2033-01-05 | 20 | 12048.2127
2033-01-05 | 21 | 11901.0652
2033-01-05 | 22 | 11605.0702
2033-01-05 | 23 | 11245.0303
2033-01-05 | 24 | 10939.2739
2033-01-06 | 1 | 10762.5819
2033-01-06 | 2 | 10625.4636
2033-01-06 | 3 | 10550.3228
2033-01-06 | 4 | 10544.1489
2033-01-06 | 5 | 10643.6329
2033-01-06 | 6 | 10855.8904
2033-01-06 | 7 | 11354.7342
2033-01-06 | 8 | 11719.9657
2033-01-06 | 9 | 11793.1445
2033-01-06 | 10 | 11813.7817
2033-01-06 | 11 | 11763.2799
2033-01-06 | 12 | 11768.7173
2033-01-06 | 13 | 11245.2923
2033-01-06 | 14 | 11735.4215
2033-01-06 | 15 | 11521.5485
2033-01-06 | 16 | 11793.0017
2033-01-06 | 17 | 11974.3005
2033-01-06 | 18 | 12167.1361
2033-01-06 | 19 | 12091.9349
2033-01-06 | 20 | 12002.2084
2033-01-06 | 21 | 11831.8066
2033-01-06 | 22 | 11563.6277
2033-01-06 | 23 | 11218.9058
2033-01-06 | 24 | 10910.6257
2033-01-07 | 1 | 10694.863
2033-01-07 | 2 | 10584.7586
2033-01-07 | 3 | 10532.9173
2033-01-07 | 4 | 10556.6543
2033-01-07 | 5 | 10666.2952
2033-01-07 | 6 | 10950.4146
2033-01-07 | 7 | 11427.6094
2033-01-07 | 8 | 11788.8413
2033-01-07 | 9 | 11812.4718
2033-01-07 | 10 | 11830.3542
2033-01-07 | 11 | 11848.7365
2033-01-07 | 12 | 11770.5676
2033-01-07 | 13 | 11793.5728
2033-01-07 | 14 | 11772.4024
2033-01-07 | 15 | 11761.7246
2033-01-07 | 16 | 11738.0778
2033-01-07 | 17 | 11927.572
2033-01-07 | 18 | 12078.7089
2033-01-07 | 19 | 12010.3936
2033-01-07 | 20 | 11942.4605
2033-01-07 | 21 | 11800.1077
2033-01-07 | 22 | 11508.6849
2033-01-07 | 23 | 11179.9858
2033-01-07 | 24 | 10885.471
2033-01-08 | 1 | 10664.0556
2033-01-08 | 2 | 10528.5152
2033-01-08 | 3 | 10424.9786
2033-01-08 | 4 | 10409.6238
2033-01-08 | 5 | 10465.5191
2033-01-08 | 6 | 10484.9361
2033-01-08 | 7 | 10697.9099
2033-01-08 | 8 | 10988.1537
2033-01-08 | 9 | 11105.7889
2033-01-08 | 10 | 11188.7612
2033-01-08 | 11 | 11009.6622
2033-01-08 | 12 | 11131.149
2033-01-08 | 13 | 11241.7154
2033-01-08 | 14 | 11173.5226
2033-01-08 | 15 | 11187.6702
2033-01-08 | 16 | 11243.0778
2033-01-08 | 17 | 11444.9497
2033-01-08 | 18 | 11638.0011
2033-01-08 | 19 | 11571.8673
2033-01-08 | 20 | 11492.3538
2033-01-08 | 21 | 11367.7394
2033-01-08 | 22 | 11179.0443
2033-01-08 | 23 | 10914.0544
2033-01-08 | 24 | 10695.4014
2033-01-09 | 1 | 10493.9421
2033-01-09 | 2 | 10298.7259
2033-01-09 | 3 | 10218.8669
2033-01-09 | 4 | 10187.8037
2033-01-09 | 5 | 10202.8794
2033-01-09 | 6 | 10238.0339
2033-01-09 | 7 | 10407.0025
2033-01-09 | 8 | 10703.6095
2033-01-09 | 9 | 10789.2402
2033-01-09 | 10 | 10883.9329
2033-01-09 | 11 | 10950.8431
2033-01-09 | 12 | 10990.8287
2033-01-09 | 13 | 10926.9728
2033-01-09 | 14 | 10968.0477
2033-01-09 | 15 | 10930.8542
2033-01-09 | 16 | 11049.6076
2033-01-09 | 17 | 11301.452
2033-01-09 | 18 | 11541.1072
2033-01-09 | 19 | 11506.3952
2033-01-09 | 20 | 11447.4472
2033-01-09 | 21 | 11314.7949
2033-01-09 | 22 | 11064.3107
2033-01-09 | 23 | 10755.7498
2033-01-09 | 24 | 10465.9387
2033-01-10 | 1 | 10322.8521
2033-01-10 | 2 | 10220.5167
2033-01-10 | 3 | 10172.4969
2033-01-10 | 4 | 10174.995
2033-01-10 | 5 | 10311.0504
2033-01-10 | 6 | 10608.539
2033-01-10 | 7 | 11079.2913
2033-01-10 | 8 | 11416.2883
2033-01-10 | 9 | 11424.6689
2033-01-10 | 10 | 11389.5037
2033-01-10 | 11 | 11278.9812
2033-01-10 | 12 | 11321.9308
2033-01-10 | 13 | 10978.4889
2033-01-10 | 14 | 10977.8924
2033-01-10 | 15 | 11473.1374
2033-01-10 | 16 | 11471.1698
2033-01-10 | 17 | 11653.9897
2033-01-10 | 18 | 11906.3043
2033-01-10 | 19 | 11818.0399
2033-01-10 | 20 | 11734.5267
2033-01-10 | 21 | 11556.0216
2033-01-10 | 22 | 11239.4991
2033-01-10 | 23 | 10869.8674
2033-01-10 | 24 | 10569.0257
2033-01-11 | 1 | 10361.6253
2033-01-11 | 2 | 10272.664
2033-01-11 | 3 | 10270.8741
2033-01-11 | 4 | 10285.0524
2033-01-11 | 5 | 10431.4084
2033-01-11 | 6 | 10717.5261
2033-01-11 | 7 | 11197.5439
2033-01-11 | 8 | 11556.8525
2033-01-11 | 9 | 11561.8409
2033-01-11 | 10 | 11296.8937
2033-01-11 | 11 | 11140.1263
2033-01-11 | 12 | 11103.3321
2033-01-11 | 13 | 11099.6226
2033-01-11 | 14 | 11102.9841
2033-01-11 | 15 | 11103.556
2033-01-11 | 16 | 11312.4307
2033-01-11 | 17 | 11819.3261
2033-01-11 | 18 | 11983.7033
2033-01-11 | 19 | 11896.7986
2033-01-11 | 20 | 11809.9647
2033-01-11 | 21 | 11645.8958
2033-01-11 | 22 | 11365.3309
2033-01-11 | 23 | 11007.9225
2033-01-11 | 24 | 10705.1093
2033-01-12 | 1 | 10480.1479
2033-01-12 | 2 | 10374.6008
2033-01-12 | 3 | 10317.2551
2033-01-12 | 4 | 10325.2349
2033-01-12 | 5 | 10475.483
2033-01-12 | 6 | 10764.8816
2033-01-12 | 7 | 11242.0352
2033-01-12 | 8 | 11623.818
2033-01-12 | 9 | 11637.282
2033-01-12 | 10 | 11610.8709
2033-01-12 | 11 | 11472.8663
2033-01-12 | 12 | 11682.8109
2033-01-12 | 13 | 11705.2622
2033-01-12 | 14 | 11261.2436
2033-01-12 | 15 | 11312.2366
2033-01-12 | 16 | 11843.3164
2033-01-12 | 17 | 11947.9425
2033-01-12 | 18 | 12255.4775
2033-01-12 | 19 | 12174.1237
2033-01-12 | 20 | 12070.8293
2033-01-12 | 21 | 11908.7582
2033-01-12 | 22 | 11635.3177
2033-01-12 | 23 | 11272.4333
2033-01-12 | 24 | 10960.7852
2033-01-13 | 1 | 10828.72
2033-01-13 | 2 | 10671.9364
2033-01-13 | 3 | 10625.8583
2033-01-13 | 4 | 10622.852
2033-01-13 | 5 | 10737.6674
2033-01-13 | 6 | 11009.2131
2033-01-13 | 7 | 11441.7027
2033-01-13 | 8 | 11847.3735
2033-01-13 | 9 | 11898.3622
2033-01-13 | 10 | 11861.1717
2033-01-13 | 11 | 11571.852
2033-01-13 | 12 | 11483.4539
2033-01-13 | 13 | 11924.6397
2033-01-13 | 14 | 11450.7739
2033-01-13 | 15 | 11488.5797
2033-01-13 | 16 | 11970.0298
2033-01-13 | 17 | 12064.8207
2033-01-13 | 18 | 12396.1401
2033-01-13 | 19 | 12313.3699
2033-01-13 | 20 | 12208.087
2033-01-13 | 21 | 12070.7931
2033-01-13 | 22 | 11847.7798
2033-01-13 | 23 | 11524.5757
2033-01-13 | 24 | 11207.8788
2033-01-14 | 1 | 10968.6767
2033-01-14 | 2 | 10839.3651
2033-01-14 | 3 | 10765.878
2033-01-14 | 4 | 10748.68
2033-01-14 | 5 | 10837.3898
2033-01-14 | 6 | 11035.7639
2033-01-14 | 7 | 11445.2317
2033-01-14 | 8 | 11883.3139
2033-01-14 | 9 | 11952.5618
2033-01-14 | 10 | 11963.6927
2033-01-14 | 11 | 12007.5135
2033-01-14 | 12 | 12017.5034
2033-01-14 | 13 | 11929.4363
2033-01-14 | 14 | 11994.8474
2033-01-14 | 15 | 11971.787
2033-01-14 | 16 | 12010.9336
2033-01-14 | 17 | 12164.9545
2033-01-14 | 18 | 12484.5033
2033-01-14 | 19 | 12425.1617
2033-01-14 | 20 | 12308.7871
2033-01-14 | 21 | 12191.2771
2033-01-14 | 22 | 11985.537
2033-01-14 | 23 | 11658.0875
2033-01-14 | 24 | 11336.88
2033-01-15 | 1 | 11095.6018
2033-01-15 | 2 | 10957.9088
2033-01-15 | 3 | 10872.6702
2033-01-15 | 4 | 10833.2197
2033-01-15 | 5 | 10841.3745
2033-01-15 | 6 | 10828.1692
2033-01-15 | 7 | 11002.3462
2033-01-15 | 8 | 11336.2345
2033-01-15 | 9 | 11530.1623
2033-01-15 | 10 | 11643.344
2033-01-15 | 11 | 11680.9189
2033-01-15 | 12 | 11562.9747
2033-01-15 | 13 | 11138.3826
2033-01-15 | 14 | 11096.5865
2033-01-15 | 15 | 11063.1789
2033-01-15 | 16 | 11581.7
2033-01-15 | 17 | 11820.7407
2033-01-15 | 18 | 12164.1317
2033-01-15 | 19 | 12108.4859
2033-01-15 | 20 | 11995.9181
2033-01-15 | 21 | 11926.8554
2033-01-15 | 22 | 11798.5002
2033-01-15 | 23 | 11560.1983
2033-01-15 | 24 | 11287.4332
2033-01-16 | 1 | 11068.5447
2033-01-16 | 2 | 10961.123
2033-01-16 | 3 | 10816.5521
2033-01-16 | 4 | 10801.6866
2033-01-16 | 5 | 10747.9249
2033-01-16 | 6 | 10669.4628
2033-01-16 | 7 | 10762.7316
2033-01-16 | 8 | 11078.2384
2033-01-16 | 9 | 11245.043
2033-01-16 | 10 | 11363.9722
2033-01-16 | 11 | 11468.5234
2033-01-16 | 12 | 11243.1225
2033-01-16 | 13 | 11443.7728
2033-01-16 | 14 | 11548.4488
2033-01-16 | 15 | 11534.3748
2033-01-16 | 16 | 11609.8275
2033-01-16 | 17 | 11846.8624
2033-01-16 | 18 | 12228.9002
2033-01-16 | 19 | 12169.0178
2033-01-16 | 20 | 12083.952
2033-01-16 | 21 | 11997.1427
2033-01-16 | 22 | 11850.2516
2033-01-16 | 23 | 11567.6458
2033-01-16 | 24 | 11266.0131
2033-01-17 | 1 | 11076.6551
2033-01-17 | 2 | 10942.3257
2033-01-17 | 3 | 10868.2995
2033-01-17 | 4 | 10860.5532
2033-01-17 | 5 | 10936.1251
2033-01-17 | 6 | 11104.9307
2033-01-17 | 7 | 11490.9263
2033-01-17 | 8 | 11932.6956
2033-01-17 | 9 | 12023.4537
2033-01-17 | 10 | 12033.7297
2033-01-17 | 11 | 12023.6781
2033-01-17 | 12 | 12095.4235
2033-01-17 | 13 | 12112.0419
2033-01-17 | 14 | 11597.3044
2033-01-17 | 15 | 11610.3176
2033-01-17 | 16 | 12103.1556
2033-01-17 | 17 | 12301.475
2033-01-17 | 18 | 12600.1066
2033-01-17 | 19 | 12527.3569
2033-01-17 | 20 | 12426.3673
2033-01-17 | 21 | 12351.419
2033-01-17 | 22 | 12148.1836
2033-01-17 | 23 | 11795.1457
2033-01-17 | 24 | 11458.7842
2033-01-18 | 1 | 11184.0542
2033-01-18 | 2 | 11052.4667
2033-01-18 | 3 | 10970.2097
2033-01-18 | 4 | 10955.4911
2033-01-18 | 5 | 11027.8935
2033-01-18 | 6 | 11186.2752
2033-01-18 | 7 | 11558.3883
2033-01-18 | 8 | 11996.4865
2033-01-18 | 9 | 12056.695
2033-01-18 | 10 | 11837.4444
2033-01-18 | 11 | 11695.4225
2033-01-18 | 12 | 11662.4131
2033-01-18 | 13 | 11647.0619
2033-01-18 | 14 | 11645.1637
2033-01-18 | 15 | 11624.1048
2033-01-18 | 16 | 12159.8678
2033-01-18 | 17 | 12344.8723
2033-01-18 | 18 | 12689.1263
2033-01-18 | 19 | 12599.8995
2033-01-18 | 20 | 12500.0156
2033-01-18 | 21 | 12402.5351
2033-01-18 | 22 | 12208.5155
2033-01-18 | 23 | 11870.4566
2033-01-18 | 24 | 11522.0666
2033-01-19 | 1 | 11243.2322
2033-01-19 | 2 | 11108.4498
2033-01-19 | 3 | 11012.5031
2033-01-19 | 4 | 10936.4319
2033-01-19 | 5 | 10981.9884
2033-01-19 | 6 | 11109.7908
2033-01-19 | 7 | 11471.8257
2033-01-19 | 8 | 11928.971
2033-01-19 | 9 | 12084.0064
2033-01-19 | 10 | 12084.9313
2033-01-19 | 11 | 12130.4501
2033-01-19 | 12 | 11653.5935
2033-01-19 | 13 | 11651.1896
2033-01-19 | 14 | 11625.9752
2033-01-19 | 15 | 11790.8505
2033-01-19 | 16 | 12094.6159
2033-01-19 | 17 | 12311.9791
2033-01-19 | 18 | 12628.6719
2033-01-19 | 19 | 12539.483
2033-01-19 | 20 | 12438.7005
2033-01-19 | 21 | 12328.8842
2033-01-19 | 22 | 12126.1979
2033-01-19 | 23 | 11782.6648
2033-01-19 | 24 | 11429.3172
2033-01-20 | 1 | 11199.5547
2033-01-20 | 2 | 11030.7717
2033-01-20 | 3 | 10884.4066
2033-01-20 | 4 | 10842.2207
2033-01-20 | 5 | 10882.8365
2033-01-20 | 6 | 10980.121
2033-01-20 | 7 | 11370.4758
2033-01-20 | 8 | 11879.5713
2033-01-20 | 9 | 12020.1127
2033-01-20 | 10 | 12033.5282
2033-01-20 | 11 | 12047.4698
2033-01-20 | 12 | 11940.1352
2033-01-20 | 13 | 12115.8094
2033-01-20 | 14 | 12088.234
2033-01-20 | 15 | 12072.9986
2033-01-20 | 16 | 12085.5999
2033-01-20 | 17 | 12255.1697
2033-01-20 | 18 | 12588.3274
2033-01-20 | 19 | 12497.0349
2033-01-20 | 20 | 12379.8693
2033-01-20 | 21 | 12279.1753
2033-01-20 | 22 | 12099.7324
2033-01-20 | 23 | 11752.1047
2033-01-20 | 24 | 11415.0661
2033-01-21 | 1 | 11156.5624
2033-01-21 | 2 | 11021.3555
2033-01-21 | 3 | 10990.1326
2033-01-21 | 4 | 10966.659
2033-01-21 | 5 | 11040.4151
2033-01-21 | 6 | 11221.9018
2033-01-21 | 7 | 11590.2618
2033-01-21 | 8 | 12008.0033
2033-01-21 | 9 | 12120.2626
2033-01-21 | 10 | 11987.7982
2033-01-21 | 11 | 11986.4334
2033-01-21 | 12 | 12028.403
2033-01-21 | 13 | 12018.0239
2033-01-21 | 14 | 12008.2203
2033-01-21 | 15 | 11994.828
2033-01-21 | 16 | 11996.412
2033-01-21 | 17 | 12120.2783
2033-01-21 | 18 | 12444.9723
2033-01-21 | 19 | 12374.3387
2033-01-21 | 20 | 12265.7361
2033-01-21 | 21 | 12160.6986
2033-01-21 | 22 | 11954.8164
2033-01-21 | 23 | 11660.4986
2033-01-21 | 24 | 11315.5458
2033-01-22 | 1 | 11058.4154
2033-01-22 | 2 | 10903.6743
2033-01-22 | 3 | 10790.0328
2033-01-22 | 4 | 10724.8589
2033-01-22 | 5 | 10651.855
2033-01-22 | 6 | 10549.2975
2033-01-22 | 7 | 10726.7717
2033-01-22 | 8 | 11134.3001
2033-01-22 | 9 | 11345.644
2033-01-22 | 10 | 11149.2254
2033-01-22 | 11 | 11052.2782
2033-01-22 | 12 | 10992.4114
2033-01-22 | 13 | 10955.8949
2033-01-22 | 14 | 11206.1573
2033-01-22 | 15 | 11123.0085
2033-01-22 | 16 | 11371.6098
2033-01-22 | 17 | 11595.4395
2033-01-22 | 18 | 11982.0152
2033-01-22 | 19 | 12000.1534
2033-01-22 | 20 | 11911.6248
2033-01-22 | 21 | 11800.0021
2033-01-22 | 22 | 11650.3474
2033-01-22 | 23 | 11414.5724
2033-01-22 | 24 | 11138.9463
2033-01-23 | 1 | 10913.6101
2033-01-23 | 2 | 10739.0015
2033-01-23 | 3 | 10629.7076
2033-01-23 | 4 | 10576.8989
2033-01-23 | 5 | 10546.1307
2033-01-23 | 6 | 10496.903
2033-01-23 | 7 | 10637.1119
2033-01-23 | 8 | 10959.5889
2033-01-23 | 9 | 11135.6956
2033-01-23 | 10 | 10933.9584
2033-01-23 | 11 | 10854.6325
2033-01-23 | 12 | 10957.1794
2033-01-23 | 13 | 11313.4172
2033-01-23 | 14 | 11377.1038
2033-01-23 | 15 | 10867.8065
2033-01-23 | 16 | 11102.0135
2033-01-23 | 17 | 11532.1503
2033-01-23 | 18 | 12110.9562
2033-01-23 | 19 | 12103.7738
2033-01-23 | 20 | 11989.6784
2033-01-23 | 21 | 11861.6802
2033-01-23 | 22 | 11654.2582
2033-01-23 | 23 | 11335.3998
2033-01-23 | 24 | 11034.3548
2033-01-24 | 1 | 10860.3519
2033-01-24 | 2 | 10741.1869
2033-01-24 | 3 | 10675.8266
2033-01-24 | 4 | 10644.2606
2033-01-24 | 5 | 10730.1881
2033-01-24 | 6 | 10921.3642
2033-01-24 | 7 | 11321.554
2033-01-24 | 8 | 11757.9414
2033-01-24 | 9 | 11855.3364
2033-01-24 | 10 | 11802.3433
2033-01-24 | 11 | 11842.7054
2033-01-24 | 12 | 11791.5442
2033-01-24 | 13 | 11706.0836
2033-01-24 | 14 | 11717.1995
2033-01-24 | 15 | 11679.2651
2033-01-24 | 16 | 11731.0643
2033-01-24 | 17 | 11880.4853
2033-01-24 | 18 | 12099.0278
2033-01-24 | 19 | 12013.2875
2033-01-24 | 20 | 11949.5248
2033-01-24 | 21 | 11835.6248
2033-01-24 | 22 | 11499.4362
2033-01-24 | 23 | 11128.1872
2033-01-24 | 24 | 10864.3378
2033-01-25 | 1 | 10584.6153
2033-01-25 | 2 | 10493.9167
2033-01-25 | 3 | 10419.793
2033-01-25 | 4 | 10373.3904
2033-01-25 | 5 | 10487.045
2033-01-25 | 6 | 10752.5627
2033-01-25 | 7 | 11210.8223
2033-01-25 | 8 | 11609.2213
2033-01-25 | 9 | 11677.8649
2033-01-25 | 10 | 11610.2359
2033-01-25 | 11 | 11258.9603
2033-01-25 | 12 | 11124.0801
2033-01-25 | 13 | 11122.4863
2033-01-25 | 14 | 11124.1428
2033-01-25 | 15 | 11115.2657
2033-01-25 | 16 | 11293.759
2033-01-25 | 17 | 11610.0145
2033-01-25 | 18 | 12064.6153
2033-01-25 | 19 | 11991.0417
2033-01-25 | 20 | 11848.942
2033-01-25 | 21 | 11681.2013
2033-01-25 | 22 | 11372.5676
2033-01-25 | 23 | 11001.1421
2033-01-25 | 24 | 10699.6102
2033-01-26 | 1 | 10475.233
2033-01-26 | 2 | 10407.5573
2033-01-26 | 3 | 10351.3376
2033-01-26 | 4 | 10311.5061
2033-01-26 | 5 | 10443.376
2033-01-26 | 6 | 10720.7534
2033-01-26 | 7 | 11191.1564
2033-01-26 | 8 | 11573.6685
2033-01-26 | 9 | 11654.3622
2033-01-26 | 10 | 11594.0852
2033-01-26 | 11 | 11329.4835
2033-01-26 | 12 | 11168.647
2033-01-26 | 13 | 11105.6093
2033-01-26 | 14 | 11301.3361
2033-01-26 | 15 | 11257.0835
2033-01-26 | 16 | 11433.5491
2033-01-26 | 17 | 11543.0229
2033-01-26 | 18 | 11920.4755
2033-01-26 | 19 | 11874.6977
2033-01-26 | 20 | 11806.9223
2033-01-26 | 21 | 11632.4582
2033-01-26 | 22 | 11265.1194
2033-01-26 | 23 | 10895.9654
2033-01-26 | 24 | 10584.4208
2033-01-27 | 1 | 10414.2765
2033-01-27 | 2 | 10273.1921
2033-01-27 | 3 | 10208.1429
2033-01-27 | 4 | 10202.1591
2033-01-27 | 5 | 10313.7292
2033-01-27 | 6 | 10602.9315
2033-01-27 | 7 | 11091.3104
2033-01-27 | 8 | 11471.8553
2033-01-27 | 9 | 11543.6639
2033-01-27 | 10 | 11321.9021
2033-01-27 | 11 | 11154.7718
2033-01-27 | 12 | 11049.5654
2033-01-27 | 13 | 11071.1896
2033-01-27 | 14 | 11172.1841
2033-01-27 | 15 | 11301.1644
2033-01-27 | 16 | 11461.9181
2033-01-27 | 17 | 11484.3775
2033-01-27 | 18 | 11817.7413
2033-01-27 | 19 | 11794.9848
2033-01-27 | 20 | 11651.1654
2033-01-27 | 21 | 11467.7299
2033-01-27 | 22 | 11199.2199
2033-01-27 | 23 | 10884.3975
2033-01-27 | 24 | 10608.3154
2033-01-28 | 1 | 10413.515
2033-01-28 | 2 | 10321.5646
2033-01-28 | 3 | 10300.0628
2033-01-28 | 4 | 10333.7144
2033-01-28 | 5 | 10508.9768
2033-01-28 | 6 | 10770.284
2033-01-28 | 7 | 11239.2139
2033-01-28 | 8 | 11606.5714
2033-01-28 | 9 | 11705.6593
2033-01-28 | 10 | 11597.6225
2033-01-28 | 11 | 11583.9307
2033-01-28 | 12 | 11529.5492
2033-01-28 | 13 | 11406.5305
2033-01-28 | 14 | 11443.7221
2033-01-28 | 15 | 11455.0104
2033-01-28 | 16 | 11521.5073
2033-01-28 | 17 | 11582.622
2033-01-28 | 18 | 11757.7253
2033-01-28 | 19 | 11746.0405
2033-01-28 | 20 | 11696.274
2033-01-28 | 21 | 11552.4222
2033-01-28 | 22 | 11282.7138
2033-01-28 | 23 | 10971.5978
2033-01-28 | 24 | 10682.5859
2033-01-29 | 1 | 10466.7801
2033-01-29 | 2 | 10340.4865
2033-01-29 | 3 | 10250.7595
2033-01-29 | 4 | 10221.0069
2033-01-29 | 5 | 10259.9198
2033-01-29 | 6 | 10361.9556
2033-01-29 | 7 | 10599.7944
2033-01-29 | 8 | 10885.0925
2033-01-29 | 9 | 11079.1249
2033-01-29 | 10 | 10970.8302
2033-01-29 | 11 | 10926.4651
2033-01-29 | 12 | 11185.1606
2033-01-29 | 13 | 11120.884
2033-01-29 | 14 | 11052.7338
2033-01-29 | 15 | 11055.5736
2033-01-29 | 16 | 11004.9602
2033-01-29 | 17 | 11237.3983
2033-01-29 | 18 | 11474.632
2033-01-29 | 19 | 11478.3148
2033-01-29 | 20 | 11415.4736
2033-01-29 | 21 | 11252.7606
2033-01-29 | 22 | 11069.3276
2033-01-29 | 23 | 10809.5408
2033-01-29 | 24 | 10562.6955
2033-01-30 | 1 | 10368.6621
2033-01-30 | 2 | 10220.2528
2033-01-30 | 3 | 10137.5424
2033-01-30 | 4 | 10114.6253
2033-01-30 | 5 | 10125.5113
2033-01-30 | 6 | 10183.1498
2033-01-30 | 7 | 10317.0686
2033-01-30 | 8 | 10600.039
2033-01-30 | 9 | 10765.0869
2033-01-30 | 10 | 10770.1633
2033-01-30 | 11 | 10829.6477
2033-01-30 | 12 | 10417.5765
2033-01-30 | 13 | 10417.6137
2033-01-30 | 14 | 10402.3588
2033-01-30 | 15 | 10387.041
2033-01-30 | 16 | 10552.0752
2033-01-30 | 17 | 10893.6708
2033-01-30 | 18 | 11332.818
2033-01-30 | 19 | 11325.398
2033-01-30 | 20 | 11268.4421
2033-01-30 | 21 | 11122.8952
2033-01-30 | 22 | 10882.5695
2033-01-30 | 23 | 10573.963
2033-01-30 | 24 | 10350.4974
2033-01-31 | 1 | 10223.0252
2033-01-31 | 2 | 10112.934
2033-01-31 | 3 | 10063.0944
2033-01-31 | 4 | 10076.1633
2033-01-31 | 5 | 10180.1169
2033-01-31 | 6 | 10505.0836
2033-01-31 | 7 | 10977.9002
2033-01-31 | 8 | 11337.546
2033-01-31 | 9 | 11423.6332
2033-01-31 | 10 | 11085.9384
2033-01-31 | 11 | 10875.1056
2033-01-31 | 12 | 10860.6144
2033-01-31 | 13 | 10843.9346
2033-01-31 | 14 | 10819.4935
2033-01-31 | 15 | 10810.5441
2033-01-31 | 16 | 10907.1533
2033-01-31 | 17 | 11162.5693
2033-01-31 | 18 | 11571.9255
2033-01-31 | 19 | 11534.0829
2033-01-31 | 20 | 11466.6173
2033-01-31 | 21 | 11308.8541
2033-01-31 | 22 | 11009.8777
2033-01-31 | 23 | 10648.1139
2033-01-31 | 24 | 10355.2262
2033-02-01 | 1 | 10080.9892
2033-02-01 | 2 | 9998.9717
2033-02-01 | 3 | 9959.8399
2033-02-01 | 4 | 9983.0917
2033-02-01 | 5 | 10177.8528
2033-02-01 | 6 | 10530.8721
2033-02-01 | 7 | 11038.2233
2033-02-01 | 8 | 11385.4873
2033-02-01 | 9 | 11523.9121
2033-02-01 | 10 | 11290.1155
2033-02-01 | 11 | 10940.9556
2033-02-01 | 12 | 10979.0762
2033-02-01 | 13 | 11050.0843
2033-02-01 | 14 | 11015.721
2033-02-01 | 15 | 11034.421
2033-02-01 | 16 | 11225.6545
2033-02-01 | 17 | 11519.3068
2033-02-01 | 18 | 11977.297
2033-02-01 | 19 | 11961.7817
2033-02-01 | 20 | 11828.527
2033-02-01 | 21 | 11668.3469
2033-02-01 | 22 | 11404.7247
2033-02-01 | 23 | 11039.8625
2033-02-01 | 24 | 10795.1725
2033-02-02 | 1 | 10591.4445
2033-02-02 | 2 | 10471.5972
2033-02-02 | 3 | 10439.286
2033-02-02 | 4 | 10454.8511
2033-02-02 | 5 | 10595.9704
2033-02-02 | 6 | 10911.4475
2033-02-02 | 7 | 11386.4509
2033-02-02 | 8 | 11760.8703
2033-02-02 | 9 | 11900.8265
2033-02-02 | 10 | 11845.0855
2033-02-02 | 11 | 11890.2742
2033-02-02 | 12 | 11414.4924
2033-02-02 | 13 | 11935.6323
2033-02-02 | 14 | 11911.3376
2033-02-02 | 15 | 11468.6867
2033-02-02 | 16 | 11599.9938
2033-02-02 | 17 | 11892.287
2033-02-02 | 18 | 12451.4968
2033-02-02 | 19 | 12403.6385
2033-02-02 | 20 | 12317.7542
2033-02-02 | 21 | 12248.7848
2033-02-02 | 22 | 11972.0064
2033-02-02 | 23 | 11621.0228
2033-02-02 | 24 | 11286.7662
2033-02-03 | 1 | 11099.8642
2033-02-03 | 2 | 10999.0044
2033-02-03 | 3 | 10936.0623
2033-02-03 | 4 | 10937.9533
2033-02-03 | 5 | 11019.3746
2033-02-03 | 6 | 11255.8564
2033-02-03 | 7 | 11630.858
2033-02-03 | 8 | 12059.3946
2033-02-03 | 9 | 12264.2642
2033-02-03 | 10 | 12191.6952
2033-02-03 | 11 | 12193.8642
2033-02-03 | 12 | 12189.5363
2033-02-03 | 13 | 12130.4931
2033-02-03 | 14 | 12125.96
2033-02-03 | 15 | 12067.9109
2033-02-03 | 16 | 12079.9996
2033-02-03 | 17 | 12202.7475
2033-02-03 | 18 | 12542.8366
2033-02-03 | 19 | 12573.4554
2033-02-03 | 20 | 12508.3706
2033-02-03 | 21 | 12456.9715
2033-02-03 | 22 | 12326.4394
2033-02-03 | 23 | 12052.2991
2033-02-03 | 24 | 11716.5318
2033-02-04 | 1 | 11438.926
2033-02-04 | 2 | 11311.0973
2033-02-04 | 3 | 11239.5626
2033-02-04 | 4 | 11232.4556
2033-02-04 | 5 | 11292.0428
2033-02-04 | 6 | 11492.146
2033-02-04 | 7 | 11802.6608
2033-02-04 | 8 | 12212.8098
2033-02-04 | 9 | 12422.4765
2033-02-04 | 10 | 12342.3899
2033-02-04 | 11 | 11892.4352
2033-02-04 | 12 | 11802.691
2033-02-04 | 13 | 11702.8302
2033-02-04 | 14 | 11649.3472
2033-02-04 | 15 | 12075.615
2033-02-04 | 16 | 12079.2093
2033-02-04 | 17 | 12180.2279
2033-02-04 | 18 | 12464.4238
2033-02-04 | 19 | 12545.2244
2033-02-04 | 20 | 12465.0943
2033-02-04 | 21 | 12431.4171
2033-02-04 | 22 | 12292.2296
2033-02-04 | 23 | 12025.1939
2033-02-04 | 24 | 11711.3159
2033-02-05 | 1 | 11437.56
2033-02-05 | 2 | 11273.7904
2033-02-05 | 3 | 11149.3668
2033-02-05 | 4 | 11083.5601
2033-02-05 | 5 | 11037.942
2033-02-05 | 6 | 10908.074
2033-02-05 | 7 | 11035.0352
2033-02-05 | 8 | 11435.2799
2033-02-05 | 9 | 11723.509
2033-02-05 | 10 | 11668.1873
2033-02-05 | 11 | 11492.6317
2033-02-05 | 12 | 11419.0394
2033-02-05 | 13 | 11294.7921
2033-02-05 | 14 | 11406.751
2033-02-05 | 15 | 11377.5515
2033-02-05 | 16 | 11374.0808
2033-02-05 | 17 | 11503.8022
2033-02-05 | 18 | 11788.2901
2033-02-05 | 19 | 11860.256
2033-02-05 | 20 | 11778.3742
2033-02-05 | 21 | 11694.949
2033-02-05 | 22 | 11505.7356
2033-02-05 | 23 | 11241.9424
2033-02-05 | 24 | 10998.5215
2033-02-06 | 1 | 10753.2575
2033-02-06 | 2 | 10574.1607
2033-02-06 | 3 | 10447.0996
2033-02-06 | 4 | 10370.3276
2033-02-06 | 5 | 10319.3923
2033-02-06 | 6 | 10233.0221
2033-02-06 | 7 | 10366.2193
2033-02-06 | 8 | 10705.4522
2033-02-06 | 9 | 10942.2757
2033-02-06 | 10 | 10878.6619
2033-02-06 | 11 | 10905.1838
2033-02-06 | 12 | 10716.6906
2033-02-06 | 13 | 10545.688
2033-02-06 | 14 | 10829.3114
2033-02-06 | 15 | 10739.4237
2033-02-06 | 16 | 10793.1862
2033-02-06 | 17 | 11075.0091
2033-02-06 | 18 | 11313.246
2033-02-06 | 19 | 11403.5492
2033-02-06 | 20 | 11371.3017
2033-02-06 | 21 | 11233.0925
2033-02-06 | 22 | 11019.4014
2033-02-06 | 23 | 10673.8429
2033-02-06 | 24 | 10456.1846
2033-02-07 | 1 | 10309.4174
2033-02-07 | 2 | 10161.7562
2033-02-07 | 3 | 10074.1087
2033-02-07 | 4 | 10066.3499
2033-02-07 | 5 | 10234.0348
2033-02-07 | 6 | 10441.4145
2033-02-07 | 7 | 10899.846
2033-02-07 | 8 | 11272.699
2033-02-07 | 9 | 11418.7917
2033-02-07 | 10 | 11287.4138
2033-02-07 | 11 | 11181.3947
2033-02-07 | 12 | 10770.2169
2033-02-07 | 13 | 11206.0984
2033-02-07 | 14 | 11222.2372
2033-02-07 | 15 | 11215.6688
2033-02-07 | 16 | 11249.1896
2033-02-07 | 17 | 11349.8319
2033-02-07 | 18 | 11450.0407
2033-02-07 | 19 | 11494.085
2033-02-07 | 20 | 11425.3728
2033-02-07 | 21 | 11274.0379
2033-02-07 | 22 | 10961.3311
2033-02-07 | 23 | 10596.3887
2033-02-07 | 24 | 10296.1288
2033-02-08 | 1 | 10079.8805
2033-02-08 | 2 | 9977.9065
2033-02-08 | 3 | 9930.8216
2033-02-08 | 4 | 9954.284
2033-02-08 | 5 | 10097.3387
2033-02-08 | 6 | 10428.0272
2033-02-08 | 7 | 10882.6878
2033-02-08 | 8 | 11217.0549
2033-02-08 | 9 | 11265.0885
2033-02-08 | 10 | 10893.5474
2033-02-08 | 11 | 10758.2682
2033-02-08 | 12 | 10757.3604
2033-02-08 | 13 | 10721.1911
2033-02-08 | 14 | 10699.4812
2033-02-08 | 15 | 10717.598
2033-02-08 | 16 | 10797.1002
2033-02-08 | 17 | 11042.0335
2033-02-08 | 18 | 11435.6713
2033-02-08 | 19 | 11505.2227
2033-02-08 | 20 | 11415.1125
2033-02-08 | 21 | 11257.5235
2033-02-08 | 22 | 10950.5877
2033-02-08 | 23 | 10628.0849
2033-02-08 | 24 | 10325.5228
2033-02-09 | 1 | 10117.7291
2033-02-09 | 2 | 10030.9221
2033-02-09 | 3 | 9988.0476
2033-02-09 | 4 | 10012.8503
2033-02-09 | 5 | 10175.3028
2033-02-09 | 6 | 10501.4757
2033-02-09 | 7 | 10938.8292
2033-02-09 | 8 | 11285.0351
2033-02-09 | 9 | 11425.9743
2033-02-09 | 10 | 11259.5112
2033-02-09 | 11 | 11383.9982
2033-02-09 | 12 | 11367.6536
2033-02-09 | 13 | 10968.9736
2033-02-09 | 14 | 10995.0555
2033-02-09 | 15 | 11454.3122
2033-02-09 | 16 | 11581.7971
2033-02-09 | 17 | 11434.5071
2033-02-09 | 18 | 11859.2851
2033-02-09 | 19 | 11902.3968
2033-02-09 | 20 | 11762.8622
2033-02-09 | 21 | 11598.8064
2033-02-09 | 22 | 11307.5563
2033-02-09 | 23 | 10972.1322
2033-02-09 | 24 | 10714.3781
2033-02-10 | 1 | 10572.2575
2033-02-10 | 2 | 10480.3043
2033-02-10 | 3 | 10439.3588
2033-02-10 | 4 | 10447.1305
2033-02-10 | 5 | 10622.1095
2033-02-10 | 6 | 10931.9764
2033-02-10 | 7 | 11447.6136
2033-02-10 | 8 | 11687.4213
2033-02-10 | 9 | 11885.1528
2033-02-10 | 10 | 11788.9856
2033-02-10 | 11 | 11796.747
2033-02-10 | 12 | 11802.6446
2033-02-10 | 13 | 11807.3498
2033-02-10 | 14 | 11698.1482
2033-02-10 | 15 | 11790.5718
2033-02-10 | 16 | 11731.6089
2033-02-10 | 17 | 11869.5789
2033-02-10 | 18 | 12128.2308
2033-02-10 | 19 | 12165.1449
2033-02-10 | 20 | 12090.1892
2033-02-10 | 21 | 11954.2421
2033-02-10 | 22 | 11732.3966
2033-02-10 | 23 | 11418.1936
2033-02-10 | 24 | 11100.3065
2033-02-11 | 1 | 10875.1714
2033-02-11 | 2 | 10764.8786
2033-02-11 | 3 | 10693.6051
2033-02-11 | 4 | 10687.9351
2033-02-11 | 5 | 10795.9884
2033-02-11 | 6 | 11038.2586
2033-02-11 | 7 | 11467.2773
2033-02-11 | 8 | 11781.626
2033-02-11 | 9 | 11993.5305
2033-02-11 | 10 | 11954.8163
2033-02-11 | 11 | 11804.8081
2033-02-11 | 12 | 11915.4419
2033-02-11 | 13 | 11837.5609
2033-02-11 | 14 | 11834.101
2033-02-11 | 15 | 11855.0604
2033-02-11 | 16 | 11864.682
2033-02-11 | 17 | 11981.5706
2033-02-11 | 18 | 12188.5328
2033-02-11 | 19 | 12261.6496
2033-02-11 | 20 | 12182.5447
2033-02-11 | 21 | 12070.4128
2033-02-11 | 22 | 11874.5874
2033-02-11 | 23 | 11558.0874
2033-02-11 | 24 | 11257.8448
2033-02-12 | 1 | 11023.7531
2033-02-12 | 2 | 10880.6568
2033-02-12 | 3 | 10800.9327
2033-02-12 | 4 | 10795.3573
2033-02-12 | 5 | 10826.0318
2033-02-12 | 6 | 10865.4118
2033-02-12 | 7 | 11020.4682
2033-02-12 | 8 | 11235.6176
2033-02-12 | 9 | 11444.0312
2033-02-12 | 10 | 11288.4712
2033-02-12 | 11 | 11584.1044
2033-02-12 | 12 | 11272.4612
2033-02-12 | 13 | 11307.1555
2033-02-12 | 14 | 11017.4769
2033-02-12 | 15 | 11252.1424
2033-02-12 | 16 | 11441.4762
2033-02-12 | 17 | 11462.9076
2033-02-12 | 18 | 11851.3153
2033-02-12 | 19 | 11993.0845
2033-02-12 | 20 | 11932.054
2033-02-12 | 21 | 11827.4506
2033-02-12 | 22 | 11769.2233
2033-02-12 | 23 | 11532.0953
2033-02-12 | 24 | 11200.2528
2033-02-13 | 1 | 10979.9516
2033-02-13 | 2 | 10813.093
2033-02-13 | 3 | 10757.8551
2033-02-13 | 4 | 10636.6818
2033-02-13 | 5 | 10533.278
2033-02-13 | 6 | 10467.9281
2033-02-13 | 7 | 10599.5021
2033-02-13 | 8 | 10723.6376
2033-02-13 | 9 | 10909.5248
2033-02-13 | 10 | 10876.0305
2033-02-13 | 11 | 10755.4266
2033-02-13 | 12 | 10774.2796
2033-02-13 | 13 | 10745.2978
2033-02-13 | 14 | 10701.2218
2033-02-13 | 15 | 10679.2865
2033-02-13 | 16 | 10854.0791
2033-02-13 | 17 | 11152.6085
2033-02-13 | 18 | 11546.8826
2033-02-13 | 19 | 11696.6843
2033-02-13 | 20 | 11629.0846
2033-02-13 | 21 | 11521.0551
2033-02-13 | 22 | 11293.3571
2033-02-13 | 23 | 10974.3371
2033-02-13 | 24 | 10690.318
2033-02-14 | 1 | 10584.8132
2033-02-14 | 2 | 10408.1014
2033-02-14 | 3 | 10348.5577
2033-02-14 | 4 | 10343.1008
2033-02-14 | 5 | 10446.6596
2033-02-14 | 6 | 10671.2395
2033-02-14 | 7 | 11104.7401
2033-02-14 | 8 | 11326.46
2033-02-14 | 9 | 11502.7398
2033-02-14 | 10 | 11527.0932
2033-02-14 | 11 | 11258.8056
2033-02-14 | 12 | 11379.5124
2033-02-14 | 13 | 11174.396
2033-02-14 | 14 | 11462.6166
2033-02-14 | 15 | 11310.3876
2033-02-14 | 16 | 11378.4382
2033-02-14 | 17 | 11482.1841
2033-02-14 | 18 | 11577.9977
2033-02-14 | 19 | 11649.8451
2033-02-14 | 20 | 11573.3334
2033-02-14 | 21 | 11413.8609
2033-02-14 | 22 | 11151.5513
2033-02-14 | 23 | 10762.9181
2033-02-14 | 24 | 10462.7402
2033-02-15 | 1 | 10256.4341
2033-02-15 | 2 | 10148.9107
2033-02-15 | 3 | 10080.2297
2033-02-15 | 4 | 10142.7936
2033-02-15 | 5 | 10327.7085
2033-02-15 | 6 | 10612.1108
2033-02-15 | 7 | 11002.9166
2033-02-15 | 8 | 11186.0134
2033-02-15 | 9 | 11236.6175
2033-02-15 | 10 | 11063.0118
2033-02-15 | 11 | 10926.7374
2033-02-15 | 12 | 10864.7575
2033-02-15 | 13 | 10863.3399
2033-02-15 | 14 | 10817.2772
2033-02-15 | 15 | 10915.353
2033-02-15 | 16 | 11053.0301
2033-02-15 | 17 | 11225.8866
2033-02-15 | 18 | 11462.6975
2033-02-15 | 19 | 11610.131
2033-02-15 | 20 | 11578.6549
2033-02-15 | 21 | 11400.8502
2033-02-15 | 22 | 11089.4947
2033-02-15 | 23 | 10713.7148
2033-02-15 | 24 | 10460.7784
2033-02-16 | 1 | 10212.804
2033-02-16 | 2 | 10121.8818
2033-02-16 | 3 | 10081.7204
2033-02-16 | 4 | 10102.2464
2033-02-16 | 5 | 10262.0918
2033-02-16 | 6 | 10599.4109
2033-02-16 | 7 | 11035.3429
2033-02-16 | 8 | 11216.0058
2033-02-16 | 9 | 11330.0545
2033-02-16 | 10 | 11296.4557
2033-02-16 | 11 | 11368.0712
2033-02-16 | 12 | 11323.9954
2033-02-16 | 13 | 11353.8908
2033-02-16 | 14 | 11184.2099
2033-02-16 | 15 | 11348.8187
2033-02-16 | 16 | 11380.2062
2033-02-16 | 17 | 11449.5014
2033-02-16 | 18 | 11566.189
2033-02-16 | 19 | 11674.4368
2033-02-16 | 20 | 11606.1658
2033-02-16 | 21 | 11376.9113
2033-02-16 | 22 | 11070.5525
2033-02-16 | 23 | 10714.4966
2033-02-16 | 24 | 10425.5008
2033-02-17 | 1 | 10269.0324
2033-02-17 | 2 | 10163.9321
2033-02-17 | 3 | 10142.561
2033-02-17 | 4 | 10145.9568
2033-02-17 | 5 | 10285.6965
2033-02-17 | 6 | 10594.8037
2033-02-17 | 7 | 11061.3586
2033-02-17 | 8 | 11218.0164
2033-02-17 | 9 | 11309.8731
2033-02-17 | 10 | 11269.0602
2033-02-17 | 11 | 11214.3625
2033-02-17 | 12 | 10964.6512
2033-02-17 | 13 | 10931.9963
2033-02-17 | 14 | 10868.9313
2033-02-17 | 15 | 11019.5229
2033-02-17 | 16 | 11373.2464
2033-02-17 | 17 | 11369.0628
2033-02-17 | 18 | 11471.8601
2033-02-17 | 19 | 11582.5371
2033-02-17 | 20 | 11529.768
2033-02-17 | 21 | 11351.6092
2033-02-17 | 22 | 11126.3478
2033-02-17 | 23 | 10779.1637
2033-02-17 | 24 | 10540.9862
2033-02-18 | 1 | 10358.399
2033-02-18 | 2 | 10272.5337
2033-02-18 | 3 | 10223.4262
2033-02-18 | 4 | 10189.5907
2033-02-18 | 5 | 10321.1351
2033-02-18 | 6 | 10624.0744
2033-02-18 | 7 | 11105.5933
2033-02-18 | 8 | 11298.3792
2033-02-18 | 9 | 11332.8478
2033-02-18 | 10 | 11149.3338
2033-02-18 | 11 | 10939.653
2033-02-18 | 12 | 10918.4793
2033-02-18 | 13 | 10899.2337
2033-02-18 | 14 | 10817.4004
2033-02-18 | 15 | 10829.5945
2033-02-18 | 16 | 10851.8547
2033-02-18 | 17 | 11164.1928
2033-02-18 | 18 | 11442.6798
2033-02-18 | 19 | 11680.2974
2033-02-18 | 20 | 11615.9324
2033-02-18 | 21 | 11453.8534
2033-02-18 | 22 | 11204.1715
2033-02-18 | 23 | 10860.4629
2033-02-18 | 24 | 10591.5679
2033-02-19 | 1 | 10370.2911
2033-02-19 | 2 | 10253.7469
2033-02-19 | 3 | 10183.7471
2033-02-19 | 4 | 10143.0099
2033-02-19 | 5 | 10180.7592
2033-02-19 | 6 | 10278.6859
2033-02-19 | 7 | 10523.9673
2033-02-19 | 8 | 10667.3838
2033-02-19 | 9 | 10714.7192
2033-02-19 | 10 | 10651.9151
2033-02-19 | 11 | 10634.0587
2033-02-19 | 12 | 10678.0792
2033-02-19 | 13 | 10681.7704
2033-02-19 | 14 | 10661.671
2033-02-19 | 15 | 10658.4615
2033-02-19 | 16 | 10726.5295
2033-02-19 | 17 | 11012.1258
2033-02-19 | 18 | 11409.0569
2033-02-19 | 19 | 11657.4281
2033-02-19 | 20 | 11581.9689
2033-02-19 | 21 | 11456.691
2033-02-19 | 22 | 11284.6687
2033-02-19 | 23 | 11071.4116
2033-02-19 | 24 | 10819.2854
2033-02-20 | 1 | 10606.8869
2033-02-20 | 2 | 10495.5052
2033-02-20 | 3 | 10429.5228
2033-02-20 | 4 | 10406.511
2033-02-20 | 5 | 10496.9869
2033-02-20 | 6 | 10575.1408
2033-02-20 | 7 | 10722.2265
2033-02-20 | 8 | 10835.6996
2033-02-20 | 9 | 10875.4347
2033-02-20 | 10 | 10887.4973
2033-02-20 | 11 | 10885.6967
2033-02-20 | 12 | 10963.7378
2033-02-20 | 13 | 10982.822
2033-02-20 | 14 | 10991.7555
2033-02-20 | 15 | 10996.3999
2033-02-20 | 16 | 11143.7906
2033-02-20 | 17 | 11495.4863
2033-02-20 | 18 | 11949.2439
2033-02-20 | 19 | 12152.2665
2033-02-20 | 20 | 12059.3094
2033-02-20 | 21 | 11955.8892
2033-02-20 | 22 | 11777.1537
2033-02-20 | 23 | 11491.6108
2033-02-20 | 24 | 11160.7896
2033-02-21 | 1 | 11008.5408
2033-02-21 | 2 | 10861.9128
2033-02-21 | 3 | 10782.09
2033-02-21 | 4 | 10745.0353
2033-02-21 | 5 | 10754.5628
2033-02-21 | 6 | 10722.3795
2033-02-21 | 7 | 10843.6698
2033-02-21 | 8 | 11012.4995
2033-02-21 | 9 | 11045.2381
2033-02-21 | 10 | 11022.6115
2033-02-21 | 11 | 11077.4687
2033-02-21 | 12 | 11415.4424
2033-02-21 | 13 | 11351.7507
2033-02-21 | 14 | 11309.0683
2033-02-21 | 15 | 11442.7795
2033-02-21 | 16 | 11537.572
2033-02-21 | 17 | 11797.5116
2033-02-21 | 18 | 11980.29
2033-02-21 | 19 | 12240.9125
2033-02-21 | 20 | 12160.2134
2033-02-21 | 21 | 12077.2957
2033-02-21 | 22 | 11916.0633
2033-02-21 | 23 | 11609.558
2033-02-21 | 24 | 11292.3266
2033-02-22 | 1 | 11122.5674
2033-02-22 | 2 | 10981.676
2033-02-22 | 3 | 10891.658
2033-02-22 | 4 | 10883.4606
2033-02-22 | 5 | 10967.5315
2033-02-22 | 6 | 11181.2378
2033-02-22 | 7 | 11568.8037
2033-02-22 | 8 | 11852.7602
2033-02-22 | 9 | 11978.8269
2033-02-22 | 10 | 12108.4041
2033-02-22 | 11 | 11895.9419
2033-02-22 | 12 | 11886.747
2033-02-22 | 13 | 11955.624
2033-02-22 | 14 | 11822.9159
2033-02-22 | 15 | 11864.8097
2033-02-22 | 16 | 11888.4218
2033-02-22 | 17 | 12173.6097
2033-02-22 | 18 | 12412.9614
2033-02-22 | 19 | 12600.4253
2033-02-22 | 20 | 12550.4117
2033-02-22 | 21 | 12392.3446
2033-02-22 | 22 | 12215.5387
2033-02-22 | 23 | 11863.627
2033-02-22 | 24 | 11535.6605
2033-02-23 | 1 | 11263.7568
2033-02-23 | 2 | 11144.8771
2033-02-23 | 3 | 11081.3463
2033-02-23 | 4 | 11068.4834
2033-02-23 | 5 | 11212.6833
2033-02-23 | 6 | 11391.1332
2033-02-23 | 7 | 11749.4082
2033-02-23 | 8 | 11989.7221
2033-02-23 | 9 | 11949.0971
2033-02-23 | 10 | 11922.3574
2033-02-23 | 11 | 11829.0466
2033-02-23 | 12 | 11918.7282
2033-02-23 | 13 | 11586.1287
2033-02-23 | 14 | 11717.8665
2033-02-23 | 15 | 11769.2299
2033-02-23 | 16 | 11723.6947
2033-02-23 | 17 | 12113.0594
2033-02-23 | 18 | 12274.4152
2033-02-23 | 19 | 12464.9085
2033-02-23 | 20 | 12428.8817
2033-02-23 | 21 | 12329.5135
2033-02-23 | 22 | 12128.1332
2033-02-23 | 23 | 11793.6173
2033-02-23 | 24 | 11468.3119
2033-02-24 | 1 | 11246.3215
2033-02-24 | 2 | 11070.8655
2033-02-24 | 3 | 10979.2193
2033-02-24 | 4 | 10930.7532
2033-02-24 | 5 | 10984.284
2033-02-24 | 6 | 11144.5446
2033-02-24 | 7 | 11539.8786
2033-02-24 | 8 | 11865.1344
2033-02-24 | 9 | 11796.7089
2033-02-24 | 10 | 11794.5938
2033-02-24 | 11 | 11652.2665
2033-02-24 | 12 | 11501.0549
2033-02-24 | 13 | 11402.9191
2033-02-24 | 14 | 11350.6259
2033-02-24 | 15 | 11271.4905
2033-02-24 | 16 | 11280.143
2033-02-24 | 17 | 11524.5688
2033-02-24 | 18 | 11944.9244
2033-02-24 | 19 | 12195.97
2033-02-24 | 20 | 12149.1172
2033-02-24 | 21 | 11995.7484
2033-02-24 | 22 | 11762.0187
2033-02-24 | 23 | 11458.2698
2033-02-24 | 24 | 11144.2945
2033-02-25 | 1 | 10907.2762
2033-02-25 | 2 | 10772.919
2033-02-25 | 3 | 10684.1651
2033-02-25 | 4 | 10621.2018
2033-02-25 | 5 | 10690.0061
2033-02-25 | 6 | 10871.6862
2033-02-25 | 7 | 11294.5783
2033-02-25 | 8 | 11612.348
2033-02-25 | 9 | 11501.4545
2033-02-25 | 10 | 11321.9433
2033-02-25 | 11 | 11211.7241
2033-02-25 | 12 | 11195.4926
2033-02-25 | 13 | 11139.8473
2033-02-25 | 14 | 11104.3098
2033-02-25 | 15 | 11047.1983
2033-02-25 | 16 | 11065.0585
2033-02-25 | 17 | 11307.7101
2033-02-25 | 18 | 11544.1191
2033-02-25 | 19 | 11830.1329
2033-02-25 | 20 | 11780.5765
2033-02-25 | 21 | 11637.9389
2033-02-25 | 22 | 11371.3373
2033-02-25 | 23 | 11062.8735
2033-02-25 | 24 | 10767.6514
2033-02-26 | 1 | 10583.9517
2033-02-26 | 2 | 10463.1722
2033-02-26 | 3 | 10334.6381
2033-02-26 | 4 | 10318.6179
2033-02-26 | 5 | 10367.1426
2033-02-26 | 6 | 10445.9931
2033-02-26 | 7 | 10670.9747
2033-02-26 | 8 | 10889.3275
2033-02-26 | 9 | 11023.9612
2033-02-26 | 10 | 11217.6274
2033-02-26 | 11 | 10893.06
2033-02-26 | 12 | 11074.7423
2033-02-26 | 13 | 11210.8685
2033-02-26 | 14 | 11212.9464
2033-02-26 | 15 | 11250.9586
2033-02-26 | 16 | 11252.7573
2033-02-26 | 17 | 11495.7552
2033-02-26 | 18 | 11646.0856
2033-02-26 | 19 | 11789.8269
2033-02-26 | 20 | 11727.7837
2033-02-26 | 21 | 11652.1678
2033-02-26 | 22 | 11451.2431
2033-02-26 | 23 | 11206.1681
2033-02-26 | 24 | 10959.7723
2033-02-27 | 1 | 10763.5207
2033-02-27 | 2 | 10635.9826
2033-02-27 | 3 | 10576.5732
2033-02-27 | 4 | 10540.1049
2033-02-27 | 5 | 10553.5611
2033-02-27 | 6 | 10577.5397
2033-02-27 | 7 | 10700.6633
2033-02-27 | 8 | 10901.9751
2033-02-27 | 9 | 11048.6627
2033-02-27 | 10 | 10899.1926
2033-02-27 | 11 | 11002.7702
2033-02-27 | 12 | 11117.9385
2033-02-27 | 13 | 11411.2031
2033-02-27 | 14 | 11052.0176
2033-02-27 | 15 | 11139.0782
2033-02-27 | 16 | 11327.3565
2033-02-27 | 17 | 11518.6609
2033-02-27 | 18 | 11860.6548
2033-02-27 | 19 | 12083.546
2033-02-27 | 20 | 12041.2625
2033-02-27 | 21 | 11955.5587
2033-02-27 | 22 | 11803.1845
2033-02-27 | 23 | 11506.4824
2033-02-27 | 24 | 11220.6372
2033-02-28 | 1 | 11049.3701
2033-02-28 | 2 | 10935.6004
2033-02-28 | 3 | 10874.7116
2033-02-28 | 4 | 10875.2496
2033-02-28 | 5 | 10980.0385
2033-02-28 | 6 | 11236.0193
2033-02-28 | 7 | 11640.1019
2033-02-28 | 8 | 11947.8772
2033-02-28 | 9 | 12044.7293
2033-02-28 | 10 | 12179.7759
2033-02-28 | 11 | 12064.5979
2033-02-28 | 12 | 12202.7997
2033-02-28 | 13 | 12110.1112
2033-02-28 | 14 | 12098.197
2033-02-28 | 15 | 12043.1304
2033-02-28 | 16 | 12101.6759
2033-02-28 | 17 | 12215.2421
2033-02-28 | 18 | 12350.7316
2033-02-28 | 19 | 12505.1013
2033-02-28 | 20 | 12518.7245
2033-02-28 | 21 | 12390.6307
2033-02-28 | 22 | 12190.6703
2033-02-28 | 23 | 11861.0815
2033-02-28 | 24 | 11547.568
2033-03-01 | 1 | 11304.4954
2033-03-01 | 2 | 11170.8826
2033-03-01 | 3 | 11105.5903
2033-03-01 | 4 | 11101.9897
2033-03-01 | 5 | 11191.859
2033-03-01 | 6 | 11382.9805
2033-03-01 | 7 | 11756.5769
2033-03-01 | 8 | 12059.4358
2033-03-01 | 9 | 12111.0724
2033-03-01 | 10 | 12107.5597
2033-03-01 | 11 | 12050.2885
2033-03-01 | 12 | 11846.8908
2033-03-01 | 13 | 11812.2771
2033-03-01 | 14 | 11787.3689
2033-03-01 | 15 | 11730.8198
2033-03-01 | 16 | 11764.6769
2033-03-01 | 17 | 11543.4289
2033-03-01 | 18 | 11830.7316
2033-03-01 | 19 | 12130.1925
2033-03-01 | 20 | 12150.108
2033-03-01 | 21 | 12075.5166
2033-03-01 | 22 | 11794.6268
2033-03-01 | 23 | 11396.8323
2033-03-01 | 24 | 11051.1766
2033-03-02 | 1 | 10811.5284
2033-03-02 | 2 | 10647.33
2033-03-02 | 3 | 10531.2282
2033-03-02 | 4 | 10496.7828
2033-03-02 | 5 | 10555.1627
2033-03-02 | 6 | 10713.2547
2033-03-02 | 7 | 11043.8973
2033-03-02 | 8 | 11426.5279
2033-03-02 | 9 | 11416.1496
2033-03-02 | 10 | 11130.4037
2033-03-02 | 11 | 11185.7612
2033-03-02 | 12 | 11013.5539
2033-03-02 | 13 | 11014.8981
2033-03-02 | 14 | 11332.6248
2033-03-02 | 15 | 11445.7513
2033-03-02 | 16 | 11433.9855
2033-03-02 | 17 | 11606.3382
2033-03-02 | 18 | 11718.905
2033-03-02 | 19 | 11841.294
2033-03-02 | 20 | 11797.9721
2033-03-02 | 21 | 11649.2233
2033-03-02 | 22 | 11359.6331
2033-03-02 | 23 | 10982.1098
2033-03-02 | 24 | 10689.6237
2033-03-03 | 1 | 10526.2515
2033-03-03 | 2 | 10438.0804
2033-03-03 | 3 | 10391.4018
2033-03-03 | 4 | 10414.884
2033-03-03 | 5 | 10569.3956
2033-03-03 | 6 | 10864.255
2033-03-03 | 7 | 11338.0095
2033-03-03 | 8 | 11743.378
2033-03-03 | 9 | 11616.4393
2033-03-03 | 10 | 11459.988
2033-03-03 | 11 | 11750.0791
2033-03-03 | 12 | 11336.2944
2033-03-03 | 13 | 11266.4077
2033-03-03 | 14 | 11217.3052
2033-03-03 | 15 | 11209.4085
2033-03-03 | 16 | 11298.3025
2033-03-03 | 17 | 11597.6494
2033-03-03 | 18 | 11912.7627
2033-03-03 | 19 | 12092.5111
2033-03-03 | 20 | 12048.237
2033-03-03 | 21 | 11925.8183
2033-03-03 | 22 | 11728.3496
2033-03-03 | 23 | 11393.4155
2033-03-03 | 24 | 11116.7898
2033-03-04 | 1 | 10951.5348
2033-03-04 | 2 | 10866.3072
2033-03-04 | 3 | 10782.2921
2033-03-04 | 4 | 10782.0634
2033-03-04 | 5 | 10969.536
2033-03-04 | 6 | 11251.9614
2033-03-04 | 7 | 11657.724
2033-03-04 | 8 | 11977.0973
2033-03-04 | 9 | 11961.6615
2033-03-04 | 10 | 12122.4897
2033-03-04 | 11 | 12019.413
2033-03-04 | 12 | 11890.5753
2033-03-04 | 13 | 11626.8211
2033-03-04 | 14 | 11939.8943
2033-03-04 | 15 | 11920.2757
2033-03-04 | 16 | 11863.7687
2033-03-04 | 17 | 12184.369
2033-03-04 | 18 | 12344.0651
2033-03-04 | 19 | 12476.2465
2033-03-04 | 20 | 12447.0629
2033-03-04 | 21 | 12328.4332
2033-03-04 | 22 | 12210.487
2033-03-04 | 23 | 11898.8118
2033-03-04 | 24 | 11623.9334
2033-03-05 | 1 | 11366.0553
2033-03-05 | 2 | 11235.8288
2033-03-05 | 3 | 11149.3013
2033-03-05 | 4 | 11108.3571
2033-03-05 | 5 | 11109.4902
2033-03-05 | 6 | 11077.725
2033-03-05 | 7 | 11141.0648
2033-03-05 | 8 | 11488.9886
2033-03-05 | 9 | 11406.2287
2033-03-05 | 10 | 11350.7875
2033-03-05 | 11 | 11751.7
2033-03-05 | 12 | 11272.6631
2033-03-05 | 13 | 11207.3447
2033-03-05 | 14 | 11169.73
2033-03-05 | 15 | 11134.1584
2033-03-05 | 16 | 11157.6811
2033-03-05 | 17 | 11522.9123
2033-03-05 | 18 | 11914.5623
2033-03-05 | 19 | 12149.0499
2033-03-05 | 20 | 12107.3602
2033-03-05 | 21 | 12141.7227
2033-03-05 | 22 | 11995.923
2033-03-05 | 23 | 11793.2572
2033-03-05 | 24 | 11500.8156
2033-03-06 | 1 | 11295.8148
2033-03-06 | 2 | 11106.291
2033-03-06 | 3 | 10990.4495
2033-03-06 | 4 | 10930.6505
2033-03-06 | 5 | 10880.6898
2033-03-06 | 6 | 10801.3979
2033-03-06 | 7 | 10882.1851
2033-03-06 | 8 | 11187.7319
2033-03-06 | 9 | 11089.7496
2033-03-06 | 10 | 11067.313
2033-03-06 | 11 | 11184.2188
2033-03-06 | 12 | 11181.337
2033-03-06 | 13 | 11103.0651
2033-03-06 | 14 | 11004.94
2033-03-06 | 15 | 10996.0264
2033-03-06 | 16 | 11085.6193
2033-03-06 | 17 | 11368.191
2033-03-06 | 18 | 11722.9224
2033-03-06 | 19 | 11970.4037
2033-03-06 | 20 | 11995.0135
2033-03-06 | 21 | 11916.0593
2033-03-06 | 22 | 11767.8747
2033-03-06 | 23 | 11482.3882
2033-03-06 | 24 | 11181.1007
2033-03-07 | 1 | 11009.4576
2033-03-07 | 2 | 10829.9844
2033-03-07 | 3 | 10826.1179
2033-03-07 | 4 | 10800.6216
2033-03-07 | 5 | 10880.1283
2033-03-07 | 6 | 11049.0361
2033-03-07 | 7 | 11462.646
2033-03-07 | 8 | 11874.5539
2033-03-07 | 9 | 11661.8446
2033-03-07 | 10 | 11569.5202
2033-03-07 | 11 | 11461.8711
2033-03-07 | 12 | 11579.5179
2033-03-07 | 13 | 11490.517
2033-03-07 | 14 | 11443.4873
2033-03-07 | 15 | 11555.0235
2033-03-07 | 16 | 11657.3375
2033-03-07 | 17 | 11894.3843
2033-03-07 | 18 | 12102.599
2033-03-07 | 19 | 12197.1986
2033-03-07 | 20 | 12206.5751
2033-03-07 | 21 | 12097.8217
2033-03-07 | 22 | 11890.9235
2033-03-07 | 23 | 11598.2904
2033-03-07 | 24 | 11256.2795
2033-03-08 | 1 | 10983.4528
2033-03-08 | 2 | 10850.6462
2033-03-08 | 3 | 10831.2473
2033-03-08 | 4 | 10787.7156
2033-03-08 | 5 | 10967.791
2033-03-08 | 6 | 11180.8523
2033-03-08 | 7 | 11538.8616
2033-03-08 | 8 | 11934.1649
2033-03-08 | 9 | 11990.725
2033-03-08 | 10 | 12023.1287
2033-03-08 | 11 | 11941.1618
2033-03-08 | 12 | 11942.4188
2033-03-08 | 13 | 11826.215
2033-03-08 | 14 | 11680.9932
2033-03-08 | 15 | 11623.7667
2033-03-08 | 16 | 11457.8309
2033-03-08 | 17 | 12060.2583
2033-03-08 | 18 | 12167.2892
2033-03-08 | 19 | 12274.8797
2033-03-08 | 20 | 12356.7037
2033-03-08 | 21 | 12231.529
2033-03-08 | 22 | 12018.6395
2033-03-08 | 23 | 11641.7389
2033-03-08 | 24 | 11266.6512
2033-03-09 | 1 | 11024.1091
2033-03-09 | 2 | 10894.1764
2033-03-09 | 3 | 10785.9884
2033-03-09 | 4 | 10773.5082
2033-03-09 | 5 | 10871.331
2033-03-09 | 6 | 11055.0515
2033-03-09 | 7 | 11409.9745
2033-03-09 | 8 | 11862.0769
2033-03-09 | 9 | 11869.4507
2033-03-09 | 10 | 11909.1858
2033-03-09 | 11 | 11746.5228
2033-03-09 | 12 | 11690.0681
2033-03-09 | 13 | 11622.3583
2033-03-09 | 14 | 11629.5349
2033-03-09 | 15 | 11468.834
2033-03-09 | 16 | 11731.3061
2033-03-09 | 17 | 11925.985
2033-03-09 | 18 | 12012.279
2033-03-09 | 19 | 12154.7007
2033-03-09 | 20 | 12142.9696
2033-03-09 | 21 | 12084.617
2033-03-09 | 22 | 11850.9463
2033-03-09 | 23 | 11556.2542
2033-03-09 | 24 | 11262.3907
2033-03-10 | 1 | 11092.4043
2033-03-10 | 2 | 10971.3751
2033-03-10 | 3 | 10921.4312
2033-03-10 | 4 | 10859.0917
2033-03-10 | 5 | 10941.2978
2033-03-10 | 6 | 11237.6626
2033-03-10 | 7 | 11431.7909
2033-03-10 | 8 | 11858.6687
2033-03-10 | 9 | 11840.0934
2033-03-10 | 10 | 11603.4109
2033-03-10 | 11 | 11627.6827
2033-03-10 | 12 | 11521.8948
2033-03-10 | 13 | 11439.7928
2033-03-10 | 14 | 11401.4699
2033-03-10 | 15 | 11423.6606
2033-03-10 | 16 | 11585.8172
2033-03-10 | 17 | 11709.2334
2033-03-10 | 18 | 11993.4185
2033-03-10 | 19 | 12162.1712
2033-03-10 | 20 | 12257.0263
2033-03-10 | 21 | 12176.2036
2033-03-10 | 22 | 11936.6483
2033-03-10 | 23 | 11632.4417
2033-03-10 | 24 | 11338.842
2033-03-11 | 1 | 11094.6165
2033-03-11 | 2 | 11006.6367
2033-03-11 | 3 | 10937.9018
2033-03-11 | 4 | 10918.3864
2033-03-11 | 5 | 10978.852
2033-03-11 | 6 | 11181.0199
2033-03-11 | 7 | 11336.7802
2033-03-11 | 8 | 11749.6109
2033-03-11 | 9 | 11779.2179
2033-03-11 | 10 | 11873.7465
2033-03-11 | 11 | 11717.7001
2033-03-11 | 12 | 11430.0916
2033-03-11 | 13 | 11394.6159
2033-03-11 | 14 | 11355.2333
2033-03-11 | 15 | 11409.7814
2033-03-11 | 16 | 11565.1819
2033-03-11 | 17 | 11772.6121
2033-03-11 | 18 | 11888.7457
2033-03-11 | 19 | 12057.2103
2033-03-11 | 20 | 12158.6326
2033-03-11 | 21 | 12068.0798
2033-03-11 | 22 | 11846.8792
2033-03-11 | 23 | 11543.8618
2033-03-11 | 24 | 11198.619
2033-03-12 | 1 | 10955.0321
2033-03-12 | 2 | 10823.0729
2033-03-12 | 3 | 10775.1262
2033-03-12 | 4 | 10695.716
2033-03-12 | 5 | 10683.8947
2033-03-12 | 6 | 10715.5178
2033-03-12 | 7 | 10698.7475
2033-03-12 | 8 | 10972.3694
2033-03-12 | 9 | 11276.9805
2033-03-12 | 10 | 11067.3556
2033-03-12 | 11 | 10951.8294
2033-03-12 | 12 | 10842.7858
2033-03-12 | 13 | 11067.6083
2033-03-12 | 14 | 10653.2938
2033-03-12 | 15 | 10648.0154
2033-03-12 | 16 | 11033.8602
2033-03-12 | 17 | 11283.1286
2033-03-12 | 18 | 11416.226
2033-03-12 | 19 | 11497.5088
2033-03-12 | 20 | 11679.731
2033-03-12 | 21 | 11606.8627
2033-03-12 | 22 | 11445.5525
2033-03-12 | 23 | 11186.8501
2033-03-12 | 24 | 10819.8085
2033-03-13 | 1 | 10649.6107
2033-03-13 | 3 | 10460.2594
2033-03-13 | 4 | 10205.8066
2033-03-13 | 5 | 10194.6098
2033-03-13 | 6 | 10194.6312
2033-03-13 | 7 | 10183.3776
2033-03-13 | 8 | 10154.9972
2033-03-13 | 9 | 10430.669
2033-03-13 | 10 | 10682.5874
2033-03-13 | 11 | 10812.3183
2033-03-13 | 12 | 10688.316
2033-03-13 | 13 | 10419.7519
2033-03-13 | 14 | 10294.9977
2033-03-13 | 15 | 10245.5756
2033-03-13 | 16 | 10196.1134
2033-03-13 | 17 | 10276.3087
2033-03-13 | 18 | 10490.9956
2033-03-13 | 19 | 10888.6392
2033-03-13 | 20 | 10983.4407
2033-03-13 | 21 | 11259.2472
2033-03-13 | 22 | 11163.2385
2033-03-13 | 23 | 10957.8226
2033-03-13 | 24 | 10694.1679
2033-03-14 | 1 | 10445.0041
2033-03-14 | 2 | 10303.9952
2033-03-14 | 3 | 10204.3545
2033-03-14 | 4 | 10132.5887
2033-03-14 | 5 | 10100.299
2033-03-14 | 6 | 10206.1947
2033-03-14 | 7 | 10523.5877
2033-03-14 | 8 | 10821.938
2033-03-14 | 9 | 11194.2659
2033-03-14 | 10 | 11296.7858
2033-03-14 | 11 | 11336.1742
2033-03-14 | 12 | 11260.4451
2033-03-14 | 13 | 11329.3707
2033-03-14 | 14 | 10865.5625
2033-03-14 | 15 | 10830.0715
2033-03-14 | 16 | 10873.9911
2033-03-14 | 17 | 10919.3
2033-03-14 | 18 | 11094.4357
2033-03-14 | 19 | 11408.7674
2033-03-14 | 20 | 11600.4016
2033-03-14 | 21 | 11779.3881
2033-03-14 | 22 | 11585.0815
2033-03-14 | 23 | 11306.8432
2033-03-14 | 24 | 10992.2628
2033-03-15 | 1 | 10720.9482
2033-03-15 | 2 | 10526.6861
2033-03-15 | 3 | 10439.305
2033-03-15 | 4 | 10397.0361
2033-03-15 | 5 | 10412.8651
2033-03-15 | 6 | 10581.1666
2033-03-15 | 7 | 10899.5422
2033-03-15 | 8 | 11186.2843
2033-03-15 | 9 | 11526.5028
2033-03-15 | 10 | 11717.5974
2033-03-15 | 11 | 11731.1044
2033-03-15 | 12 | 11799.6778
2033-03-15 | 13 | 11747.9978
2033-03-15 | 14 | 11460.5847
2033-03-15 | 15 | 11561.7458
2033-03-15 | 16 | 11497.9781
2033-03-15 | 17 | 11458.9954
2033-03-15 | 18 | 11587.505
2033-03-15 | 19 | 11826.4089
2033-03-15 | 20 | 11855.3717
2033-03-15 | 21 | 11979.0891
2033-03-15 | 22 | 11863.4281
2033-03-15 | 23 | 11578.2396
2033-03-15 | 24 | 11197.9541
2033-03-16 | 1 | 10917.203
2033-03-16 | 2 | 10610.7085
2033-03-16 | 3 | 10487.1802
2033-03-16 | 4 | 10401.6141
2033-03-16 | 5 | 10399.285
2033-03-16 | 6 | 10496.9676
2033-03-16 | 7 | 10748.0197
2033-03-16 | 8 | 10947.6167
2033-03-16 | 9 | 11327.5231
2033-03-16 | 10 | 11417.272
2033-03-16 | 11 | 11247.4379
2033-03-16 | 12 | 11016.7106
2033-03-16 | 13 | 10829.2129
2033-03-16 | 14 | 10738.5554
2033-03-16 | 15 | 10716.1056
2033-03-16 | 16 | 10675.4818
2033-03-16 | 17 | 10685.396
2033-03-16 | 18 | 10897.2903
2033-03-16 | 19 | 11176.606
2033-03-16 | 20 | 11403.1982
2033-03-16 | 21 | 11536.9253
2033-03-16 | 22 | 11394.722
2033-03-16 | 23 | 11123.4096
2033-03-16 | 24 | 10723.4537
2033-03-17 | 1 | 10426.9893
2033-03-17 | 2 | 10256.3758
2033-03-17 | 3 | 10191.1907
2033-03-17 | 4 | 10144.4323
2033-03-17 | 5 | 10165.4943
2033-03-17 | 6 | 10317.1776
2033-03-17 | 7 | 10585.5362
2033-03-17 | 8 | 10868.6998
2033-03-17 | 9 | 11180.0192
2033-03-17 | 10 | 11266.4658
2033-03-17 | 11 | 11105.7433
2033-03-17 | 12 | 10918.3893
2033-03-17 | 13 | 10776.7621
2033-03-17 | 14 | 10708.7895
2033-03-17 | 15 | 10613.2537
2033-03-17 | 16 | 10575.4028
2033-03-17 | 17 | 10605.8662
2033-03-17 | 18 | 10736.0894
2033-03-17 | 19 | 10944.966
2033-03-17 | 20 | 11161.9958
2033-03-17 | 21 | 11396.8151
2033-03-17 | 22 | 11254.567
2033-03-17 | 23 | 10935.1998
2033-03-17 | 24 | 10591.4606
2033-03-18 | 1 | 10353.1401
2033-03-18 | 2 | 10142.173
2033-03-18 | 3 | 10035.7746
2033-03-18 | 4 | 9985.2021
2033-03-18 | 5 | 9994.4032
2033-03-18 | 6 | 10097.5915
2033-03-18 | 7 | 10375.8721
2033-03-18 | 8 | 10669.8871
2033-03-18 | 9 | 10971.1964
2033-03-18 | 10 | 11145.9896
2033-03-18 | 11 | 11179.2669
2033-03-18 | 12 | 11143.1073
2033-03-18 | 13 | 10844.0958
2033-03-18 | 14 | 10786.9456
2033-03-18 | 15 | 10700.129
2033-03-18 | 16 | 10631.0855
2033-03-18 | 17 | 10629.2209
2033-03-18 | 18 | 10759.8452
2033-03-18 | 19 | 11054.9768
2033-03-18 | 20 | 11196.549
2033-03-18 | 21 | 11348.1934
2033-03-18 | 22 | 11189.342
2033-03-18 | 23 | 10923.2508
2033-03-18 | 24 | 10646.6178
2033-03-19 | 1 | 10381.4631
2033-03-19 | 2 | 10133.7553
2033-03-19 | 3 | 10025.1117
2033-03-19 | 4 | 9954.1033
2033-03-19 | 5 | 9996.34
2033-03-19 | 6 | 10026.4041
2033-03-19 | 7 | 10161.4034
2033-03-19 | 8 | 10235.2999
2033-03-19 | 9 | 10456.1715
2033-03-19 | 10 | 10682.4981
2033-03-19 | 11 | 10654.8631
2033-03-19 | 12 | 10745.3945
2033-03-19 | 13 | 10756.1044
2033-03-19 | 14 | 10379.2132
2033-03-19 | 15 | 10350.3788
2033-03-19 | 16 | 10276.1688
2033-03-19 | 17 | 10440.6719
2033-03-19 | 18 | 10481.5066
2033-03-19 | 19 | 10609.2852
2033-03-19 | 20 | 10845.626
2033-03-19 | 21 | 11065.7315
2033-03-19 | 22 | 10975.7472
2033-03-19 | 23 | 10792.7486
2033-03-19 | 24 | 10535.2336
2033-03-20 | 1 | 10293.5697
2033-03-20 | 2 | 10141.1996
2033-03-20 | 3 | 9992.0734
2033-03-20 | 4 | 9951.5107
2033-03-20 | 5 | 9946.4545
2033-03-20 | 6 | 9981.3051
2033-03-20 | 7 | 10045.7614
2033-03-20 | 8 | 10071.2098
2033-03-20 | 9 | 10243.9891
2033-03-20 | 10 | 10461.3064
2033-03-20 | 11 | 10626.5943
2033-03-20 | 12 | 10733.9603
2033-03-20 | 13 | 10732.9605
2033-03-20 | 14 | 10638.3005
2033-03-20 | 15 | 10552.3077
2033-03-20 | 16 | 10491.5517
2033-03-20 | 17 | 10640.3153
2033-03-20 | 18 | 10833.0603
2033-03-20 | 19 | 11014.4623
2033-03-20 | 20 | 11068.1345
2033-03-20 | 21 | 11233.2655
2033-03-20 | 22 | 11091.7535
2033-03-20 | 23 | 10840.902
2033-03-20 | 24 | 10534.9756
2033-03-21 | 1 | 10278.3416
2033-03-21 | 2 | 10204.8896
2033-03-21 | 3 | 10117.3224
2033-03-21 | 4 | 10019.5191
2033-03-21 | 5 | 10028.5828
2033-03-21 | 6 | 10158.7253
2033-03-21 | 7 | 10426.8447
2033-03-21 | 8 | 10763.7795
2033-03-21 | 9 | 11025.3212
2033-03-21 | 10 | 11191.6979
2033-03-21 | 11 | 11216.6054
2033-03-21 | 12 | 11195.1395
2033-03-21 | 13 | 11005.7003
2033-03-21 | 14 | 11031.5376
2033-03-21 | 15 | 11017.4408
2033-03-21 | 16 | 10915.4458
2033-03-21 | 17 | 11069.5853
2033-03-21 | 18 | 11146.1171
2033-03-21 | 19 | 11192.2157
2033-03-21 | 20 | 11225.5639
2033-03-21 | 21 | 11400.1463
2033-03-21 | 22 | 11248.5879
2033-03-21 | 23 | 10955.8576
2033-03-21 | 24 | 10593.9674
2033-03-22 | 1 | 10324.4555
2033-03-22 | 2 | 10123.8475
2033-03-22 | 3 | 10027.5448
2033-03-22 | 4 | 10001.9109
2033-03-22 | 5 | 10029.3984
2033-03-22 | 6 | 10216.9723
2033-03-22 | 7 | 10540.8065
2033-03-22 | 8 | 10905.4529
2033-03-22 | 9 | 11094.0968
2033-03-22 | 10 | 11213.8799
2033-03-22 | 11 | 11197.6162
2033-03-22 | 12 | 11139.1156
2033-03-22 | 13 | 10981.8855
2033-03-22 | 14 | 10974.0164
2033-03-22 | 15 | 10979.0541
2033-03-22 | 16 | 11041.5696
2033-03-22 | 17 | 11131.4441
2033-03-22 | 18 | 11209.6665
2033-03-22 | 19 | 11220.3452
2033-03-22 | 20 | 11265.7332
2033-03-22 | 21 | 11466.4373
2033-03-22 | 22 | 11324.5549
2033-03-22 | 23 | 11065.4922
2033-03-22 | 24 | 10697.1437
2033-03-23 | 1 | 10359.3659
2033-03-23 | 2 | 10165.4865
2033-03-23 | 3 | 10124.8006
2033-03-23 | 4 | 10035.3769
2033-03-23 | 5 | 10047.6588
2033-03-23 | 6 | 10216.4325
2033-03-23 | 7 | 10606.8762
2033-03-23 | 8 | 10985.8202
2033-03-23 | 9 | 11199.1302
2033-03-23 | 10 | 11356.136
2033-03-23 | 11 | 11386.3697
2033-03-23 | 12 | 11341.0709
2033-03-23 | 13 | 11264.2496
2033-03-23 | 14 | 11134.9534
2033-03-23 | 15 | 11119.1717
2033-03-23 | 16 | 11145.3104
2033-03-23 | 17 | 11197.442
2033-03-23 | 18 | 11355.5859
2033-03-23 | 19 | 11378.4238
2033-03-23 | 20 | 11403.3137
2033-03-23 | 21 | 11506.4354
2033-03-23 | 22 | 11341.3374
2033-03-23 | 23 | 11028.6148
2033-03-23 | 24 | 10656.7535
2033-03-24 | 1 | 10363.7683
2033-03-24 | 2 | 10202.6893
2033-03-24 | 3 | 10096.5244
2033-03-24 | 4 | 10050.8616
2033-03-24 | 5 | 10068.2399
2033-03-24 | 6 | 10207.0966
2033-03-24 | 7 | 10501.3835
2033-03-24 | 8 | 10868.7897
2033-03-24 | 9 | 11113.7732
2033-03-24 | 10 | 11295.1972
2033-03-24 | 11 | 11337.2474
2033-03-24 | 12 | 11347.0657
2033-03-24 | 13 | 11288.8032
2033-03-24 | 14 | 11268.4268
2033-03-24 | 15 | 11231.2123
2033-03-24 | 16 | 11235.6274
2033-03-24 | 17 | 11274.5198
2033-03-24 | 18 | 11306.5679
2033-03-24 | 19 | 11362.7076
2033-03-24 | 20 | 11360.0082
2033-03-24 | 21 | 11521.8938
2033-03-24 | 22 | 11348.4234
2033-03-24 | 23 | 11078.3565
2033-03-24 | 24 | 10750.3599
2033-03-25 | 1 | 10460.2361
2033-03-25 | 2 | 10262.6997
2033-03-25 | 3 | 10161.5822
2033-03-25 | 4 | 10103.993
2033-03-25 | 5 | 10109.0371
2033-03-25 | 6 | 10233.0065
2033-03-25 | 7 | 10534.6723
2033-03-25 | 8 | 10920.3061
2033-03-25 | 9 | 11127.5364
2033-03-25 | 10 | 11301.5587
2033-03-25 | 11 | 11115.3918
2033-03-25 | 12 | 11339.0678
2033-03-25 | 13 | 11307.9428
2033-03-25 | 14 | 11248.4865
2033-03-25 | 15 | 11176.0272
2033-03-25 | 16 | 11213.3915
2033-03-25 | 17 | 11028.3483
2033-03-25 | 18 | 11328.7585
2033-03-25 | 19 | 11324.5555
2033-03-25 | 20 | 11256.7434
2033-03-25 | 21 | 11445.3284
2033-03-25 | 22 | 11300.9405
2033-03-25 | 23 | 11025.2395
2033-03-25 | 24 | 10699.0523
2033-03-26 | 1 | 10395.6248
2033-03-26 | 2 | 10193.2092
2033-03-26 | 3 | 10057.6435
2033-03-26 | 4 | 9980.8517
2033-03-26 | 5 | 9965.3721
2033-03-26 | 6 | 9993.9657
2033-03-26 | 7 | 10072.6677
2033-03-26 | 8 | 10205.0999
2033-03-26 | 9 | 10371.5487
2033-03-26 | 10 | 10626.2438
2033-03-26 | 11 | 10728.8252
2033-03-26 | 12 | 10852.8912
2033-03-26 | 13 | 10866.4753
2033-03-26 | 14 | 10819.8157
2033-03-26 | 15 | 10661.3103
2033-03-26 | 16 | 10625.2705
2033-03-26 | 17 | 10770.3396
2033-03-26 | 18 | 10889.5486
2033-03-26 | 19 | 10952.4904
2033-03-26 | 20 | 10937.2086
2033-03-26 | 21 | 11088.019
2033-03-26 | 22 | 10967.162
2033-03-26 | 23 | 10780.9344
2033-03-26 | 24 | 10543.0137
2033-03-27 | 1 | 10283.7024
2033-03-27 | 2 | 10090.7957
2033-03-27 | 3 | 9963.4506
2033-03-27 | 4 | 9881.6997
2033-03-27 | 5 | 9873.4086
2033-03-27 | 6 | 9907.093
2033-03-27 | 7 | 9984.527
2033-03-27 | 8 | 10096.0436
2033-03-27 | 9 | 10202.0457
2033-03-27 | 10 | 10427.01
2033-03-27 | 11 | 10569.7834
2033-03-27 | 12 | 10530.3526
2033-03-27 | 13 | 10487.7625
2033-03-27 | 14 | 10453.7343
2033-03-27 | 15 | 10426.1634
2033-03-27 | 16 | 10449.5211
2033-03-27 | 17 | 10637.6027
2033-03-27 | 18 | 10830.7237
2033-03-27 | 19 | 10802.1671
2033-03-27 | 20 | 10869.0439
2033-03-27 | 21 | 11130.5819
2033-03-27 | 22 | 11013.1505
2033-03-27 | 23 | 10786.0591
2033-03-27 | 24 | 10486.3406
2033-03-28 | 1 | 10229.9431
2033-03-28 | 2 | 10096.2077
2033-03-28 | 3 | 9992.439
2033-03-28 | 4 | 9950.3232
2033-03-28 | 5 | 9962.4475
2033-03-28 | 6 | 10115.0245
2033-03-28 | 7 | 10443.801
2033-03-28 | 8 | 10867.2804
2033-03-28 | 9 | 11060.5628
2033-03-28 | 10 | 11218.3577
2033-03-28 | 11 | 11082.1614
2033-03-28 | 12 | 11145.1766
2033-03-28 | 13 | 10767.9394
2033-03-28 | 14 | 10741.4649
2033-03-28 | 15 | 10774.1453
2033-03-28 | 16 | 10725.7996
2033-03-28 | 17 | 10766.0719
2033-03-28 | 18 | 10997.6667
2033-03-28 | 19 | 11079.3487
2033-03-28 | 20 | 11276.8365
2033-03-28 | 21 | 11513.7884
2033-03-28 | 22 | 11382.8079
2033-03-28 | 23 | 11028.1818
2033-03-28 | 24 | 10669.2743
2033-03-29 | 1 | 10371.5698
2033-03-29 | 2 | 10161.0753
2033-03-29 | 3 | 10036.8821
2033-03-29 | 4 | 9972.6893
2033-03-29 | 5 | 9967.2653
2033-03-29 | 6 | 10088.6072
2033-03-29 | 7 | 10398.0491
2033-03-29 | 8 | 10835.809
2033-03-29 | 9 | 11032.2063
2033-03-29 | 10 | 11189.9526
2033-03-29 | 11 | 11122.4969
2033-03-29 | 12 | 10958.2241
2033-03-29 | 13 | 10883.6474
2033-03-29 | 14 | 10780.0049
2033-03-29 | 15 | 10729.0527
2033-03-29 | 16 | 10726.0097
2033-03-29 | 17 | 10793.6164
2033-03-29 | 18 | 11017.0903
2033-03-29 | 19 | 11048.562
2033-03-29 | 20 | 11279.4446
2033-03-29 | 21 | 11459.222
2033-03-29 | 22 | 11331.5425
2033-03-29 | 23 | 11025.6791
2033-03-29 | 24 | 10655.6264
2033-03-30 | 1 | 10348.6886
2033-03-30 | 2 | 10121.3439
2033-03-30 | 3 | 10043.2771
2033-03-30 | 4 | 9974.3804
2033-03-30 | 5 | 10005.4038
2033-03-30 | 6 | 10120.4696
2033-03-30 | 7 | 10348.2665
2033-03-30 | 8 | 10784.6716
2033-03-30 | 9 | 11021.8237
2033-03-30 | 10 | 11181.2364
2033-03-30 | 11 | 11145.8863
2033-03-30 | 12 | 11143.2401
2033-03-30 | 13 | 10782.7802
2033-03-30 | 14 | 10721.1753
2033-03-30 | 15 | 10705.9481
2033-03-30 | 16 | 10684.3748
2033-03-30 | 17 | 10696.0984
2033-03-30 | 18 | 10791.7054
2033-03-30 | 19 | 10981.1459
2033-03-30 | 20 | 11074.7899
2033-03-30 | 21 | 11387.0888
2033-03-30 | 22 | 11242.5705
2033-03-30 | 23 | 10933.9583
2033-03-30 | 24 | 10568.9796
2033-03-31 | 1 | 10252.55
2033-03-31 | 2 | 10082.0276
2033-03-31 | 3 | 9958.8098
2033-03-31 | 4 | 9895.321
2033-03-31 | 5 | 9884.9761
2033-03-31 | 6 | 10005.4711
2033-03-31 | 7 | 10253.4209
2033-03-31 | 8 | 10668.7717
2033-03-31 | 9 | 10918.2772
2033-03-31 | 10 | 11094.9031
2033-03-31 | 11 | 11155.0135
2033-03-31 | 12 | 11043.4364
2033-03-31 | 13 | 10889.8333
2033-03-31 | 14 | 10780.3641
2033-03-31 | 15 | 10685.0354
2033-03-31 | 16 | 10681.6429
2033-03-31 | 17 | 10765.8304
2033-03-31 | 18 | 11007.4412
2033-03-31 | 19 | 11067.4124
2033-03-31 | 20 | 11030.453
2033-03-31 | 21 | 11248.1891
2033-03-31 | 22 | 11162.5281
2033-03-31 | 23 | 10887.8965
2033-03-31 | 24 | 10595.3184
2033-04-01 | 1 | 10299.7415
2033-04-01 | 2 | 9883.0809
2033-04-01 | 3 | 9828.9163
2033-04-01 | 4 | 9784.0528
2033-04-01 | 5 | 9784.3173
2033-04-01 | 6 | 9896.8941
2033-04-01 | 7 | 10096.8253
2033-04-01 | 8 | 10499.1692
2033-04-01 | 9 | 10724.2199
2033-04-01 | 10 | 10889.4178
2033-04-01 | 11 | 10939.1316
2033-04-01 | 12 | 10892.7545
2033-04-01 | 13 | 10910.0621
2033-04-01 | 14 | 10816.7645
2033-04-01 | 15 | 10693.6959
2033-04-01 | 16 | 10692.2713
2033-04-01 | 17 | 10659.5843
2033-04-01 | 18 | 10714.3136
2033-04-01 | 19 | 10778.7272
2033-04-01 | 20 | 10748.8942
2033-04-01 | 21 | 10901.5641
2033-04-01 | 22 | 10858.1825
2033-04-01 | 23 | 10633.9163
2033-04-01 | 24 | 10298.8769
2033-04-02 | 1 | 10035.8517
2033-04-02 | 2 | 9808.3554
2033-04-02 | 3 | 9697.9398
2033-04-02 | 4 | 9640.5503
2033-04-02 | 5 | 9600.7713
2033-04-02 | 6 | 9652.5065
2033-04-02 | 7 | 9694.5992
2033-04-02 | 8 | 9890.879
2033-04-02 | 9 | 9972.4137
2033-04-02 | 10 | 10166.145
2033-04-02 | 11 | 10003.1212
2033-04-02 | 12 | 9856.3418
2033-04-02 | 13 | 9764.6932
2033-04-02 | 14 | 9729.0377
2033-04-02 | 15 | 9669.9037
2033-04-02 | 16 | 9658.5235
2033-04-02 | 17 | 9677.8519
2033-04-02 | 18 | 9783.8117
2033-04-02 | 19 | 9968.6695
2033-04-02 | 20 | 10127.0796
2033-04-02 | 21 | 10466.2961
2033-04-02 | 22 | 10451.5633
2033-04-02 | 23 | 10300.7138
2033-04-02 | 24 | 10086.0667
2033-04-03 | 1 | 9852.2105
2033-04-03 | 2 | 9686.5826
2033-04-03 | 3 | 9550.0521
2033-04-03 | 4 | 9443.3536
2033-04-03 | 5 | 9445.8978
2033-04-03 | 6 | 9554.9172
2033-04-03 | 7 | 9643.3991
2033-04-03 | 8 | 9769.1085
2033-04-03 | 9 | 9750.9395
2033-04-03 | 10 | 9863.5727
2033-04-03 | 11 | 9991.1365
2033-04-03 | 12 | 9863.0198
2033-04-03 | 13 | 9726.8219
2033-04-03 | 14 | 9627.777
2033-04-03 | 15 | 9599.475
2033-04-03 | 16 | 9571.9099
2033-04-03 | 17 | 9625.0749
2033-04-03 | 18 | 9771.4392
2033-04-03 | 19 | 9952.2822
2033-04-03 | 20 | 10166.3543
2033-04-03 | 21 | 10436.008
2033-04-03 | 22 | 10392.7771
2033-04-03 | 23 | 10148.3373
2033-04-03 | 24 | 9907.9308
2033-04-04 | 1 | 9633.7267
2033-04-04 | 2 | 9524.9571
2033-04-04 | 3 | 9421.4539
2033-04-04 | 4 | 9382.6258
2033-04-04 | 5 | 9406.3126
2033-04-04 | 6 | 9552.8368
2033-04-04 | 7 | 9783.4739
2033-04-04 | 8 | 10207.3295
2033-04-04 | 9 | 10446.6063
2033-04-04 | 10 | 10558.7088
2033-04-04 | 11 | 10351.6015
2033-04-04 | 12 | 10278.1413
2033-04-04 | 13 | 10119.3728
2033-04-04 | 14 | 10070.8549
2033-04-04 | 15 | 10041.7357
2033-04-04 | 16 | 10020.5568
2033-04-04 | 17 | 10495.158
2033-04-04 | 18 | 10458.8707
2033-04-04 | 19 | 10556.3236
2033-04-04 | 20 | 10436.7417
2033-04-04 | 21 | 10656.9046
2033-04-04 | 22 | 10593.7811
2033-04-04 | 23 | 10384.0202
2033-04-04 | 24 | 10065.333
2033-04-05 | 1 | 9782.0351
2033-04-05 | 2 | 9593.7149
2033-04-05 | 3 | 9471.2257
2033-04-05 | 4 | 9438.2476
2033-04-05 | 5 | 9460.1102
2033-04-05 | 6 | 9668.2656
2033-04-05 | 7 | 9848.9192
2033-04-05 | 8 | 10293.0049
2033-04-05 | 9 | 10489.0379
2033-04-05 | 10 | 10565.7078
2033-04-05 | 11 | 10440.5134
2033-04-05 | 12 | 10418.2501
2033-04-05 | 13 | 10399.4193
2033-04-05 | 14 | 10353.2494
2033-04-05 | 15 | 10290.0682
2033-04-05 | 16 | 10277.8845
2033-04-05 | 17 | 10282.5498
2033-04-05 | 18 | 10408.0801
2033-04-05 | 19 | 10476.748
2033-04-05 | 20 | 10598.9873
2033-04-05 | 21 | 10796.8675
2033-04-05 | 22 | 10678.2492
2033-04-05 | 23 | 10461.2121
2033-04-05 | 24 | 10066.0597
2033-04-06 | 1 | 9783.9236
2033-04-06 | 2 | 9618.2743
2033-04-06 | 3 | 9509.0307
2033-04-06 | 4 | 9493.6826
2033-04-06 | 5 | 9504.8321
2033-04-06 | 6 | 9644.9843
2033-04-06 | 7 | 9865.2738
2033-04-06 | 8 | 10306.2408
2033-04-06 | 9 | 10609.6322
2033-04-06 | 10 | 10687.8646
2033-04-06 | 11 | 10653.3247
2033-04-06 | 12 | 10585.5778
2033-04-06 | 13 | 10513.5502
2033-04-06 | 14 | 10441.9099
2033-04-06 | 15 | 10480.8647
2033-04-06 | 16 | 10270.4396
2033-04-06 | 17 | 10328.7723
2033-04-06 | 18 | 10541.755
2033-04-06 | 19 | 10618.1879
2033-04-06 | 20 | 10690.3273
2033-04-06 | 21 | 10899.3978
2033-04-06 | 22 | 10825.8091
2033-04-06 | 23 | 10522.309
2033-04-06 | 24 | 10153.2917
2033-04-07 | 1 | 9847.1932
2033-04-07 | 2 | 9718.7326
2033-04-07 | 3 | 9631.9381
2033-04-07 | 4 | 9606.6641
2033-04-07 | 5 | 9612.7433
2033-04-07 | 6 | 9698.0453
2033-04-07 | 7 | 9827.9256
2033-04-07 | 8 | 10256.0176
2033-04-07 | 9 | 10605.7893
2033-04-07 | 10 | 10643.5248
2033-04-07 | 11 | 10489.7398
2033-04-07 | 12 | 10311.9117
2033-04-07 | 13 | 10207.6916
2033-04-07 | 14 | 10177.2015
2033-04-07 | 15 | 10122.0582
2033-04-07 | 16 | 10088.2364
2033-04-07 | 17 | 10100.782
2033-04-07 | 18 | 10156.0095
2033-04-07 | 19 | 10325.0391
2033-04-07 | 20 | 10403.3432
2033-04-07 | 21 | 10677.1479
2033-04-07 | 22 | 10675.4179
2033-04-07 | 23 | 10405.3507
2033-04-07 | 24 | 10087.2231
2033-04-08 | 1 | 9808.6931
2033-04-08 | 2 | 9595.8038
2033-04-08 | 3 | 9548.5435
2033-04-08 | 4 | 9480.348
2033-04-08 | 5 | 9505.597
2033-04-08 | 6 | 9668.712
2033-04-08 | 7 | 9783.4863
2033-04-08 | 8 | 10208.4451
2033-04-08 | 9 | 10519.9514
2033-04-08 | 10 | 10635.9464
2033-04-08 | 11 | 10534.9588
2033-04-08 | 12 | 10366.304
2033-04-08 | 13 | 10235.2289
2033-04-08 | 14 | 10280.3231
2033-04-08 | 15 | 10103.8802
2033-04-08 | 16 | 10153.6437
2033-04-08 | 17 | 10253.0481
2033-04-08 | 18 | 10296.2584
2033-04-08 | 19 | 10330.2843
2033-04-08 | 20 | 10487.4992
2033-04-08 | 21 | 10573.0282
2033-04-08 | 22 | 10541.6514
2033-04-08 | 23 | 10284.0202
2033-04-08 | 24 | 9987.6218
2033-04-09 | 1 | 9715.9398
2033-04-09 | 2 | 9555.0183
2033-04-09 | 3 | 9452.5286
2033-04-09 | 4 | 9420.6611
2033-04-09 | 5 | 9422.2866
2033-04-09 | 6 | 9478.9494
2033-04-09 | 7 | 9413.5515
2033-04-09 | 8 | 9597.4788
2033-04-09 | 9 | 9839.3907
2033-04-09 | 10 | 9953.2494
2033-04-09 | 11 | 9905.4714
2033-04-09 | 12 | 9808.708
2033-04-09 | 13 | 9648.1509
2033-04-09 | 14 | 9625.374
2033-04-09 | 15 | 9602.5717
2033-04-09 | 16 | 9635.8204
2033-04-09 | 17 | 9876.7989
2033-04-09 | 18 | 10034.2448
2033-04-09 | 19 | 10241.5355
2033-04-09 | 20 | 10046.7513
2033-04-09 | 21 | 10341.8993
2033-04-09 | 22 | 10390.2671
2033-04-09 | 23 | 10135.2298
2033-04-09 | 24 | 9895.6845
2033-04-10 | 1 | 9677.1488
2033-04-10 | 2 | 9583.6909
2033-04-10 | 3 | 9479.8229
2033-04-10 | 4 | 9404.9833
2033-04-10 | 5 | 9404.7352
2033-04-10 | 6 | 9472.7582
2033-04-10 | 7 | 9436.0108
2033-04-10 | 8 | 9539.5423
2033-04-10 | 9 | 9654.8413
2033-04-10 | 10 | 9755.6859
2033-04-10 | 11 | 9690.6868
2033-04-10 | 12 | 9649.3425
2033-04-10 | 13 | 9590.5898
2033-04-10 | 14 | 9551.6398
2033-04-10 | 15 | 9554.2216
2033-04-10 | 16 | 9580.203
2033-04-10 | 17 | 10120.5471
2033-04-10 | 18 | 9838.0799
2033-04-10 | 19 | 9930.0438
2033-04-10 | 20 | 10092.9339
2033-04-10 | 21 | 10365.5704
2033-04-10 | 22 | 10400.1148
2033-04-10 | 23 | 10199.7242
2033-04-10 | 24 | 9924.3072
2033-04-11 | 1 | 9683.3999
2033-04-11 | 2 | 9543.9738
2033-04-11 | 3 | 9447.1571
2033-04-11 | 4 | 9399.2648
2033-04-11 | 5 | 9479.918
2033-04-11 | 6 | 9588.5823
2033-04-11 | 7 | 9790.1036
2033-04-11 | 8 | 10228.6773
2033-04-11 | 9 | 10523.807
2033-04-11 | 10 | 10537.2295
2033-04-11 | 11 | 10412.0245
2033-04-11 | 12 | 10237.735
2033-04-11 | 13 | 10167.297
2033-04-11 | 14 | 10196.5008
2033-04-11 | 15 | 10442.462
2033-04-11 | 16 | 10401.2953
2033-04-11 | 17 | 10474.0583
2033-04-11 | 18 | 10416.4838
2033-04-11 | 19 | 10571.4932
2033-04-11 | 20 | 10675.7235
2033-04-11 | 21 | 10722.695
2033-04-11 | 22 | 10723.2512
2033-04-11 | 23 | 10449.8388
2033-04-11 | 24 | 10110.3734
2033-04-12 | 1 | 9846.1366
2033-04-12 | 2 | 9654.907
2033-04-12 | 3 | 9578.2435
2033-04-12 | 4 | 9583.298
2033-04-12 | 5 | 9602.9542
2033-04-12 | 6 | 9772.3941
2033-04-12 | 7 | 9937.4544
2033-04-12 | 8 | 10337.268
2033-04-12 | 9 | 10595.308
2033-04-12 | 10 | 10617.4609
2033-04-12 | 11 | 10368.9573
2033-04-12 | 12 | 10167.8143
2033-04-12 | 13 | 10142.1764
2033-04-12 | 14 | 10043.5218
2033-04-12 | 15 | 10018.5978
2033-04-12 | 16 | 10072.3965
2033-04-12 | 17 | 10454.9016
2033-04-12 | 18 | 10520.2769
2033-04-12 | 19 | 10558.8746
2033-04-12 | 20 | 10582.1529
2033-04-12 | 21 | 10696.4614
2033-04-12 | 22 | 10690.1566
2033-04-12 | 23 | 10403.5226
2033-04-12 | 24 | 10034.8421
2033-04-13 | 1 | 9699.9565
2033-04-13 | 2 | 9486.3333
2033-04-13 | 3 | 9397.8161
2033-04-13 | 4 | 9427.0401
2033-04-13 | 5 | 9439.2904
2033-04-13 | 6 | 9584.578
2033-04-13 | 7 | 9769.7507
2033-04-13 | 8 | 10217.8368
2033-04-13 | 9 | 10481.6146
2033-04-13 | 10 | 10562.606
2033-04-13 | 11 | 10529.1627
2033-04-13 | 12 | 10570.1674
2033-04-13 | 13 | 10525.7733
2033-04-13 | 14 | 10505.9882
2033-04-13 | 15 | 10303.5919
2033-04-13 | 16 | 10393.8426
2033-04-13 | 17 | 10354.6296
2033-04-13 | 18 | 10544.5876
2033-04-13 | 19 | 10428.9925
2033-04-13 | 20 | 10348.0678
2033-04-13 | 21 | 10531.3963
2033-04-13 | 22 | 10555.8481
2033-04-13 | 23 | 10295.1067
2033-04-13 | 24 | 9945.3035
2033-04-14 | 1 | 9662.4747
2033-04-14 | 2 | 9462.4615
2033-04-14 | 3 | 9377.7696
2033-04-14 | 4 | 9268.609
2033-04-14 | 5 | 9289.4509
2033-04-14 | 6 | 9468.2821
2033-04-14 | 7 | 9683.758
2033-04-14 | 8 | 10089.3673
2033-04-14 | 9 | 10386.4047
2033-04-14 | 10 | 10449.6897
2033-04-14 | 11 | 10222.413
2033-04-14 | 12 | 10063.7099
2033-04-14 | 13 | 10006.5629
2033-04-14 | 14 | 10092.6923
2033-04-14 | 15 | 9984.6866
2033-04-14 | 16 | 9998.5025
2033-04-14 | 17 | 10089.0181
2033-04-14 | 18 | 10198.1409
2033-04-14 | 19 | 10440.5459
2033-04-14 | 20 | 10372.2295
2033-04-14 | 21 | 10464.4743
2033-04-14 | 22 | 10499.2536
2033-04-14 | 23 | 10239.0864
2033-04-14 | 24 | 9893.0735
2033-04-15 | 1 | 9628.1665
2033-04-15 | 2 | 9403.5986
2033-04-15 | 3 | 9301.1852
2033-04-15 | 4 | 9257.9695
2033-04-15 | 5 | 9221.606
2033-04-15 | 6 | 9352.8553
2033-04-15 | 7 | 9345.3673
2033-04-15 | 8 | 9441.5943
2033-04-15 | 9 | 9560.3005
2033-04-15 | 10 | 9643.635
2033-04-15 | 11 | 9785.0224
2033-04-15 | 12 | 9652.4151
2033-04-15 | 13 | 9674.3976
2033-04-15 | 14 | 9421.3356
2033-04-15 | 15 | 9556.078
2033-04-15 | 16 | 9957.0919
2033-04-15 | 17 | 9827.2113
2033-04-15 | 18 | 10136.2056
2033-04-15 | 19 | 10195.5722
2033-04-15 | 20 | 10259.3945
2033-04-15 | 21 | 10362.9907
2033-04-15 | 22 | 10409.8773
2033-04-15 | 23 | 10161.8201
2033-04-15 | 24 | 9878.2281
2033-04-16 | 1 | 9618.5988
2033-04-16 | 2 | 9546.993
2033-04-16 | 3 | 9428.9213
2033-04-16 | 4 | 9367.9929
2033-04-16 | 5 | 9447.867
2033-04-16 | 6 | 9457.6073
2033-04-16 | 7 | 9471.8015
2033-04-16 | 8 | 9560.8244
2033-04-16 | 9 | 9764.1883
2033-04-16 | 10 | 9978.8032
2033-04-16 | 11 | 10009.3755
2033-04-16 | 12 | 10001.5173
2033-04-16 | 13 | 9899.7471
2033-04-16 | 14 | 9925.6244
2033-04-16 | 15 | 9925.5332
2033-04-16 | 16 | 9838.6276
2033-04-16 | 17 | 9884.4248
2033-04-16 | 18 | 10177.535
2033-04-16 | 19 | 10273.9518
2033-04-16 | 20 | 10255.5464
2033-04-16 | 21 | 10405.7668
2033-04-16 | 22 | 10530.7698
2033-04-16 | 23 | 10342.3566
2033-04-16 | 24 | 10026.819
2033-04-17 | 1 | 9803.6745
2033-04-17 | 2 | 9668.7605
2033-04-17 | 3 | 9571.3945
2033-04-17 | 4 | 9517.8897
2033-04-17 | 5 | 9514.8523
2033-04-17 | 6 | 9577.3882
2033-04-17 | 7 | 9580.7753
2033-04-17 | 8 | 9640.8523
2033-04-17 | 9 | 9776.2605
2033-04-17 | 10 | 9836.1578
2033-04-17 | 11 | 9800.5216
2033-04-17 | 12 | 9652.9656
2033-04-17 | 13 | 9562.5642
2033-04-17 | 14 | 9794.7612
2033-04-17 | 15 | 9586.7278
2033-04-17 | 16 | 9561.5097
2033-04-17 | 17 | 9595.0459
2033-04-17 | 18 | 9773.9771
2033-04-17 | 19 | 10092.2022
2033-04-17 | 20 | 10183.0452
2033-04-17 | 21 | 10321.9542
2033-04-17 | 22 | 10400.5425
2033-04-17 | 23 | 10195.7705
2033-04-17 | 24 | 9919.3462
2033-04-18 | 1 | 9661.3538
2033-04-18 | 2 | 9544.952
2033-04-18 | 3 | 9465.2352
2033-04-18 | 4 | 9421.4276
2033-04-18 | 5 | 9446.1962
2033-04-18 | 6 | 9648.802
2033-04-18 | 7 | 9842.5119
2033-04-18 | 8 | 10199.3113
2033-04-18 | 9 | 10520.038
2033-04-18 | 10 | 10555.2883
2033-04-18 | 11 | 10441.8584
2033-04-18 | 12 | 10267.7161
2033-04-18 | 13 | 10213.8278
2033-04-18 | 14 | 10184.7986
2033-04-18 | 15 | 10160.1497
2033-04-18 | 16 | 10155.6194
2033-04-18 | 17 | 10374.6421
2033-04-18 | 18 | 10396.9147
2033-04-18 | 19 | 10527.2391
2033-04-18 | 20 | 10723.5201
2033-04-18 | 21 | 10685.5539
2033-04-18 | 22 | 10707.7489
2033-04-18 | 23 | 10413.6317
2033-04-18 | 24 | 10059.9932
2033-04-19 | 1 | 9780.6466
2033-04-19 | 2 | 9640.8653
2033-04-19 | 3 | 9527.7902
2033-04-19 | 4 | 9489.1233
2033-04-19 | 5 | 9494.9419
2033-04-19 | 6 | 9653.3074
2033-04-19 | 7 | 9853.7568
2033-04-19 | 8 | 10183.4955
2033-04-19 | 9 | 10510.5527
2033-04-19 | 10 | 10548.653
2033-04-19 | 11 | 10521.6215
2033-04-19 | 12 | 10391.0891
2033-04-19 | 13 | 10191.5267
2033-04-19 | 14 | 10177.1228
2033-04-19 | 15 | 10157.6173
2033-04-19 | 16 | 10178.0008
2033-04-19 | 17 | 10247.8219
2033-04-19 | 18 | 10317.8041
2033-04-19 | 19 | 10432.3781
2033-04-19 | 20 | 10557.828
2033-04-19 | 21 | 10698.0063
2033-04-19 | 22 | 10737.7732
2033-04-19 | 23 | 10451.6933
2033-04-19 | 24 | 10081.6223
2033-04-20 | 1 | 9830.1788
2033-04-20 | 2 | 9654.2287
2033-04-20 | 3 | 9559.4633
2033-04-20 | 4 | 9573.0869
2033-04-20 | 5 | 9548.7455
2033-04-20 | 6 | 9743.8104
2033-04-20 | 7 | 9988.1923
2033-04-20 | 8 | 10294.8379
2033-04-20 | 9 | 10629.1663
2033-04-20 | 10 | 10651.6615
2033-04-20 | 11 | 10623.8354
2033-04-20 | 12 | 10462.5494
2033-04-20 | 13 | 10365.9287
2033-04-20 | 14 | 10305.8765
2033-04-20 | 15 | 10302.5647
2033-04-20 | 16 | 10281.4448
2033-04-20 | 17 | 10322.7041
2033-04-20 | 18 | 10748.7813
2033-04-20 | 19 | 10690.5239
2033-04-20 | 20 | 10693.8129
2033-04-20 | 21 | 10818.8111
2033-04-20 | 22 | 10863.1036
2033-04-20 | 23 | 10600.6296
2033-04-20 | 24 | 10249.3456
2033-04-21 | 1 | 9956.2041
2033-04-21 | 2 | 9774.6456
2033-04-21 | 3 | 9659.8637
2033-04-21 | 4 | 9638.5046
2033-04-21 | 5 | 9704.4689
2033-04-21 | 6 | 9838.9313
2033-04-21 | 7 | 10044.6681
2033-04-21 | 8 | 10351.7572
2033-04-21 | 9 | 10712.3912
2033-04-21 | 10 | 10702.6854
2033-04-21 | 11 | 10575.8938
2033-04-21 | 12 | 10411.1694
2033-04-21 | 13 | 10346.9295
2033-04-21 | 14 | 10240.9634
2033-04-21 | 15 | 10210.0293
2033-04-21 | 16 | 10245.888
2033-04-21 | 17 | 10240.7589
2033-04-21 | 18 | 10342.658
2033-04-21 | 19 | 10457.7005
2033-04-21 | 20 | 10589.5784
2033-04-21 | 21 | 10728.6431
2033-04-21 | 22 | 10772.6933
2033-04-21 | 23 | 10550.7174
2033-04-21 | 24 | 10277.1521
2033-04-22 | 1 | 10027.9476
2033-04-22 | 2 | 9832.6267
2033-04-22 | 3 | 9771.6372
2033-04-22 | 4 | 9728.4667
2033-04-22 | 5 | 9798.4461
2033-04-22 | 6 | 9931.7132
2033-04-22 | 7 | 10110.4103
2033-04-22 | 8 | 10443.2153
2033-04-22 | 9 | 10754.4758
2033-04-22 | 10 | 10760.5388
2033-04-22 | 11 | 10573.4526
2033-04-22 | 12 | 10374.9038
2033-04-22 | 13 | 10257.8928
2033-04-22 | 14 | 10231.8929
2033-04-22 | 15 | 10216.3254
2033-04-22 | 16 | 10182.605
2033-04-22 | 17 | 10182.2283
2033-04-22 | 18 | 10258.5945
2033-04-22 | 19 | 10431.2539
2033-04-22 | 20 | 10482.7404
2033-04-22 | 21 | 10641.4716
2033-04-22 | 22 | 10735.6578
2033-04-22 | 23 | 10503.1044
2033-04-22 | 24 | 10178.3198
2033-04-23 | 1 | 9975.2167
2033-04-23 | 2 | 9838.363
2033-04-23 | 3 | 9738.3536
2033-04-23 | 4 | 9632.854
2033-04-23 | 5 | 9625.017
2033-04-23 | 6 | 9604.6925
2033-04-23 | 7 | 9666.1082
2033-04-23 | 8 | 9720.7998
2033-04-23 | 9 | 9947.4899
2033-04-23 | 10 | 10039.8755
2033-04-23 | 11 | 9953.0619
2033-04-23 | 12 | 9820.3648
2033-04-23 | 13 | 9742.5359
2033-04-23 | 14 | 9678.01
2033-04-23 | 15 | 9645.8302
2033-04-23 | 16 | 9624.7284
2033-04-23 | 17 | 9661.6843
2033-04-23 | 18 | 9782.2597
2033-04-23 | 19 | 9960.468
2033-04-23 | 20 | 10091.1867
2033-04-23 | 21 | 10203.8396
2033-04-23 | 22 | 10429.4935
2033-04-23 | 23 | 10265.7814
2033-04-23 | 24 | 9972.3559
2033-04-24 | 1 | 9763.6333
2033-04-24 | 2 | 9571.8798
2033-04-24 | 3 | 9527.2361
2033-04-24 | 4 | 9435.5023
2033-04-24 | 5 | 9431.1806
2033-04-24 | 6 | 9413.1189
2033-04-24 | 7 | 9479.4435
2033-04-24 | 8 | 9529.9148
2033-04-24 | 9 | 9680.5058
2033-04-24 | 10 | 9739.6241
2033-04-24 | 11 | 9670.1985
2033-04-24 | 12 | 9574.7968
2033-04-24 | 13 | 9530.6252
2033-04-24 | 14 | 9558.5567
2033-04-24 | 15 | 9530.8069
2033-04-24 | 16 | 9652.5425
2033-04-24 | 17 | 10086.1536
2033-04-24 | 18 | 9815.7326
2033-04-24 | 19 | 9979.6033
2033-04-24 | 20 | 10143.2142
2033-04-24 | 21 | 10296.8475
2033-04-24 | 22 | 10424.617
2033-04-24 | 23 | 10204.3602
2033-04-24 | 24 | 9959.4384
2033-04-25 | 1 | 9697.4855
2033-04-25 | 2 | 9606.7509
2033-04-25 | 3 | 9538.0943
2033-04-25 | 4 | 9465.7673
2033-04-25 | 5 | 9509.7609
2033-04-25 | 6 | 9628.0801
2033-04-25 | 7 | 9922.8769
2033-04-25 | 8 | 10305.0388
2033-04-25 | 9 | 10544.3705
2033-04-25 | 10 | 10541.9638
2033-04-25 | 11 | 10381.8559
2033-04-25 | 12 | 10233.0311
2033-04-25 | 13 | 10059.8782
2033-04-25 | 14 | 10041.0505
2033-04-25 | 15 | 10164.6443
2033-04-25 | 16 | 10521.7616
2033-04-25 | 17 | 10217.1176
2033-04-25 | 18 | 10557.6432
2033-04-25 | 19 | 10607.0678
2033-04-25 | 20 | 10460.6365
2033-04-25 | 21 | 10561.2669
2033-04-25 | 22 | 10650.4342
2033-04-25 | 23 | 10352.6534
2033-04-25 | 24 | 10035.6861
2033-04-26 | 1 | 9778.3641
2033-04-26 | 2 | 9576.4639
2033-04-26 | 3 | 9476.9691
2033-04-26 | 4 | 9437.5329
2033-04-26 | 5 | 9473.013
2033-04-26 | 6 | 9618.1531
2033-04-26 | 7 | 9949.8533
2033-04-26 | 8 | 10254.1067
2033-04-26 | 9 | 10433.8188
2033-04-26 | 10 | 10468.0448
2033-04-26 | 11 | 10329.2056
2033-04-26 | 12 | 10169.6892
2033-04-26 | 13 | 10064.0609
2033-04-26 | 14 | 10489.1028
2033-04-26 | 15 | 10344.0051
2033-04-26 | 16 | 9977.7803
2033-04-26 | 17 | 10136.2398
2033-04-26 | 18 | 10537.6969
2033-04-26 | 19 | 10356.0141
2033-04-26 | 20 | 10353.7793
2033-04-26 | 21 | 10490.9546
2033-04-26 | 22 | 10582.192
2033-04-26 | 23 | 10308.6327
2033-04-26 | 24 | 9969.3724
2033-04-27 | 1 | 9712.3252
2033-04-27 | 2 | 9464.6917
2033-04-27 | 3 | 9446.5525
2033-04-27 | 4 | 9423.8697
2033-04-27 | 5 | 9433.5904
2033-04-27 | 6 | 9553.8539
2033-04-27 | 7 | 9841.9662
2033-04-27 | 8 | 10150.5413
2033-04-27 | 9 | 10406.9793
2033-04-27 | 10 | 10455.4296
2033-04-27 | 11 | 10531.9753
2033-04-27 | 12 | 10477.6487
2033-04-27 | 13 | 10509.5568
2033-04-27 | 14 | 10454.6994
2033-04-27 | 15 | 10416.8319
2033-04-27 | 16 | 10404.4267
2033-04-27 | 17 | 10360.2984
2033-04-27 | 18 | 10403.1793
2033-04-27 | 19 | 10301.1724
2033-04-27 | 20 | 10327.8831
2033-04-27 | 21 | 10456.8959
2033-04-27 | 22 | 10576.613
2033-04-27 | 23 | 10232.7075
2033-04-27 | 24 | 9897.9709
2033-04-28 | 1 | 9617.8835
2033-04-28 | 2 | 9471.2755
2033-04-28 | 3 | 9383.1673
2033-04-28 | 4 | 9338.9417
2033-04-28 | 5 | 9376.4325
2033-04-28 | 6 | 9519.9644
2033-04-28 | 7 | 9825.2344
2033-04-28 | 8 | 10156.9378
2033-04-28 | 9 | 10393.5672
2033-04-28 | 10 | 10495.1501
2033-04-28 | 11 | 10523.3181
2033-04-28 | 12 | 10320.0094
2033-04-28 | 13 | 10049.5505
2033-04-28 | 14 | 10028.957
2033-04-28 | 15 | 9938.5915
2033-04-28 | 16 | 9921.0663
2033-04-28 | 17 | 9931.3953
2033-04-28 | 18 | 10063.951
2033-04-28 | 19 | 10088.1949
2033-04-28 | 20 | 10216.0716
2033-04-28 | 21 | 10346.7639
2033-04-28 | 22 | 10497.6986
2033-04-28 | 23 | 10244.2211
2033-04-28 | 24 | 9930.9606
2033-04-29 | 1 | 9627.1349
2033-04-29 | 2 | 9496.8344
2033-04-29 | 3 | 9422.8577
2033-04-29 | 4 | 9401.4656
2033-04-29 | 5 | 9431.1558
2033-04-29 | 6 | 9517.768
2033-04-29 | 7 | 9803.3665
2033-04-29 | 8 | 10110.4679
2033-04-29 | 9 | 10381.3461
2033-04-29 | 10 | 10377.5939
2033-04-29 | 11 | 10284.9066
2033-04-29 | 12 | 10147.081
2033-04-29 | 13 | 9996.7807
2033-04-29 | 14 | 10005.6731
2033-04-29 | 15 | 10393.8139
2033-04-29 | 16 | 10368.8066
2033-04-29 | 17 | 10089.8109
2033-04-29 | 18 | 10089.5417
2033-04-29 | 19 | 10074.0241
2033-04-29 | 20 | 10226.4958
2033-04-29 | 21 | 10275.9814
2033-04-29 | 22 | 10428.5024
2033-04-29 | 23 | 10146.3229
2033-04-29 | 24 | 9846.4129
2033-04-30 | 1 | 9621.9426
2033-04-30 | 2 | 9408.5986
2033-04-30 | 3 | 9305.6123
2033-04-30 | 4 | 9314.6925
2033-04-30 | 5 | 9292.2199
2033-04-30 | 6 | 9325.2166
2033-04-30 | 7 | 9455.477
2033-04-30 | 8 | 9463.0354
2033-04-30 | 9 | 9592.5374
2033-04-30 | 10 | 9712.0043
2033-04-30 | 11 | 9701.252
2033-04-30 | 12 | 9649.8292
2033-04-30 | 13 | 9568.1068
2033-04-30 | 14 | 9549.2191
2033-04-30 | 15 | 9533.8723
2033-04-30 | 16 | 9530.6233
2033-04-30 | 17 | 9577.5844
2033-04-30 | 18 | 9738.3375
2033-04-30 | 19 | 9859.4289
2033-04-30 | 20 | 9936.0851
2033-04-30 | 21 | 10012.1576
2033-04-30 | 22 | 10124.2255
2033-04-30 | 23 | 10030.0046
2033-04-30 | 24 | 9776.8682
2033-05-01 | 1 | 9559.6222
2033-05-01 | 2 | 9306.7659
2033-05-01 | 3 | 9161.451
2033-05-01 | 4 | 9113.6607
2033-05-01 | 5 | 9088.8149
2033-05-01 | 6 | 9095.8521
2033-05-01 | 7 | 9148.4418
2033-05-01 | 8 | 9241.0149
2033-05-01 | 9 | 9352.4182
2033-05-01 | 10 | 9417.923
2033-05-01 | 11 | 9374.5907
2033-05-01 | 12 | 9342.1368
2033-05-01 | 13 | 9390.1153
2033-05-01 | 14 | 9481.4166
2033-05-01 | 15 | 9409.1667
2033-05-01 | 16 | 9415.3317
2033-05-01 | 17 | 9864.6151
2033-05-01 | 18 | 9670.7497
2033-05-01 | 19 | 9733.4091
2033-05-01 | 20 | 9905.2036
2033-05-01 | 21 | 9871.997
2033-05-01 | 22 | 9992.3362
2033-05-01 | 23 | 9790.951
2033-05-01 | 24 | 9543.5694
2033-05-02 | 1 | 9314.1154
2033-05-02 | 2 | 9293.5037
2033-05-02 | 3 | 9235.2958
2033-05-02 | 4 | 9280.4483
2033-05-02 | 5 | 9290.1178
2033-05-02 | 6 | 9313.2731
2033-05-02 | 7 | 9694.8225
2033-05-02 | 8 | 10025.5691
2033-05-02 | 9 | 10205.4102
2033-05-02 | 10 | 10340.8756
2033-05-02 | 11 | 10315.9133
2033-05-02 | 12 | 10365.0279
2033-05-02 | 13 | 10229.0404
2033-05-02 | 14 | 10313.453
2033-05-02 | 15 | 10154.0499
2033-05-02 | 16 | 10298.4205
2033-05-02 | 17 | 10397.6983
2033-05-02 | 18 | 10416.3738
2033-05-02 | 19 | 10278.7554
2033-05-02 | 20 | 10236.288
2033-05-02 | 21 | 10251.9153
2033-05-02 | 22 | 10361.8764
2033-05-02 | 23 | 10116.3751
2033-05-02 | 24 | 9796.9833
2033-05-03 | 1 | 9543.5617
2033-05-03 | 2 | 9363.965
2033-05-03 | 3 | 9246.5145
2033-05-03 | 4 | 9267.9374
2033-05-03 | 5 | 9287.4422
2033-05-03 | 6 | 9410.5714
2033-05-03 | 7 | 9739.9275
2033-05-03 | 8 | 10120.3801
2033-05-03 | 9 | 10392.0209
2033-05-03 | 10 | 10484.8585
2033-05-03 | 11 | 10525.9986
2033-05-03 | 12 | 10283.4728
2033-05-03 | 13 | 10138.4295
2033-05-03 | 14 | 10307.5794
2033-05-03 | 15 | 10242.7663
2033-05-03 | 16 | 10172.8668
2033-05-03 | 17 | 10184.5683
2033-05-03 | 18 | 9989.3346
2033-05-03 | 19 | 10366.137
2033-05-03 | 20 | 10239.1411
2033-05-03 | 21 | 10223.9193
2033-05-03 | 22 | 10321.8348
2033-05-03 | 23 | 10152.1648
2033-05-03 | 24 | 9879.5544
2033-05-04 | 1 | 9624.9381
2033-05-04 | 2 | 9454.2129
2033-05-04 | 3 | 9432.7522
2033-05-04 | 4 | 9421.266
2033-05-04 | 5 | 9471.5177
2033-05-04 | 6 | 9609.3304
2033-05-04 | 7 | 9825.9554
2033-05-04 | 8 | 10133.7269
2033-05-04 | 9 | 10317.3787
2033-05-04 | 10 | 10298.0522
2033-05-04 | 11 | 10273.8385
2033-05-04 | 12 | 10175.9502
2033-05-04 | 13 | 10016.681
2033-05-04 | 14 | 9979.2465
2033-05-04 | 15 | 9874.2848
2033-05-04 | 16 | 10021.6615
2033-05-04 | 17 | 10153.9686
2033-05-04 | 18 | 10218.9036
2033-05-04 | 19 | 10281.0518
2033-05-04 | 20 | 10183.9453
2033-05-04 | 21 | 10260.4334
2033-05-04 | 22 | 10362.8928
2033-05-04 | 23 | 10194.7496
2033-05-04 | 24 | 9879.8929
2033-05-05 | 1 | 9612.1346
2033-05-05 | 2 | 9337.676
2033-05-05 | 3 | 9297.6913
2033-05-05 | 4 | 9272.1565
2033-05-05 | 5 | 9370.9451
2033-05-05 | 6 | 9461.316
2033-05-05 | 7 | 9798.3476
2033-05-05 | 8 | 10063.7023
2033-05-05 | 9 | 10218.9167
2033-05-05 | 10 | 10186.6343
2033-05-05 | 11 | 10134.8917
2033-05-05 | 12 | 10072.8343
2033-05-05 | 13 | 9954.1981
2033-05-05 | 14 | 10047.9081
2033-05-05 | 15 | 10005.0466
2033-05-05 | 16 | 9848.505
2033-05-05 | 17 | 9955.5416
2033-05-05 | 18 | 10013.8713
2033-05-05 | 19 | 9984.926
2033-05-05 | 20 | 10004.9635
2033-05-05 | 21 | 10011.5244
2033-05-05 | 22 | 10111.719
2033-05-05 | 23 | 9954.7679
2033-05-05 | 24 | 9665.8982
2033-05-06 | 1 | 9447.6966
2033-05-06 | 2 | 9283.4601
2033-05-06 | 3 | 9226.6822
2033-05-06 | 4 | 9170.5162
2033-05-06 | 5 | 9205.0667
2033-05-06 | 6 | 9323.0024
2033-05-06 | 7 | 9587.9173
2033-05-06 | 8 | 9920.4247
2033-05-06 | 9 | 10163.6695
2033-05-06 | 10 | 10241.8915
2033-05-06 | 11 | 10235.2723
2033-05-06 | 12 | 10161.198
2033-05-06 | 13 | 10185.9887
2033-05-06 | 14 | 10193.459
2033-05-06 | 15 | 10047.2977
2033-05-06 | 16 | 10076.8878
2033-05-06 | 17 | 10253.0401
2033-05-06 | 18 | 10381.5744
2033-05-06 | 19 | 10330.9627
2033-05-06 | 20 | 10269.9097
2033-05-06 | 21 | 10282.1698
2033-05-06 | 22 | 10389.3499
2033-05-06 | 23 | 10225.1147
2033-05-06 | 24 | 9958.1977
2033-05-07 | 1 | 9736.3515
2033-05-07 | 2 | 9547.3998
2033-05-07 | 3 | 9432.7419
2033-05-07 | 4 | 9384.7126
2033-05-07 | 5 | 9389.6924
2033-05-07 | 6 | 9291.8956
2033-05-07 | 7 | 9401.7328
2033-05-07 | 8 | 9635.6338
2033-05-07 | 9 | 9884.0801
2033-05-07 | 10 | 10073.5014
2033-05-07 | 11 | 10269.9294
2033-05-07 | 12 | 10179.7581
2033-05-07 | 13 | 10192.7871
2033-05-07 | 14 | 10172.7362
2033-05-07 | 15 | 10157.7618
2033-05-07 | 16 | 10194.1845
2033-05-07 | 17 | 9976.7188
2033-05-07 | 18 | 10153.6221
2033-05-07 | 19 | 10167.5378
2033-05-07 | 20 | 10242.747
2033-05-07 | 21 | 10291.1674
2033-05-07 | 22 | 10377.9237
2033-05-07 | 23 | 10272.9152
2033-05-07 | 24 | 9994.0261
2033-05-08 | 1 | 9845.2859
2033-05-08 | 2 | 9667.5211
2033-05-08 | 3 | 9596.8371
2033-05-08 | 4 | 9546.0744
2033-05-08 | 5 | 9535.5645
2033-05-08 | 6 | 9341.1292
2033-05-08 | 7 | 9389.6416
2033-05-08 | 8 | 9548.5865
2033-05-08 | 9 | 9792.8722
2033-05-08 | 10 | 9987.2332
2033-05-08 | 11 | 10102.0753
2033-05-08 | 12 | 10190.1412
2033-05-08 | 13 | 10207.0928
2033-05-08 | 14 | 10160.4275
2033-05-08 | 15 | 10100.1795
2033-05-08 | 16 | 10018.5715
2033-05-08 | 17 | 10172.7673
2033-05-08 | 18 | 10261.6194
2033-05-08 | 19 | 10304.9032
2033-05-08 | 20 | 10392.8261
2033-05-08 | 21 | 10406.0264
2033-05-08 | 22 | 10479.8622
2033-05-08 | 23 | 10346.3401
2033-05-08 | 24 | 10044.8448
2033-05-09 | 1 | 9835.0442
2033-05-09 | 2 | 9706.1772
2033-05-09 | 3 | 9642.8896
2033-05-09 | 4 | 9593.1576
2033-05-09 | 5 | 9573.9213
2033-05-09 | 6 | 9544.5961
2033-05-09 | 7 | 9794.7592
2033-05-09 | 8 | 10262.5582
2033-05-09 | 9 | 10594.1924
2033-05-09 | 10 | 10645.9491
2033-05-09 | 11 | 10539.9645
2033-05-09 | 12 | 10470.2015
2033-05-09 | 13 | 10358.0217
2033-05-09 | 14 | 10360.9035
2033-05-09 | 15 | 10336.269
2033-05-09 | 16 | 10302.0855
2033-05-09 | 17 | 10335.3533
2033-05-09 | 18 | 10444.5199
2033-05-09 | 19 | 10580.0997
2033-05-09 | 20 | 10663.7777
2033-05-09 | 21 | 10666.9513
2033-05-09 | 22 | 10700.092
2033-05-09 | 23 | 10527.1525
2033-05-09 | 24 | 10169.6081
2033-05-10 | 1 | 9888.3312
2033-05-10 | 2 | 9675.6538
2033-05-10 | 3 | 9555.9967
2033-05-10 | 4 | 9507.0684
2033-05-10 | 5 | 9515.4813
2033-05-10 | 6 | 9495.9703
2033-05-10 | 7 | 9696.922
2033-05-10 | 8 | 10148.4913
2033-05-10 | 9 | 10477.0793
2033-05-10 | 10 | 10544.1426
2033-05-10 | 11 | 10454.0148
2033-05-10 | 12 | 10340.7476
2033-05-10 | 13 | 10228.8933
2033-05-10 | 14 | 10247.1869
2033-05-10 | 15 | 10211.9702
2033-05-10 | 16 | 10194.3581
2033-05-10 | 17 | 10561.5533
2033-05-10 | 18 | 10597.5888
2033-05-10 | 19 | 10527.3788
2033-05-10 | 20 | 10592.3838
2033-05-10 | 21 | 10619.2633
2033-05-10 | 22 | 10625.9404
2033-05-10 | 23 | 10427.6118
2033-05-10 | 24 | 10077.2278
2033-05-11 | 1 | 9819.6277
2033-05-11 | 2 | 9587.4326
2033-05-11 | 3 | 9505.6818
2033-05-11 | 4 | 9424.266
2033-05-11 | 5 | 9442.8335
2033-05-11 | 6 | 9422.7495
2033-05-11 | 7 | 9704.915
2033-05-11 | 8 | 10168.1487
2033-05-11 | 9 | 10467.3071
2033-05-11 | 10 | 10513.004
2033-05-11 | 11 | 10420.9822
2033-05-11 | 12 | 10304.1441
2033-05-11 | 13 | 10182.728
2033-05-11 | 14 | 10189.9709
2033-05-11 | 15 | 10235.1264
2033-05-11 | 16 | 10069.5336
2033-05-11 | 17 | 10142.4248
2033-05-11 | 18 | 10562.219
2033-05-11 | 19 | 10397.0695
2033-05-11 | 20 | 10528.8842
2033-05-11 | 21 | 10462.683
2033-05-11 | 22 | 10488.9525
2033-05-11 | 23 | 10297.5881
2033-05-11 | 24 | 9934.2158
2033-05-12 | 1 | 9673.8116
2033-05-12 | 2 | 9537.1343
2033-05-12 | 3 | 9429.6678
2033-05-12 | 4 | 9437.903
2033-05-12 | 5 | 9454.6979
2033-05-12 | 6 | 9427.3312
2033-05-12 | 7 | 9671.4623
2033-05-12 | 8 | 10087.9074
2033-05-12 | 9 | 10440.6186
2033-05-12 | 10 | 10494.5285
2033-05-12 | 11 | 10402.0308
2033-05-12 | 12 | 10304.0876
2033-05-12 | 13 | 10154.0863
2033-05-12 | 14 | 10150.1535
2033-05-12 | 15 | 10144.4557
2033-05-12 | 16 | 10155.5245
2033-05-12 | 17 | 10251.7573
2033-05-12 | 18 | 10426.093
2033-05-12 | 19 | 10409.9082
2033-05-12 | 20 | 10375.1215
2033-05-12 | 21 | 10382.4592
2033-05-12 | 22 | 10372.3618
2033-05-12 | 23 | 10224.985
2033-05-12 | 24 | 9924.6744
2033-05-13 | 1 | 9753.488
2033-05-13 | 2 | 9565.7329
2033-05-13 | 3 | 9501.2452
2033-05-13 | 4 | 9453.904
2033-05-13 | 5 | 9491.1614
2033-05-13 | 6 | 9507.1259
2033-05-13 | 7 | 9687.0233
2033-05-13 | 8 | 10056.0254
2033-05-13 | 9 | 10364.1332
2033-05-13 | 10 | 10428.7513
2033-05-13 | 11 | 10458.4052
2033-05-13 | 12 | 10157.0645
2033-05-13 | 13 | 10045.8126
2033-05-13 | 14 | 9907.6238
2033-05-13 | 15 | 9863.4096
2033-05-13 | 16 | 9862.0794
2033-05-13 | 17 | 9873.5623
2033-05-13 | 18 | 9947.1538
2033-05-13 | 19 | 10072.8801
2033-05-13 | 20 | 10079.6916
2033-05-13 | 21 | 10148.3487
2033-05-13 | 22 | 10224.1589
2033-05-13 | 23 | 10175.0818
2033-05-13 | 24 | 9977.7167
2033-05-14 | 1 | 9758.6165
2033-05-14 | 2 | 9555.6895
2033-05-14 | 3 | 9474.402
2033-05-14 | 4 | 9446.313
2033-05-14 | 5 | 9516.9883
2033-05-14 | 6 | 9482.3496
2033-05-14 | 7 | 9451.3193
2033-05-14 | 8 | 9538.5712
2033-05-14 | 9 | 9583.4979
2033-05-14 | 10 | 9649.5006
2033-05-14 | 11 | 9627.8784
2033-05-14 | 12 | 9590.9976
2033-05-14 | 13 | 9515.1711
2033-05-14 | 14 | 9389.5107
2033-05-14 | 15 | 9395.9188
2033-05-14 | 16 | 9431.6119
2033-05-14 | 17 | 9771.5669
2033-05-14 | 18 | 9823.2787
2033-05-14 | 19 | 9810.4393
2033-05-14 | 20 | 9721.0489
2033-05-14 | 21 | 9758.3241
2033-05-14 | 22 | 9860.1998
2033-05-14 | 23 | 9821.5249
2033-05-14 | 24 | 9608.9007
2033-05-15 | 1 | 9412.3844
2033-05-15 | 2 | 9306.3508
2033-05-15 | 3 | 9202.8034
2033-05-15 | 4 | 9200.8546
2033-05-15 | 5 | 9230.7479
2033-05-15 | 6 | 9203.2495
2033-05-15 | 7 | 9221.6571
2033-05-15 | 8 | 9283.4721
2033-05-15 | 9 | 9361.0496
2033-05-15 | 10 | 9368.0842
2033-05-15 | 11 | 9349.485
2033-05-15 | 12 | 9357.0582
2033-05-15 | 13 | 9475.0274
2033-05-15 | 14 | 9355.4441
2033-05-15 | 15 | 9492.1757
2033-05-15 | 16 | 9772.2879
2033-05-15 | 17 | 9932.6167
2033-05-15 | 18 | 10003.0045
2033-05-15 | 19 | 9977.6811
2033-05-15 | 20 | 9864.9141
2033-05-15 | 21 | 9878.7192
2033-05-15 | 22 | 9902.6189
2033-05-15 | 23 | 9792.5336
2033-05-15 | 24 | 9503.0533
2033-05-16 | 1 | 9229.6346
2033-05-16 | 2 | 9135.6801
2033-05-16 | 3 | 9106.42
2033-05-16 | 4 | 9021.733
2033-05-16 | 5 | 9061.5526
2033-05-16 | 6 | 9149.2285
2033-05-16 | 7 | 9482.6533
2033-05-16 | 8 | 9906.0514
2033-05-16 | 9 | 10106.6917
2033-05-16 | 10 | 10136.1678
2033-05-16 | 11 | 10122.7612
2033-05-16 | 12 | 10051.4836
2033-05-16 | 13 | 9951.8998
2033-05-16 | 14 | 10314.3274
2033-05-16 | 15 | 10350.3638
2033-05-16 | 16 | 10315.3126
2033-05-16 | 17 | 10299.3058
2033-05-16 | 18 | 10247.2998
2033-05-16 | 19 | 10206.9272
2033-05-16 | 20 | 10149.1386
2033-05-16 | 21 | 10145.5447
2033-05-16 | 22 | 10142.5697
2033-05-16 | 23 | 9966.18
2033-05-16 | 24 | 9629.499
2033-05-17 | 1 | 9363.9176
2033-05-17 | 2 | 9183.4659
2033-05-17 | 3 | 9096.4912
2033-05-17 | 4 | 9058.0091
2033-05-17 | 5 | 9091.0452
2033-05-17 | 6 | 9128.2508
2033-05-17 | 7 | 9399.1969
2033-05-17 | 8 | 9748.0031
2033-05-17 | 9 | 10021.0411
2033-05-17 | 10 | 10157.6674
2033-05-17 | 11 | 10126.7014
2033-05-17 | 12 | 10129.6852
2033-05-17 | 13 | 10071.485
2033-05-17 | 14 | 10052.3457
2033-05-17 | 15 | 10082.2477
2033-05-17 | 16 | 10152.1592
2033-05-17 | 17 | 10207.7855
2033-05-17 | 18 | 10199.5994
2033-05-17 | 19 | 10130.0038
2033-05-17 | 20 | 10141.1986
2033-05-17 | 21 | 10177.0891
2033-05-17 | 22 | 10093.567
2033-05-17 | 23 | 9944.4754
2033-05-17 | 24 | 9662.4609
2033-05-18 | 1 | 9397.4342
2033-05-18 | 2 | 9221.37
2033-05-18 | 3 | 9088.7948
2033-05-18 | 4 | 9049.3632
2033-05-18 | 5 | 9109.7414
2033-05-18 | 6 | 9184.5972
2033-05-18 | 7 | 9436.629
2033-05-18 | 8 | 9866.8359
2033-05-18 | 9 | 10113.3211
2033-05-18 | 10 | 10152.0761
2033-05-18 | 11 | 10085.1822
2033-05-18 | 12 | 10021.4471
2033-05-18 | 13 | 9953.3807
2033-05-18 | 14 | 9986.7071
2033-05-18 | 15 | 9997.1921
2033-05-18 | 16 | 10033.5264
2033-05-18 | 17 | 10361.8364
2033-05-18 | 18 | 10288.8315
2033-05-18 | 19 | 10167.6183
2033-05-18 | 20 | 10213.7936
2033-05-18 | 21 | 10175.084
2033-05-18 | 22 | 10167.9955
2033-05-18 | 23 | 9998.0873
2033-05-18 | 24 | 9657.758
2033-05-19 | 1 | 9364.0985
2033-05-19 | 2 | 9195.3675
2033-05-19 | 3 | 9080.2248
2033-05-19 | 4 | 9068.0309
2033-05-19 | 5 | 9148.3676
2033-05-19 | 6 | 9227.3205
2033-05-19 | 7 | 9504.4763
2033-05-19 | 8 | 9871.3609
2033-05-19 | 9 | 10110.542
2033-05-19 | 10 | 10209.4565
2033-05-19 | 11 | 10131.6216
2033-05-19 | 12 | 10048.3507
2033-05-19 | 13 | 9925.8298
2033-05-19 | 14 | 9861.0288
2033-05-19 | 15 | 9918.8058
2033-05-19 | 16 | 9946.92
2033-05-19 | 17 | 9998.2237
2033-05-19 | 18 | 10076.2527
2033-05-19 | 19 | 10069.3594
2033-05-19 | 20 | 10072.0277
2033-05-19 | 21 | 10028.0688
2033-05-19 | 22 | 10051.1734
2033-05-19 | 23 | 9971.847
2033-05-19 | 24 | 9665.5156
2033-05-20 | 1 | 9481.3362
2033-05-20 | 2 | 9397.697
2033-05-20 | 3 | 9314.0495
2033-05-20 | 4 | 9245.8157
2033-05-20 | 5 | 9234.6118
2033-05-20 | 6 | 9286.4936
2033-05-20 | 7 | 9576.8959
2033-05-20 | 8 | 10005.1653
2033-05-20 | 9 | 10242.2737
2033-05-20 | 10 | 10276.911
2033-05-20 | 11 | 10180.5995
2033-05-20 | 12 | 10049.4014
2033-05-20 | 13 | 9900.1785
2033-05-20 | 14 | 9923.4376
2033-05-20 | 15 | 10105.6455
2033-05-20 | 16 | 10183.1788
2033-05-20 | 17 | 10123.4223
2033-05-20 | 18 | 10087.6431
2033-05-20 | 19 | 10211.4909
2033-05-20 | 20 | 10168.5151
2033-05-20 | 21 | 10201.7309
2033-05-20 | 22 | 10238.907
2033-05-20 | 23 | 10139.9969
2033-05-20 | 24 | 9844.5405
2033-05-21 | 1 | 9614.4149
2033-05-21 | 2 | 9430.4526
2033-05-21 | 3 | 9387.2739
2033-05-21 | 4 | 9281.4425
2033-05-21 | 5 | 9281.028
2033-05-21 | 6 | 9228.5329
2033-05-21 | 7 | 9289.4203
2033-05-21 | 8 | 9426.521
2033-05-21 | 9 | 9590.7812
2033-05-21 | 10 | 9754.3457
2033-05-21 | 11 | 9866.2038
2033-05-21 | 12 | 9943.7072
2033-05-21 | 13 | 9963.8451
2033-05-21 | 14 | 9897.6925
2033-05-21 | 15 | 9687.2385
2033-05-21 | 16 | 9611.7163
2033-05-21 | 17 | 9630.8714
2033-05-21 | 18 | 9768.5999
2033-05-21 | 19 | 9895.2835
2033-05-21 | 20 | 9975.455
2033-05-21 | 21 | 10036.7654
2033-05-21 | 22 | 10100.8773
2033-05-21 | 23 | 10096.6657
2033-05-21 | 24 | 9919.5271
2033-05-22 | 1 | 9720.3798
2033-05-22 | 2 | 9523.2248
2033-05-22 | 3 | 9416.4801
2033-05-22 | 4 | 9374.7176
2033-05-22 | 5 | 9372.4717
2033-05-22 | 6 | 9300.5024
2033-05-22 | 7 | 9263.9193
2033-05-22 | 8 | 9369.6972
2033-05-22 | 9 | 9567.5916
2033-05-22 | 10 | 9717.8601
2033-05-22 | 11 | 9672.9469
2033-05-22 | 12 | 9586.1234
2033-05-22 | 13 | 9540.4504
2033-05-22 | 14 | 9492.0799
2033-05-22 | 15 | 9363.514
2033-05-22 | 16 | 9411.027
2033-05-22 | 17 | 9460.6318
2033-05-22 | 18 | 9638.0283
2033-05-22 | 19 | 9745.8641
2033-05-22 | 20 | 9849.4303
2033-05-22 | 21 | 9924.2115
2033-05-22 | 22 | 9982.5649
2033-05-22 | 23 | 10008.688
2033-05-22 | 24 | 9814.5465
2033-05-23 | 1 | 9699.154
2033-05-23 | 2 | 9708.4518
2033-05-23 | 3 | 9676.786
2033-05-23 | 4 | 9569.9914
2033-05-23 | 5 | 9563.4982
2033-05-23 | 6 | 9510.6425
2033-05-23 | 7 | 9510.1291
2033-05-23 | 8 | 9537.5967
2033-05-23 | 9 | 9635.3014
2033-05-23 | 10 | 9718.1129
2033-05-23 | 11 | 9675.0788
2033-05-23 | 12 | 9572.3323
2033-05-23 | 13 | 9489.4023
2033-05-23 | 14 | 9411.6688
2033-05-23 | 15 | 9365.627
2033-05-23 | 16 | 9358.9981
2033-05-23 | 17 | 9435.6431
2033-05-23 | 18 | 9573.6234
2033-05-23 | 19 | 9688.9031
2033-05-23 | 20 | 9777.2152
2033-05-23 | 21 | 9847.7127
2033-05-23 | 22 | 9876.2878
2033-05-23 | 23 | 9896.1402
2033-05-23 | 24 | 9718.6781
2033-05-24 | 1 | 9532.4706
2033-05-24 | 2 | 9434.9982
2033-05-24 | 3 | 9344.7549
2033-05-24 | 4 | 9320.9926
2033-05-24 | 5 | 9316.1455
2033-05-24 | 6 | 9373.1171
2033-05-24 | 7 | 9582.0959
2033-05-24 | 8 | 9901.0396
2033-05-24 | 9 | 10157.9177
2033-05-24 | 10 | 10219.3177
2033-05-24 | 11 | 10194.0299
2033-05-24 | 12 | 10046.7324
2033-05-24 | 13 | 9967.4894
2033-05-24 | 14 | 9887.1867
2033-05-24 | 15 | 9872.3509
2033-05-24 | 16 | 9919.1252
2033-05-24 | 17 | 9983.6427
2033-05-24 | 18 | 10004.5203
2033-05-24 | 19 | 10034.023
2033-05-24 | 20 | 10098.2778
2033-05-24 | 21 | 10084.1031
2033-05-24 | 22 | 10060.1461
2033-05-24 | 23 | 9964.9315
2033-05-24 | 24 | 9660.6597
2033-05-25 | 1 | 9402.7763
2033-05-25 | 2 | 9198.1837
2033-05-25 | 3 | 9146.3683
2033-05-25 | 4 | 9144.6386
2033-05-25 | 5 | 9096.1492
2033-05-25 | 6 | 9178.4137
2033-05-25 | 7 | 9420.1585
2033-05-25 | 8 | 9805.1312
2033-05-25 | 9 | 10037.7183
2033-05-25 | 10 | 10096.8971
2033-05-25 | 11 | 10116.4501
2033-05-25 | 12 | 10218.1425
2033-05-25 | 13 | 10281.4755
2033-05-25 | 14 | 10207.5295
2033-05-25 | 15 | 10121.0328
2033-05-25 | 16 | 9848.2799
2033-05-25 | 17 | 9974.5754
2033-05-25 | 18 | 10006.8272
2033-05-25 | 19 | 10126.8964
2033-05-25 | 20 | 10077.7059
2033-05-25 | 21 | 10115.4707
2033-05-25 | 22 | 10029.7393
2033-05-25 | 23 | 9915.3225
2033-05-25 | 24 | 9587.4923
2033-05-26 | 1 | 9327.0537
2033-05-26 | 2 | 9171.4895
2033-05-26 | 3 | 9098.6377
2033-05-26 | 4 | 9056.0264
2033-05-26 | 5 | 9075.6139
2033-05-26 | 6 | 9163.4293
2033-05-26 | 7 | 9429.4726
2033-05-26 | 8 | 9800.5622
2033-05-26 | 9 | 10091.6733
2033-05-26 | 10 | 10143.9443
2033-05-26 | 11 | 10111.8698
2033-05-26 | 12 | 10003.8642
2033-05-26 | 13 | 9914.0921
2033-05-26 | 14 | 9894.5271
2033-05-26 | 15 | 9900.3883
2033-05-26 | 16 | 9891.2165
2033-05-26 | 17 | 9939.0084
2033-05-26 | 18 | 10013.6031
2033-05-26 | 19 | 9979.8549
2033-05-26 | 20 | 10040.1309
2033-05-26 | 21 | 10071.9882
2033-05-26 | 22 | 10017.3252
2033-05-26 | 23 | 9928.0936
2033-05-26 | 24 | 9614.7441
2033-05-27 | 1 | 9394.2907
2033-05-27 | 2 | 9224.0265
2033-05-27 | 3 | 9082.8939
2033-05-27 | 4 | 9043.6677
2033-05-27 | 5 | 9027.7544
2033-05-27 | 6 | 9124.3391
2033-05-27 | 7 | 9384.7459
2033-05-27 | 8 | 9801.3081
2033-05-27 | 9 | 10096.1274
2033-05-27 | 10 | 10189.0169
2033-05-27 | 11 | 10193.419
2033-05-27 | 12 | 10276.6904
2033-05-27 | 13 | 10370.2366
2033-05-27 | 14 | 10454.9054
2033-05-27 | 15 | 10373.4549
2033-05-27 | 16 | 10387.35
2033-05-27 | 17 | 10388.9796
2033-05-27 | 18 | 10244.9077
2033-05-27 | 19 | 10228.8753
2033-05-27 | 20 | 10229.9368
2033-05-27 | 21 | 10215.8194
2033-05-27 | 22 | 10114.6223
2033-05-27 | 23 | 9977.4364
2033-05-27 | 24 | 9662.4523
2033-05-28 | 1 | 9437.6684
2033-05-28 | 2 | 9249.9992
2033-05-28 | 3 | 9093.1667
2033-05-28 | 4 | 9026.7766
2033-05-28 | 5 | 8998.7983
2033-05-28 | 6 | 9016.5658
2033-05-28 | 7 | 9068.0644
2033-05-28 | 8 | 9244.851
2033-05-28 | 9 | 9485.821
2033-05-28 | 10 | 9756.6655
2033-05-28 | 11 | 9845.5973
2033-05-28 | 12 | 9911.4354
2033-05-28 | 13 | 9936.9607
2033-05-28 | 14 | 9938.5872
2033-05-28 | 15 | 9987.5366
2033-05-28 | 16 | 10037.4547
2033-05-28 | 17 | 10134.5379
2033-05-28 | 18 | 10223.8804
2033-05-28 | 19 | 10252.828
2033-05-28 | 20 | 10319.4928
2033-05-28 | 21 | 10293.55
2033-05-28 | 22 | 10173.37
2033-05-28 | 23 | 10086.8446
2033-05-28 | 24 | 9799.5566
2033-05-29 | 1 | 9611.8087
2033-05-29 | 2 | 9437.9682
2033-05-29 | 3 | 9287.7337
2033-05-29 | 4 | 9206.6957
2033-05-29 | 5 | 9168.5174
2033-05-29 | 6 | 9196.2938
2033-05-29 | 7 | 9217.0616
2033-05-29 | 8 | 9319.4793
2033-05-29 | 9 | 9580.4565
2033-05-29 | 10 | 9808.0098
2033-05-29 | 11 | 9953.6501
2033-05-29 | 12 | 10077.3579
2033-05-29 | 13 | 10067.555
2033-05-29 | 14 | 10060.0472
2033-05-29 | 15 | 10089.6718
2033-05-29 | 16 | 10118.5687
2033-05-29 | 17 | 10160.7603
2033-05-29 | 18 | 10282.6873
2033-05-29 | 19 | 10139.0359
2033-05-29 | 20 | 10078.3519
2033-05-29 | 21 | 10074.2166
2033-05-29 | 22 | 9996.1066
2033-05-29 | 23 | 9895.225
2033-05-29 | 24 | 9601.3866
2033-05-30 | 1 | 9357.907
2033-05-30 | 2 | 9266.948
2033-05-30 | 3 | 9177.2197
2033-05-30 | 4 | 9198.0612
2033-05-30 | 5 | 9132.1905
2033-05-30 | 6 | 9226.7267
2033-05-30 | 7 | 9480.1652
2033-05-30 | 8 | 9975.8364
2033-05-30 | 9 | 10213.9028
2033-05-30 | 10 | 10267.918
2033-05-30 | 11 | 10297.1624
2033-05-30 | 12 | 10276.5457
2033-05-30 | 13 | 10241.3039
2033-05-30 | 14 | 10247.3776
2033-05-30 | 15 | 10243.3797
2033-05-30 | 16 | 10343.2365
2033-05-30 | 17 | 10361.3871
2033-05-30 | 18 | 10428.9681
2033-05-30 | 19 | 10339.8434
2033-05-30 | 20 | 10272.2405
2033-05-30 | 21 | 10207.9329
2033-05-30 | 22 | 10086.1183
2033-05-30 | 23 | 9968.7244
2033-05-30 | 24 | 9624.4034
2033-05-31 | 1 | 9355.3707
2033-05-31 | 2 | 9185.3673
2033-05-31 | 3 | 9092.6681
2033-05-31 | 4 | 9060.2374
2033-05-31 | 5 | 9072.5374
2033-05-31 | 6 | 9160.3842
2033-05-31 | 7 | 9399.5001
2033-05-31 | 8 | 9836.3875
2033-05-31 | 9 | 10152.9719
2033-05-31 | 10 | 10251.1561
2033-05-31 | 11 | 10330.562
2033-05-31 | 12 | 10276.1751
2033-05-31 | 13 | 10300.5446
2033-05-31 | 14 | 10144.611
2033-05-31 | 15 | 10305.5679
2033-05-31 | 16 | 10611.5714
2033-05-31 | 17 | 10227.2425
2033-05-31 | 18 | 10241.408
2033-05-31 | 19 | 10282.2064
2033-05-31 | 20 | 10349.8502
2033-05-31 | 21 | 10334.9227
2033-05-31 | 22 | 10171.8924
2033-05-31 | 23 | 10090.4017
2033-05-31 | 24 | 9720.2538
2033-06-01 | 1 | 9448.8856
2033-06-01 | 2 | 9288.4477
2033-06-01 | 3 | 9197.6812
2033-06-01 | 4 | 9164.2126
2033-06-01 | 5 | 9259.6763
2033-06-01 | 6 | 9352.4925
2033-06-01 | 7 | 9597.2659
2033-06-01 | 8 | 10036.7124
2033-06-01 | 9 | 10335.7573
2033-06-01 | 10 | 10419.2685
2033-06-01 | 11 | 10421.6507
2033-06-01 | 12 | 10415.1614
2033-06-01 | 13 | 10364.7398
2033-06-01 | 14 | 10387.1464
2033-06-01 | 15 | 10359.1929
2033-06-01 | 16 | 10602.9835
2033-06-01 | 17 | 10567.0863
2033-06-01 | 18 | 10918.4557
2033-06-01 | 19 | 10621.2608
2033-06-01 | 20 | 10559.4392
2033-06-01 | 21 | 10603.9838
2033-06-01 | 22 | 10433.9088
2033-06-01 | 23 | 10347.377
2033-06-01 | 24 | 9910.1112
2033-06-02 | 1 | 9642.7021
2033-06-02 | 2 | 9503.6292
2033-06-02 | 3 | 9429.711
2033-06-02 | 4 | 9364.4816
2033-06-02 | 5 | 9376.7169
2033-06-02 | 6 | 9480.725
2033-06-02 | 7 | 9681.9
2033-06-02 | 8 | 10113.4171
2033-06-02 | 9 | 10396.4924
2033-06-02 | 10 | 10543.3617
2033-06-02 | 11 | 10477.334
2033-06-02 | 12 | 10371.3431
2033-06-02 | 13 | 10295.3861
2033-06-02 | 14 | 10341.9047
2033-06-02 | 15 | 10318.4852
2033-06-02 | 16 | 10392.7537
2033-06-02 | 17 | 10441.0536
2033-06-02 | 18 | 10578.2238
2033-06-02 | 19 | 10438.267
2033-06-02 | 20 | 10472.3827
2033-06-02 | 21 | 10387.8056
2033-06-02 | 22 | 10240.983
2033-06-02 | 23 | 10109.5731
2033-06-02 | 24 | 9797.2647
2033-06-03 | 1 | 9583.6853
2033-06-03 | 2 | 9404.6778
2033-06-03 | 3 | 9295.5418
2033-06-03 | 4 | 9235.5066
2033-06-03 | 5 | 9241.5724
2033-06-03 | 6 | 9335.1378
2033-06-03 | 7 | 9535.641
2033-06-03 | 8 | 9970.0208
2033-06-03 | 9 | 10251.7886
2033-06-03 | 10 | 10310.0224
2033-06-03 | 11 | 10270.2918
2033-06-03 | 12 | 10224.5445
2033-06-03 | 13 | 10164.7784
2033-06-03 | 14 | 10187.9566
2033-06-03 | 15 | 10199.455
2033-06-03 | 16 | 10216.6169
2033-06-03 | 17 | 10241.1712
2033-06-03 | 18 | 10309.7599
2033-06-03 | 19 | 10302.2952
2033-06-03 | 20 | 10336.0948
2033-06-03 | 21 | 10412.7203
2033-06-03 | 22 | 10304.3566
2033-06-03 | 23 | 10197.2057
2033-06-03 | 24 | 9852.8783
2033-06-04 | 1 | 9535.5885
2033-06-04 | 2 | 9338.3243
2033-06-04 | 3 | 9202.6081
2033-06-04 | 4 | 9142.5163
2033-06-04 | 5 | 9120.4178
2033-06-04 | 6 | 9142.4549
2033-06-04 | 7 | 9177.9961
2033-06-04 | 8 | 9402.6258
2033-06-04 | 9 | 9650.8219
2033-06-04 | 10 | 9921.0861
2033-06-04 | 11 | 10056.1273
2033-06-04 | 12 | 10106.6618
2033-06-04 | 13 | 10124.1808
2033-06-04 | 14 | 10281.5438
2033-06-04 | 15 | 10096.1491
2033-06-04 | 16 | 10211.6958
2033-06-04 | 17 | 10217.7986
2033-06-04 | 18 | 10009.3785
2033-06-04 | 19 | 10029.2745
2033-06-04 | 20 | 10132.4683
2033-06-04 | 21 | 10129.601
2033-06-04 | 22 | 10046.2524
2033-06-04 | 23 | 10029.9589
2033-06-04 | 24 | 9759.2033
2033-06-05 | 1 | 9522.8746
2033-06-05 | 2 | 9359.0657
2033-06-05 | 3 | 9254.5324
2033-06-05 | 4 | 9195.0241
2033-06-05 | 5 | 9157.8299
2033-06-05 | 6 | 9154.4379
2033-06-05 | 7 | 9166.9205
2033-06-05 | 8 | 9298.0006
2033-06-05 | 9 | 9493.129
2033-06-05 | 10 | 9676.1388
2033-06-05 | 11 | 9735.4937
2033-06-05 | 12 | 9880.2745
2033-06-05 | 13 | 9730.6433
2033-06-05 | 14 | 9761.9888
2033-06-05 | 15 | 9753.4738
2033-06-05 | 16 | 9751.9483
2033-06-05 | 17 | 9866.131
2033-06-05 | 18 | 10032.1748
2033-06-05 | 19 | 10094.453
2033-06-05 | 20 | 10186.8929
2033-06-05 | 21 | 10226.1273
2033-06-05 | 22 | 10113.9356
2033-06-05 | 23 | 10103.7987
2033-06-05 | 24 | 9764.5294
2033-06-06 | 1 | 9491.7748
2033-06-06 | 2 | 9428.0881
2033-06-06 | 3 | 9290.959
2033-06-06 | 4 | 9241.3042
2033-06-06 | 5 | 9250.2059
2033-06-06 | 6 | 9393.5634
2033-06-06 | 7 | 9629.7069
2033-06-06 | 8 | 10058.3915
2033-06-06 | 9 | 10339.0567
2033-06-06 | 10 | 10398.9964
2033-06-06 | 11 | 10348.221
2033-06-06 | 12 | 10296.2258
2033-06-06 | 13 | 10226.3964
2033-06-06 | 14 | 10182.7779
2033-06-06 | 15 | 10171.7146
2033-06-06 | 16 | 10158.897
2033-06-06 | 17 | 10279.3543
2033-06-06 | 18 | 10345.7909
2033-06-06 | 19 | 10277.2918
2033-06-06 | 20 | 10349.0061
2033-06-06 | 21 | 10365.7117
2033-06-06 | 22 | 10238.6019
2033-06-06 | 23 | 10135.1456
2033-06-06 | 24 | 9800.697
2033-06-07 | 1 | 9522.8629
2033-06-07 | 2 | 9324.4567
2033-06-07 | 3 | 9221.6023
2033-06-07 | 4 | 9185.8042
2033-06-07 | 5 | 9184.313
2033-06-07 | 6 | 9283.6107
2033-06-07 | 7 | 9515.8799
2033-06-07 | 8 | 9966.7644
2033-06-07 | 9 | 10244.5132
2033-06-07 | 10 | 10370.3902
2033-06-07 | 11 | 10282.1129
2033-06-07 | 12 | 10333.8103
2033-06-07 | 13 | 10469.6537
2033-06-07 | 14 | 10400.4072
2033-06-07 | 15 | 10393.3872
2033-06-07 | 16 | 10399.6829
2033-06-07 | 17 | 10418.204
2033-06-07 | 18 | 10507.4376
2033-06-07 | 19 | 10367.7838
2033-06-07 | 20 | 10297.84
2033-06-07 | 21 | 10281.1314
2033-06-07 | 22 | 10196.1155
2033-06-07 | 23 | 10104.6724
2033-06-07 | 24 | 9756.006
2033-06-08 | 1 | 9510.2573
2033-06-08 | 2 | 9317.0334
2033-06-08 | 3 | 9195.5476
2033-06-08 | 4 | 9168.0671
2033-06-08 | 5 | 9164.5722
2033-06-08 | 6 | 9263.0534
2033-06-08 | 7 | 9494.9409
2033-06-08 | 8 | 9929.3703
2033-06-08 | 9 | 10232.4703
2033-06-08 | 10 | 10401.1352
2033-06-08 | 11 | 10415.7332
2033-06-08 | 12 | 10450.4481
2033-06-08 | 13 | 10347.1476
2033-06-08 | 14 | 10408.1533
2033-06-08 | 15 | 10454.0043
2033-06-08 | 16 | 10615.0198
2033-06-08 | 17 | 10639.7773
2033-06-08 | 18 | 10610.0242
2033-06-08 | 19 | 10515.3471
2033-06-08 | 20 | 10491.1952
2033-06-08 | 21 | 10435.3344
2033-06-08 | 22 | 10258.4716
2033-06-08 | 23 | 10136.622
2033-06-08 | 24 | 9811.6505
2033-06-09 | 1 | 9543.306
2033-06-09 | 2 | 9393.1634
2033-06-09 | 3 | 9281.1906
2033-06-09 | 4 | 9222.5712
2033-06-09 | 5 | 9222.5628
2033-06-09 | 6 | 9364.0753
2033-06-09 | 7 | 9532.855
2033-06-09 | 8 | 9982.0359
2033-06-09 | 9 | 10255.3128
2033-06-09 | 10 | 10383.3515
2033-06-09 | 11 | 10494.1624
2033-06-09 | 12 | 10570.7348
2033-06-09 | 13 | 10537.3535
2033-06-09 | 14 | 10522.1296
2033-06-09 | 15 | 10507.1737
2033-06-09 | 16 | 10536.9703
2033-06-09 | 17 | 10427.4124
2033-06-09 | 18 | 10550.3464
2033-06-09 | 19 | 10443.5022
2033-06-09 | 20 | 10352.6245
2033-06-09 | 21 | 10234.4532
2033-06-09 | 22 | 10134.8274
2033-06-09 | 23 | 10082.1696
2033-06-09 | 24 | 9789.6204
2033-06-10 | 1 | 9527.8543
2033-06-10 | 2 | 9345.9143
2033-06-10 | 3 | 9235.4259
2033-06-10 | 4 | 9233.7708
2033-06-10 | 5 | 9275.8416
2033-06-10 | 6 | 9333.9458
2033-06-10 | 7 | 9499.5457
2033-06-10 | 8 | 9976.6626
2033-06-10 | 9 | 10269.445
2033-06-10 | 10 | 10341.4554
2033-06-10 | 11 | 10271.3764
2033-06-10 | 12 | 10180.4226
2033-06-10 | 13 | 10058.6717
2033-06-10 | 14 | 9996.5202
2033-06-10 | 15 | 10407.2289
2033-06-10 | 16 | 10136.292
2033-06-10 | 17 | 10076.3525
2033-06-10 | 18 | 10100.9422
2033-06-10 | 19 | 10154.3572
2033-06-10 | 20 | 10217.4392
2033-06-10 | 21 | 10199.9531
2033-06-10 | 22 | 10146.91
2033-06-10 | 23 | 10095.9637
2033-06-10 | 24 | 9850.6187
2033-06-11 | 1 | 9596.6821
2033-06-11 | 2 | 9409.4981
2033-06-11 | 3 | 9266.6285
2033-06-11 | 4 | 9216.5243
2033-06-11 | 5 | 9185.6666
2033-06-11 | 6 | 9141.0227
2033-06-11 | 7 | 9180.9083
2033-06-11 | 8 | 9343.3302
2033-06-11 | 9 | 9573.4765
2033-06-11 | 10 | 9745.1859
2033-06-11 | 11 | 9738.2546
2033-06-11 | 12 | 9746.436
2033-06-11 | 13 | 9733.0752
2033-06-11 | 14 | 9731.4141
2033-06-11 | 15 | 9742.2588
2033-06-11 | 16 | 9849.209
2033-06-11 | 17 | 10041.0583
2033-06-11 | 18 | 10169.3013
2033-06-11 | 19 | 10062.451
2033-06-11 | 20 | 10131.754
2033-06-11 | 21 | 10154.0181
2033-06-11 | 22 | 10040.1908
2033-06-11 | 23 | 10008.5321
2033-06-11 | 24 | 9778.4603
2033-06-12 | 1 | 9541.9395
2033-06-12 | 2 | 9352.3153
2033-06-12 | 3 | 9218.2931
2033-06-12 | 4 | 9133.6189
2033-06-12 | 5 | 9163.7041
2033-06-12 | 6 | 9184.0862
2033-06-12 | 7 | 9187.5028
2033-06-12 | 8 | 9303.167
2033-06-12 | 9 | 9506.5425
2033-06-12 | 10 | 9676.7944
2033-06-12 | 11 | 9716.7016
2033-06-12 | 12 | 9740.4566
2033-06-12 | 13 | 9942.8414
2033-06-12 | 14 | 10015.443
2033-06-12 | 15 | 9860.6889
2033-06-12 | 16 | 9974.9116
2033-06-12 | 17 | 9849.147
2033-06-12 | 18 | 9995.3624
2033-06-12 | 19 | 9970.8392
2033-06-12 | 20 | 10024.321
2033-06-12 | 21 | 10050.5991
2033-06-12 | 22 | 9983.8592
2033-06-12 | 23 | 9932.4551
2033-06-12 | 24 | 9654.739
2033-06-13 | 1 | 9411.0597
2033-06-13 | 2 | 9310.7937
2033-06-13 | 3 | 9223.2741
2033-06-13 | 4 | 9186.8886
2033-06-13 | 5 | 9189.8608
2033-06-13 | 6 | 9296.6119
2033-06-13 | 7 | 9514.8315
2033-06-13 | 8 | 9961.5956
2033-06-13 | 9 | 10246.6849
2033-06-13 | 10 | 10353.1052
2033-06-13 | 11 | 10290.6795
2033-06-13 | 12 | 10184.5744
2033-06-13 | 13 | 10195.8038
2033-06-13 | 14 | 10084.1578
2033-06-13 | 15 | 10079.1913
2033-06-13 | 16 | 10086.2818
2033-06-13 | 17 | 10148.7622
2033-06-13 | 18 | 10238.1734
2033-06-13 | 19 | 10224.5528
2033-06-13 | 20 | 10283.9365
2033-06-13 | 21 | 10335.0241
2033-06-13 | 22 | 10209.5408
2033-06-13 | 23 | 10086.7828
2033-06-13 | 24 | 9805.2935
2033-06-14 | 1 | 9465.6551
2033-06-14 | 2 | 9323.6813
2033-06-14 | 3 | 9223.5468
2033-06-14 | 4 | 9174.9291
2033-06-14 | 5 | 9184.3753
2033-06-14 | 6 | 9232.9201
2033-06-14 | 7 | 9458.0129
2033-06-14 | 8 | 9926.2541
2033-06-14 | 9 | 10239.6015
2033-06-14 | 10 | 10348.9483
2033-06-14 | 11 | 10310.9547
2033-06-14 | 12 | 10254.1044
2033-06-14 | 13 | 10205.8759
2033-06-14 | 14 | 10185.8953
2033-06-14 | 15 | 10164.1868
2033-06-14 | 16 | 10168.7743
2033-06-14 | 17 | 10252.0774
2033-06-14 | 18 | 10350.9516
2033-06-14 | 19 | 10297.8858
2033-06-14 | 20 | 10391.9359
2033-06-14 | 21 | 10397.7373
2033-06-14 | 22 | 10228.1489
2033-06-14 | 23 | 10126.085
2033-06-14 | 24 | 9797.2848
2033-06-15 | 1 | 9518.6472
2033-06-15 | 2 | 9328.9057
2033-06-15 | 3 | 9233.0741
2033-06-15 | 4 | 9182.3062
2033-06-15 | 5 | 9185.1748
2033-06-15 | 6 | 9302.3386
2033-06-15 | 7 | 9563.7165
2033-06-15 | 8 | 10007.8775
2033-06-15 | 9 | 10313.475
2033-06-15 | 10 | 10383.1697
2033-06-15 | 11 | 10318.5013
2033-06-15 | 12 | 10226.882
2033-06-15 | 13 | 10239.5464
2033-06-15 | 14 | 10236.3076
2033-06-15 | 15 | 10174.4154
2033-06-15 | 16 | 10171.5148
2033-06-15 | 17 | 10229.4257
2033-06-15 | 18 | 10308.1372
2033-06-15 | 19 | 10273.7888
2033-06-15 | 20 | 10307.235
2033-06-15 | 21 | 10341.9045
2033-06-15 | 22 | 10209.429
2033-06-15 | 23 | 10090.4237
2033-06-15 | 24 | 9761.0854
2033-06-16 | 1 | 9488.89
2033-06-16 | 2 | 9360.5308
2033-06-16 | 3 | 9260.604
2033-06-16 | 4 | 9311.896
2033-06-16 | 5 | 9311.3179
2033-06-16 | 6 | 9371.6812
2033-06-16 | 7 | 9566.2185
2033-06-16 | 8 | 9992.6832
2033-06-16 | 9 | 10288.4197
2033-06-16 | 10 | 10407.1919
2033-06-16 | 11 | 10387.6748
2033-06-16 | 12 | 10315.2148
2033-06-16 | 13 | 10249.7939
2033-06-16 | 14 | 10213.0268
2033-06-16 | 15 | 10224.7338
2033-06-16 | 16 | 10247.0443
2033-06-16 | 17 | 10275.1668
2033-06-16 | 18 | 10323.8168
2033-06-16 | 19 | 10315.6407
2033-06-16 | 20 | 10359.4558
2033-06-16 | 21 | 10407.5021
2033-06-16 | 22 | 10226.7509
2033-06-16 | 23 | 10184.6606
2033-06-16 | 24 | 9890.7779
2033-06-17 | 1 | 9608.4557
2033-06-17 | 2 | 9413.4347
2033-06-17 | 3 | 9320.6933
2033-06-17 | 4 | 9328.3872
2033-06-17 | 5 | 9281.7632
2033-06-17 | 6 | 9385.273
2033-06-17 | 7 | 9601.5754
2033-06-17 | 8 | 9994.5939
2033-06-17 | 9 | 10310.3315
2033-06-17 | 10 | 10436.9101
2033-06-17 | 11 | 10445.7942
2033-06-17 | 12 | 10436.3231
2033-06-17 | 13 | 10422.5894
2033-06-17 | 14 | 10386.1823
2033-06-17 | 15 | 10362.8806
2033-06-17 | 16 | 10363.3719
2033-06-17 | 17 | 10471.2626
2033-06-17 | 18 | 10824.5689
2033-06-17 | 19 | 10677.2735
2033-06-17 | 20 | 10579.5141
2033-06-17 | 21 | 10449.122
2033-06-17 | 22 | 10333.3354
2033-06-17 | 23 | 10270.1901
2033-06-17 | 24 | 9986.5076
2033-06-18 | 1 | 9682.6488
2033-06-18 | 2 | 9471.1156
2033-06-18 | 3 | 9344.2158
2033-06-18 | 4 | 9275.9829
2033-06-18 | 5 | 9251.9492
2033-06-18 | 6 | 9251.9121
2033-06-18 | 7 | 9265.1094
2033-06-18 | 8 | 9470.4474
2033-06-18 | 9 | 9655.3345
2033-06-18 | 10 | 9856.2893
2033-06-18 | 11 | 10053.1654
2033-06-18 | 12 | 10167.717
2033-06-18 | 13 | 10260.2104
2033-06-18 | 14 | 10327.9941
2033-06-18 | 15 | 10294.8533
2033-06-18 | 16 | 10159.0637
2033-06-18 | 17 | 10134.934
2033-06-18 | 18 | 10137.3843
2033-06-18 | 19 | 10082.5474
2033-06-18 | 20 | 10088.9661
2033-06-18 | 21 | 10089.0064
2033-06-18 | 22 | 9997.6066
2033-06-18 | 23 | 9973.6449
2033-06-18 | 24 | 9727.6596
2033-06-19 | 1 | 9514.3533
2033-06-19 | 2 | 9360.77
2033-06-19 | 3 | 9256.1152
2033-06-19 | 4 | 9204.9223
2033-06-19 | 5 | 9132.5862
2033-06-19 | 6 | 9134.0134
2033-06-19 | 7 | 9120.1021
2033-06-19 | 8 | 9269.9405
2033-06-19 | 9 | 9471.4457
2033-06-19 | 10 | 9781.661
2033-06-19 | 11 | 10003.65
2033-06-19 | 12 | 10033.4731
2033-06-19 | 13 | 9922.0258
2033-06-19 | 14 | 9947.5932
2033-06-19 | 15 | 9852.1987
2033-06-19 | 16 | 10071.7022
2033-06-19 | 17 | 10113.4112
2033-06-19 | 18 | 10360.2014
2033-06-19 | 19 | 10175.5958
2033-06-19 | 20 | 10201.1109
2033-06-19 | 21 | 10197.1447
2033-06-19 | 22 | 10101.8604
2033-06-19 | 23 | 9986.6804
2033-06-19 | 24 | 9683.2094
2033-06-20 | 1 | 9443.5853
2033-06-20 | 2 | 9328.5693
2033-06-20 | 3 | 9320.6986
2033-06-20 | 4 | 9282.7232
2033-06-20 | 5 | 9244.9966
2033-06-20 | 6 | 9359.8563
2033-06-20 | 7 | 9644.0001
2033-06-20 | 8 | 10022.2164
2033-06-20 | 9 | 10318.1095
2033-06-20 | 10 | 10473.1276
2033-06-20 | 11 | 10515.9293
2033-06-20 | 12 | 10551.2668
2033-06-20 | 13 | 10674.6212
2033-06-20 | 14 | 10695.4404
2033-06-20 | 15 | 10921.0327
2033-06-20 | 16 | 10940.1653
2033-06-20 | 17 | 11000.2852
2033-06-20 | 18 | 10945.3099
2033-06-20 | 19 | 10711.0278
2033-06-20 | 20 | 10731.0713
2033-06-20 | 21 | 10645.3909
2033-06-20 | 22 | 10402.0877
2033-06-20 | 23 | 10237.6538
2033-06-20 | 24 | 9952.6428
2033-06-21 | 1 | 9579.0446
2033-06-21 | 2 | 9455.256
2033-06-21 | 3 | 9369.6826
2033-06-21 | 4 | 9333.0136
2033-06-21 | 5 | 9342.4081
2033-06-21 | 6 | 9458.3325
2033-06-21 | 7 | 9678.7912
2033-06-21 | 8 | 10092.393
2033-06-21 | 9 | 10346.526
2033-06-21 | 10 | 10535.0722
2033-06-21 | 11 | 10690.3225
2033-06-21 | 12 | 10799.295
2033-06-21 | 13 | 10720.886
2033-06-21 | 14 | 10782.4724
2033-06-21 | 15 | 10981.4351
2033-06-21 | 16 | 10752.0332
2033-06-21 | 17 | 10831.6292
2033-06-21 | 18 | 10911.0309
2033-06-21 | 19 | 10852.6719
2033-06-21 | 20 | 10731.9737
2033-06-21 | 21 | 10748.3965
2033-06-21 | 22 | 10620.3703
2033-06-21 | 23 | 10483.6375
2033-06-21 | 24 | 10139.1235
2033-06-22 | 1 | 9822.266
2033-06-22 | 2 | 9541.697
2033-06-22 | 3 | 9409.5364
2033-06-22 | 4 | 9373.8633
2033-06-22 | 5 | 9357.3972
2033-06-22 | 6 | 9466.1231
2033-06-22 | 7 | 9723.6893
2033-06-22 | 8 | 10201.4129
2033-06-22 | 9 | 10516.4262
2033-06-22 | 10 | 10709.7057
2033-06-22 | 11 | 10892.2237
2033-06-22 | 12 | 10961.9514
2033-06-22 | 13 | 10998.0542
2033-06-22 | 14 | 11086.1446
2033-06-22 | 15 | 11135.3779
2033-06-22 | 16 | 11247.1904
2033-06-22 | 17 | 11210.4615
2033-06-22 | 18 | 11300.3746
2033-06-22 | 19 | 11047.9086
2033-06-22 | 20 | 11035.184
2033-06-22 | 21 | 11012.2862
2033-06-22 | 22 | 10831.4907
2033-06-22 | 23 | 10720.5944
2033-06-22 | 24 | 10284.4591
2033-06-23 | 1 | 10009.5194
2033-06-23 | 2 | 9764.8615
2033-06-23 | 3 | 9633.8656
2033-06-23 | 4 | 9572.0338
2033-06-23 | 5 | 9562.631
2033-06-23 | 6 | 9665.4601
2033-06-23 | 7 | 9857.851
2033-06-23 | 8 | 10326.525
2033-06-23 | 9 | 10609.3387
2033-06-23 | 10 | 10686.2991
2033-06-23 | 11 | 10649.7721
2033-06-23 | 12 | 10551.6462
2033-06-23 | 13 | 10561.9733
2033-06-23 | 14 | 10515.2053
2033-06-23 | 15 | 10493.1394
2033-06-23 | 16 | 10609.2645
2033-06-23 | 17 | 10587.143
2033-06-23 | 18 | 10554.6533
2033-06-23 | 19 | 10668.5987
2033-06-23 | 20 | 10440.6021
2033-06-23 | 21 | 10414.0803
2033-06-23 | 22 | 10289.2125
2033-06-23 | 23 | 10168.6232
2033-06-23 | 24 | 9866.9536
2033-06-24 | 1 | 9690.2078
2033-06-24 | 2 | 9508.9146
2033-06-24 | 3 | 9405.9077
2033-06-24 | 4 | 9355.0725
2033-06-24 | 5 | 9353.2238
2033-06-24 | 6 | 9408.0662
2033-06-24 | 7 | 9568.0951
2033-06-24 | 8 | 9998.4527
2033-06-24 | 9 | 10304.1647
2033-06-24 | 10 | 10399.6473
2033-06-24 | 11 | 10380.2928
2033-06-24 | 12 | 10326.6391
2033-06-24 | 13 | 10244.0261
2033-06-24 | 14 | 10220.1736
2033-06-24 | 15 | 10437.8109
2033-06-24 | 16 | 10303.4743
2033-06-24 | 17 | 10672.2333
2033-06-24 | 18 | 10452.9412
2033-06-24 | 19 | 10308.3427
2033-06-24 | 20 | 10276.3073
2033-06-24 | 21 | 10282.8115
2033-06-24 | 22 | 10169.7201
2033-06-24 | 23 | 10151.8162
2033-06-24 | 24 | 9871.6694
2033-06-25 | 1 | 9609.2976
2033-06-25 | 2 | 9401.6233
2033-06-25 | 3 | 9279.2753
2033-06-25 | 4 | 9170.8931
2033-06-25 | 5 | 9142.7647
2033-06-25 | 6 | 9188.4854
2033-06-25 | 7 | 9202.8866
2033-06-25 | 8 | 9404.3165
2033-06-25 | 9 | 9595.7716
2033-06-25 | 10 | 9785.5328
2033-06-25 | 11 | 9828.5313
2033-06-25 | 12 | 9815.253
2033-06-25 | 13 | 9761.5422
2033-06-25 | 14 | 9963.2741
2033-06-25 | 15 | 9814.6987
2033-06-25 | 16 | 9748.3495
2033-06-25 | 17 | 9989.9577
2033-06-25 | 18 | 9932.6264
2033-06-25 | 19 | 9956.101
2033-06-25 | 20 | 9972.5393
2033-06-25 | 21 | 9968.8256
2033-06-25 | 22 | 9886.8153
2033-06-25 | 23 | 9890.2676
2033-06-25 | 24 | 9709.3957
2033-06-26 | 1 | 9498.3773
2033-06-26 | 2 | 9328.7334
2033-06-26 | 3 | 9204.6324
2033-06-26 | 4 | 9142.7437
2033-06-26 | 5 | 9107.4744
2033-06-26 | 6 | 9090.3137
2033-06-26 | 7 | 9080.5602
2033-06-26 | 8 | 9233.5673
2033-06-26 | 9 | 9433.3332
2033-06-26 | 10 | 9580.3078
2033-06-26 | 11 | 9589.6244
2033-06-26 | 12 | 9631.934
2033-06-26 | 13 | 9516.3461
2033-06-26 | 14 | 9469.1162
2033-06-26 | 15 | 9479.8114
2033-06-26 | 16 | 9503.3792
2033-06-26 | 17 | 9758.251
2033-06-26 | 18 | 9790.1526
2033-06-26 | 19 | 9890.059
2033-06-26 | 20 | 9945.4039
2033-06-26 | 21 | 10086.9992
2033-06-26 | 22 | 9947.886
2033-06-26 | 23 | 9921.8836
2033-06-26 | 24 | 9657.0039
2033-06-27 | 1 | 9456.6936
2033-06-27 | 2 | 9364.42
2033-06-27 | 3 | 9288.1008
2033-06-27 | 4 | 9256.8261
2033-06-27 | 5 | 9210.3153
2033-06-27 | 6 | 9299.2637
2033-06-27 | 7 | 9519.9497
2033-06-27 | 8 | 9903.0375
2033-06-27 | 9 | 10257.0254
2033-06-27 | 10 | 10337.6359
2033-06-27 | 11 | 10269.6588
2033-06-27 | 12 | 10137.8031
2033-06-27 | 13 | 10036.1464
2033-06-27 | 14 | 10042.1319
2033-06-27 | 15 | 10046.9772
2033-06-27 | 16 | 10059.9174
2033-06-27 | 17 | 10141.0916
2033-06-27 | 18 | 10185.7171
2033-06-27 | 19 | 10174.5123
2033-06-27 | 20 | 10233.4033
2033-06-27 | 21 | 10271.4205
2033-06-27 | 22 | 10162.6657
2033-06-27 | 23 | 10083.8131
2033-06-27 | 24 | 9773.6438
2033-06-28 | 1 | 9509.2422
2033-06-28 | 2 | 9372.5027
2033-06-28 | 3 | 9279.3225
2033-06-28 | 4 | 9207.0264
2033-06-28 | 5 | 9210.7814
2033-06-28 | 6 | 9305.0354
2033-06-28 | 7 | 9508.4432
2033-06-28 | 8 | 9921.3822
2033-06-28 | 9 | 10221.3627
2033-06-28 | 10 | 10310.0672
2033-06-28 | 11 | 10282.8516
2033-06-28 | 12 | 10234.2612
2033-06-28 | 13 | 10161.7418
2033-06-28 | 14 | 10123.049
2033-06-28 | 15 | 10119.5282
2033-06-28 | 16 | 10136.1654
2033-06-28 | 17 | 10218.7087
2033-06-28 | 18 | 10321.0399
2033-06-28 | 19 | 10319.8723
2033-06-28 | 20 | 10334.2969
2033-06-28 | 21 | 10379.3217
2033-06-28 | 22 | 10253.1175
2033-06-28 | 23 | 10128.1156
2033-06-28 | 24 | 9808.8697
2033-06-29 | 1 | 9534.848
2033-06-29 | 2 | 9343.9003
2033-06-29 | 3 | 9308.1681
2033-06-29 | 4 | 9238.7291
2033-06-29 | 5 | 9298.4388
2033-06-29 | 6 | 9442.7684
2033-06-29 | 7 | 9651.285
2033-06-29 | 8 | 10083.6365
2033-06-29 | 9 | 10356.4577
2033-06-29 | 10 | 10493.5603
2033-06-29 | 11 | 10436.9267
2033-06-29 | 12 | 10407.4162
2033-06-29 | 13 | 10331.7816
2033-06-29 | 14 | 10394.8456
2033-06-29 | 15 | 10396.6205
2033-06-29 | 16 | 10379.9546
2033-06-29 | 17 | 10417.0974
2033-06-29 | 18 | 10528.3062
2033-06-29 | 19 | 10524.2069
2033-06-29 | 20 | 10544.3262
2033-06-29 | 21 | 10600.2311
2033-06-29 | 22 | 10438.5375
2033-06-29 | 23 | 10260.727
2033-06-29 | 24 | 9916.0746
2033-06-30 | 1 | 9643.6023
2033-06-30 | 2 | 9490.0748
2033-06-30 | 3 | 9377.4179
2033-06-30 | 4 | 9335.6223
2033-06-30 | 5 | 9356.5163
2033-06-30 | 6 | 9449.8154
2033-06-30 | 7 | 9683.8081
2033-06-30 | 8 | 10140.7974
2033-06-30 | 9 | 10495.8971
2033-06-30 | 10 | 10658.075
2033-06-30 | 11 | 10673.4754
2033-06-30 | 12 | 10646.435
2033-06-30 | 13 | 10578.5212
2033-06-30 | 14 | 10545.3711
2033-06-30 | 15 | 10597.7983
2033-06-30 | 16 | 10506.6122
2033-06-30 | 17 | 10517.4138
2033-06-30 | 18 | 10610.5065
2033-06-30 | 19 | 10624.1533
2033-06-30 | 20 | 10599.6774
2033-06-30 | 21 | 10620.2126
2033-06-30 | 22 | 10529.9661
2033-06-30 | 23 | 10392.159
2033-06-30 | 24 | 10080.5397
2033-07-01 | 1 | 9806.0041
2033-07-01 | 2 | 9632.3303
2033-07-01 | 3 | 9511.1986
2033-07-01 | 4 | 9441.45
2033-07-01 | 5 | 9392.7758
2033-07-01 | 6 | 9412.0455
2033-07-01 | 7 | 9403.8026
2033-07-01 | 8 | 9616.759
2033-07-01 | 9 | 9848.2705
2033-07-01 | 10 | 10069.7028
2033-07-01 | 11 | 10123.7854
2033-07-01 | 12 | 10147.2272
2033-07-01 | 13 | 10427.138
2033-07-01 | 14 | 10299.799
2033-07-01 | 15 | 10062.1024
2033-07-01 | 16 | 10051.5799
2033-07-01 | 17 | 10061.928
2033-07-01 | 18 | 10173.829
2033-07-01 | 19 | 10240.8874
2033-07-01 | 20 | 10292.3438
2033-07-01 | 21 | 10302.9305
2033-07-01 | 22 | 10207.3252
2033-07-01 | 23 | 10148.7584
2033-07-01 | 24 | 9899.29
2033-07-02 | 1 | 9694.0201
2033-07-02 | 2 | 9569.1772
2033-07-02 | 3 | 9489.8689
2033-07-02 | 4 | 9425.9676
2033-07-02 | 5 | 9400.2239
2033-07-02 | 6 | 9401.114
2033-07-02 | 7 | 9387.4608
2033-07-02 | 8 | 9588.9873
2033-07-02 | 9 | 9813.9091
2033-07-02 | 10 | 10051.7465
2033-07-02 | 11 | 10136.9655
2033-07-02 | 12 | 10353.3529
2033-07-02 | 13 | 10065.8018
2033-07-02 | 14 | 10086.1784
2033-07-02 | 15 | 10066.5984
2033-07-02 | 16 | 10124.079
2033-07-02 | 17 | 10159.4217
2033-07-02 | 18 | 10291.2729
2033-07-02 | 19 | 10329.8526
2033-07-02 | 20 | 10403.5524
2033-07-02 | 21 | 10374.5181
2033-07-02 | 22 | 10264.1118
2033-07-02 | 23 | 10193.6033
2033-07-02 | 24 | 9955.2442
2033-07-03 | 1 | 9700.0987
2033-07-03 | 2 | 9539.781
2033-07-03 | 3 | 9422.2529
2033-07-03 | 4 | 9358.9509
2033-07-03 | 5 | 9334.6042
2033-07-03 | 6 | 9325.8679
2033-07-03 | 7 | 9341.7173
2033-07-03 | 8 | 9507.9609
2033-07-03 | 9 | 9723.5592
2033-07-03 | 10 | 9979.8727
2033-07-03 | 11 | 10150.8539
2033-07-03 | 12 | 10260.3596
2033-07-03 | 13 | 10239.8148
2033-07-03 | 14 | 10289.4469
2033-07-03 | 15 | 10488.8297
2033-07-03 | 16 | 10511.1614
2033-07-03 | 17 | 10565.9369
2033-07-03 | 18 | 10697.0904
2033-07-03 | 19 | 10723.3815
2033-07-03 | 20 | 10772.8365
2033-07-03 | 21 | 10768.9161
2033-07-03 | 22 | 10546.2724
2033-07-03 | 23 | 10440.1276
2033-07-03 | 24 | 10196.5507
2033-07-04 | 1 | 9925.4927
2033-07-04 | 2 | 9781.3022
2033-07-04 | 3 | 9679.3388
2033-07-04 | 4 | 9633.5384
2033-07-04 | 5 | 9646.753
2033-07-04 | 6 | 9702.7019
2033-07-04 | 7 | 9920.101
2033-07-04 | 8 | 10374.668
2033-07-04 | 9 | 10710.8438
2033-07-04 | 10 | 10928.8989
2033-07-04 | 11 | 11153.4465
2033-07-04 | 12 | 11317.5005
2033-07-04 | 13 | 11298.7024
2033-07-04 | 14 | 11255.4136
2033-07-04 | 15 | 11441.9233
2033-07-04 | 16 | 11321.818
2033-07-04 | 17 | 11543.8507
2033-07-04 | 18 | 11422.9515
2033-07-04 | 19 | 11153.5712
2033-07-04 | 20 | 10979.035
2033-07-04 | 21 | 10905.6951
2033-07-04 | 22 | 10720.0339
2033-07-04 | 23 | 10565.9866
2033-07-04 | 24 | 10201.4161
2033-07-05 | 1 | 9923.3728
2033-07-05 | 2 | 9714.8959
2033-07-05 | 3 | 9609.9419
2033-07-05 | 4 | 9521.6399
2033-07-05 | 5 | 9514.683
2033-07-05 | 6 | 9598.3589
2033-07-05 | 7 | 9844.2134
2033-07-05 | 8 | 10300.2872
2033-07-05 | 9 | 10581.1827
2033-07-05 | 10 | 10778.2777
2033-07-05 | 11 | 10804.23
2033-07-05 | 12 | 10982.4197
2033-07-05 | 13 | 10791.9968
2033-07-05 | 14 | 10789.2997
2033-07-05 | 15 | 11001.763
2033-07-05 | 16 | 11081.699
2033-07-05 | 17 | 10862.0873
2033-07-05 | 18 | 10954.3897
2033-07-05 | 19 | 10856.9781
2033-07-05 | 20 | 10839.6359
2033-07-05 | 21 | 10791.3927
2033-07-05 | 22 | 10632.5232
2033-07-05 | 23 | 10513.482
2033-07-05 | 24 | 10182.2569
2033-07-06 | 1 | 9864.0007
2033-07-06 | 2 | 9616.7636
2033-07-06 | 3 | 9526.7808
2033-07-06 | 4 | 9478.4083
2033-07-06 | 5 | 9468.4533
2033-07-06 | 6 | 9557.2697
2033-07-06 | 7 | 9813.1152
2033-07-06 | 8 | 10272.8043
2033-07-06 | 9 | 10571.184
2033-07-06 | 10 | 10673.4294
2033-07-06 | 11 | 10801.4106
2033-07-06 | 12 | 10669.5487
2033-07-06 | 13 | 10477.6892
2033-07-06 | 14 | 10483.2041
2033-07-06 | 15 | 10528.4781
2033-07-06 | 16 | 10540.6067
2033-07-06 | 17 | 10634.4372
2033-07-06 | 18 | 10680.133
2033-07-06 | 19 | 10676.2532
2033-07-06 | 20 | 10650.7877
2033-07-06 | 21 | 10623.8065
2033-07-06 | 22 | 10477.4683
2033-07-06 | 23 | 10390.6991
2033-07-06 | 24 | 10026.3794
2033-07-07 | 1 | 9739.0206
2033-07-07 | 2 | 9593.7158
2033-07-07 | 3 | 9496.768
2033-07-07 | 4 | 9462.0098
2033-07-07 | 5 | 9455.2733
2033-07-07 | 6 | 9534.0048
2033-07-07 | 7 | 9787.5543
2033-07-07 | 8 | 10231.3137
2033-07-07 | 9 | 10574.4725
2033-07-07 | 10 | 10706.7934
2033-07-07 | 11 | 10891.4206
2033-07-07 | 12 | 10743.129
2033-07-07 | 13 | 10695.0753
2033-07-07 | 14 | 10680.048
2033-07-07 | 15 | 10661.1749
2033-07-07 | 16 | 10605.2281
2033-07-07 | 17 | 10732.1582
2033-07-07 | 18 | 11037.2711
2033-07-07 | 19 | 10872.8856
2033-07-07 | 20 | 10772.7308
2033-07-07 | 21 | 10683.5923
2033-07-07 | 22 | 10512.6606
2033-07-07 | 23 | 10442.533
2033-07-07 | 24 | 10184.7976
2033-07-08 | 1 | 9890.6462
2033-07-08 | 2 | 9704.7926
2033-07-08 | 3 | 9605.4218
2033-07-08 | 4 | 9563.1001
2033-07-08 | 5 | 9555.2863
2033-07-08 | 6 | 9629.0471
2033-07-08 | 7 | 9876.7323
2033-07-08 | 8 | 10269.9451
2033-07-08 | 9 | 10616.8159
2033-07-08 | 10 | 10775.7369
2033-07-08 | 11 | 10786.5718
2033-07-08 | 12 | 10972.762
2033-07-08 | 13 | 10884.0718
2033-07-08 | 14 | 11096.8711
2033-07-08 | 15 | 11149.3185
2033-07-08 | 16 | 11109.5834
2033-07-08 | 17 | 11046.3762
2033-07-08 | 18 | 10973.4493
2033-07-08 | 19 | 10885.9523
2033-07-08 | 20 | 10800.4766
2033-07-08 | 21 | 10760.2595
2033-07-08 | 22 | 10609.8397
2033-07-08 | 23 | 10529.07
2033-07-08 | 24 | 10227.424
2033-07-09 | 1 | 9944.1878
2033-07-09 | 2 | 9727.0807
2033-07-09 | 3 | 9598.8888
2033-07-09 | 4 | 9505.2984
2033-07-09 | 5 | 9458.794
2033-07-09 | 6 | 9444.6329
2033-07-09 | 7 | 9507.7558
2033-07-09 | 8 | 9711.5413
2033-07-09 | 9 | 9951.6704
2033-07-09 | 10 | 10123.1965
2033-07-09 | 11 | 10169.8756
2033-07-09 | 12 | 10170.5751
2033-07-09 | 13 | 10124.072
2033-07-09 | 14 | 10063.371
2033-07-09 | 15 | 10017.9624
2033-07-09 | 16 | 10020.1254
2033-07-09 | 17 | 10079.1162
2033-07-09 | 18 | 10164.161
2033-07-09 | 19 | 10174.8394
2033-07-09 | 20 | 10203.448
2033-07-09 | 21 | 10215.712
2033-07-09 | 22 | 10132.0821
2033-07-09 | 23 | 10133.7695
2033-07-09 | 24 | 9942.2723
2033-07-10 | 1 | 9707.4081
2033-07-10 | 2 | 9516.4366
2033-07-10 | 3 | 9413.1064
2033-07-10 | 4 | 9369.488
2033-07-10 | 5 | 9323.2271
2033-07-10 | 6 | 9287.311
2033-07-10 | 7 | 9305.3382
2033-07-10 | 8 | 9486.5624
2033-07-10 | 9 | 9681.5627
2033-07-10 | 10 | 9842.4582
2033-07-10 | 11 | 9848.4264
2033-07-10 | 12 | 9834.0225
2033-07-10 | 13 | 9826.607
2033-07-10 | 14 | 9809.6755
2033-07-10 | 15 | 9810.2807
2033-07-10 | 16 | 9874.777
2033-07-10 | 17 | 10008.8226
2033-07-10 | 18 | 10138.8108
2033-07-10 | 19 | 10242.8139
2033-07-10 | 20 | 10284.9726
2033-07-10 | 21 | 10341.4834
2033-07-10 | 22 | 10240.2135
2033-07-10 | 23 | 10182.5649
2033-07-10 | 24 | 9875.7081
2033-07-11 | 1 | 9631.8086
2033-07-11 | 2 | 9537.4482
2033-07-11 | 3 | 9449.3063
2033-07-11 | 4 | 9415.9814
2033-07-11 | 5 | 9405.7299
2033-07-11 | 6 | 9488.9697
2033-07-11 | 7 | 9748.9463
2033-07-11 | 8 | 10172.0456
2033-07-11 | 9 | 10485.1836
2033-07-11 | 10 | 10596.0287
2033-07-11 | 11 | 10593.1919
2033-07-11 | 12 | 10836.8813
2033-07-11 | 13 | 10692.9438
2033-07-11 | 14 | 10468.4121
2033-07-11 | 15 | 10482.5758
2033-07-11 | 16 | 10516.474
2033-07-11 | 17 | 10622.7066
2033-07-11 | 18 | 10782.5263
2033-07-11 | 19 | 10823.9581
2033-07-11 | 20 | 10717.8642
2033-07-11 | 21 | 10748.0905
2033-07-11 | 22 | 10602.8073
2033-07-11 | 23 | 10449.9497
2033-07-11 | 24 | 10094.2551
2033-07-12 | 1 | 9794.8408
2033-07-12 | 2 | 9596.5794
2033-07-12 | 3 | 9507.691
2033-07-12 | 4 | 9463.8185
2033-07-12 | 5 | 9452.7176
2033-07-12 | 6 | 9534.2154
2033-07-12 | 7 | 9812.4223
2033-07-12 | 8 | 10261.9749
2033-07-12 | 9 | 10567.3673
2033-07-12 | 10 | 10677.0066
2033-07-12 | 11 | 10674.3844
2033-07-12 | 12 | 10644.7034
2033-07-12 | 13 | 10766.8995
2033-07-12 | 14 | 10632.5372
2033-07-12 | 15 | 10892.6638
2033-07-12 | 16 | 10918.5425
2033-07-12 | 17 | 11023.0007
2033-07-12 | 18 | 10869.2624
2033-07-12 | 19 | 10673.4875
2033-07-12 | 20 | 10710.002
2033-07-12 | 21 | 10734.8933
2033-07-12 | 22 | 10610.9847
2033-07-12 | 23 | 10484.9224
2033-07-12 | 24 | 10114.9605
2033-07-13 | 1 | 9784.9817
2033-07-13 | 2 | 9580.5789
2033-07-13 | 3 | 9490.8319
2033-07-13 | 4 | 9483.4559
2033-07-13 | 5 | 9470.5757
2033-07-13 | 6 | 9510.8905
2033-07-13 | 7 | 9799.4087
2033-07-13 | 8 | 10247.4402
2033-07-13 | 9 | 10581.4307
2033-07-13 | 10 | 10701.4365
2033-07-13 | 11 | 10721.9464
2033-07-13 | 12 | 10685.7685
2033-07-13 | 13 | 10572.4042
2033-07-13 | 14 | 10706.6188
2033-07-13 | 15 | 10651.4375
2033-07-13 | 16 | 10667.6267
2033-07-13 | 17 | 10693.9097
2033-07-13 | 18 | 10779.4287
2033-07-13 | 19 | 10683.3779
2033-07-13 | 20 | 10692.6317
2033-07-13 | 21 | 10680.3662
2033-07-13 | 22 | 10621.4089
2033-07-13 | 23 | 10496.1588
2033-07-13 | 24 | 10075.9888
2033-07-14 | 1 | 9804.9792
2033-07-14 | 2 | 9669.1111
2033-07-14 | 3 | 9574.1269
2033-07-14 | 4 | 9563.9407
2033-07-14 | 5 | 9505.616
2033-07-14 | 6 | 9615.1511
2033-07-14 | 7 | 9836.7806
2033-07-14 | 8 | 10290.8854
2033-07-14 | 9 | 10623.6299
2033-07-14 | 10 | 10849.4523
2033-07-14 | 11 | 11012.8984
2033-07-14 | 12 | 11080.083
2033-07-14 | 13 | 11105.0686
2033-07-14 | 14 | 11170.1853
2033-07-14 | 15 | 11079.845
2033-07-14 | 16 | 10914.0263
2033-07-14 | 17 | 10847.938
2033-07-14 | 18 | 10837.9502
2033-07-14 | 19 | 10822.9372
2033-07-14 | 20 | 10865.0911
2033-07-14 | 21 | 10913.8906
2033-07-14 | 22 | 10779.8075
2033-07-14 | 23 | 10584.9027
2033-07-14 | 24 | 10266.4035
2033-07-15 | 1 | 9949.4473
2033-07-15 | 2 | 9736.0474
2033-07-15 | 3 | 9566.0795
2033-07-15 | 4 | 9507.8317
2033-07-15 | 5 | 9501.9457
2033-07-15 | 6 | 9621.9158
2033-07-15 | 7 | 9893.2936
2033-07-15 | 8 | 10309.0159
2033-07-15 | 9 | 10648.1712
2033-07-15 | 10 | 10858.601
2033-07-15 | 11 | 10970.5084
2033-07-15 | 12 | 10936.9452
2033-07-15 | 13 | 10904.5088
2033-07-15 | 14 | 10973.6873
2033-07-15 | 15 | 11032.1143
2033-07-15 | 16 | 11069.2237
2033-07-15 | 17 | 11135.1215
2033-07-15 | 18 | 11175.5452
2033-07-15 | 19 | 11135.2693
2033-07-15 | 20 | 11153.0428
2033-07-15 | 21 | 11097.9901
2033-07-15 | 22 | 10917.8021
2033-07-15 | 23 | 10731.3787
2033-07-15 | 24 | 10370.531
2033-07-16 | 1 | 10068.6905
2033-07-16 | 2 | 10001.8456
2033-07-16 | 3 | 9817.0926
2033-07-16 | 4 | 9699.6758
2033-07-16 | 5 | 9699.1697
2033-07-16 | 6 | 9637.6732
2033-07-16 | 7 | 9716.3211
2033-07-16 | 8 | 9913.189
2033-07-16 | 9 | 10218.9131
2033-07-16 | 10 | 10566.325
2033-07-16 | 11 | 10820.5185
2033-07-16 | 12 | 10914.3103
2033-07-16 | 13 | 10913.0155
2033-07-16 | 14 | 10998.8407
2033-07-16 | 15 | 10928.749
2033-07-16 | 16 | 10867.451
2033-07-16 | 17 | 10936.5834
2033-07-16 | 18 | 10961.83
2033-07-16 | 19 | 10923.0439
2033-07-16 | 20 | 10920.8199
2033-07-16 | 21 | 10868.4281
2033-07-16 | 22 | 10774.6435
2033-07-16 | 23 | 10639.9278
2033-07-16 | 24 | 10427.0411
2033-07-17 | 1 | 10139.1959
2033-07-17 | 2 | 9882.6133
2033-07-17 | 3 | 9741.6538
2033-07-17 | 4 | 9597.6434
2033-07-17 | 5 | 9594.1184
2033-07-17 | 6 | 9581.4942
2033-07-17 | 7 | 9574.3664
2033-07-17 | 8 | 9751.729
2033-07-17 | 9 | 9949.6378
2033-07-17 | 10 | 10154.9947
2033-07-17 | 11 | 10259.9805
2033-07-17 | 12 | 10349.8893
2033-07-17 | 13 | 10404.7981
2033-07-17 | 14 | 10399.2469
2033-07-17 | 15 | 10269.5034
2033-07-17 | 16 | 10284.8654
2033-07-17 | 17 | 10440.5425
2033-07-17 | 18 | 10528.1086
2033-07-17 | 19 | 10487.4519
2033-07-17 | 20 | 10583.1006
2033-07-17 | 21 | 10573.2792
2033-07-17 | 22 | 10427.4966
2033-07-17 | 23 | 10324.1332
2033-07-17 | 24 | 10041.7429
2033-07-18 | 1 | 9784.1043
2033-07-18 | 2 | 9664.7382
2033-07-18 | 3 | 9583.9763
2033-07-18 | 4 | 9533.1087
2033-07-18 | 5 | 9556.6881
2033-07-18 | 6 | 9601.4937
2033-07-18 | 7 | 9853.8839
2033-07-18 | 8 | 10321.0965
2033-07-18 | 9 | 10654.816
2033-07-18 | 10 | 10805.933
2033-07-18 | 11 | 10849.8364
2033-07-18 | 12 | 10833.029
2033-07-18 | 13 | 10790.747
2033-07-18 | 14 | 10750.1928
2033-07-18 | 15 | 10817.3695
2033-07-18 | 16 | 10855.9476
2033-07-18 | 17 | 10935.7778
2033-07-18 | 18 | 11061.9658
2033-07-18 | 19 | 10953.8985
2033-07-18 | 20 | 10946.2842
2033-07-18 | 21 | 10960.3917
2033-07-18 | 22 | 10780.1021
2033-07-18 | 23 | 10591.7399
2033-07-18 | 24 | 10206.8437
2033-07-19 | 1 | 9879.2738
2033-07-19 | 2 | 9704.8036
2033-07-19 | 3 | 9554.1004
2033-07-19 | 4 | 9554.1443
2033-07-19 | 5 | 9610.0287
2033-07-19 | 6 | 9660.5812
2033-07-19 | 7 | 9873.2298
2033-07-19 | 8 | 10333.203
2033-07-19 | 9 | 10631.4866
2033-07-19 | 10 | 10778.1644
2033-07-19 | 11 | 10784.3327
2033-07-19 | 12 | 10763.8984
2033-07-19 | 13 | 10732.8096
2033-07-19 | 14 | 10817.258
2033-07-19 | 15 | 10821.3696
2033-07-19 | 16 | 10880.3059
2033-07-19 | 17 | 10958.3828
2033-07-19 | 18 | 11111.3524
2033-07-19 | 19 | 10916.8849
2033-07-19 | 20 | 10964.4074
2033-07-19 | 21 | 10901.0509
2033-07-19 | 22 | 10808.5122
2033-07-19 | 23 | 10607.3624
2033-07-19 | 24 | 10246.3877
2033-07-20 | 1 | 9912.5535
2033-07-20 | 2 | 9690.7558
2033-07-20 | 3 | 9537.1493
2033-07-20 | 4 | 9540.802
2033-07-20 | 5 | 9573.4962
2033-07-20 | 6 | 9656.6607
2033-07-20 | 7 | 9870.9504
2033-07-20 | 8 | 10380.5974
2033-07-20 | 9 | 10730.2561
2033-07-20 | 10 | 10881.8509
2033-07-20 | 11 | 10881.6386
2033-07-20 | 12 | 10979.1755
2033-07-20 | 13 | 11012.7929
2033-07-20 | 14 | 11101.4464
2033-07-20 | 15 | 11200.1272
2033-07-20 | 16 | 11273.1419
2033-07-20 | 17 | 11380.7456
2033-07-20 | 18 | 11325.9132
2033-07-20 | 19 | 11305.2358
2033-07-20 | 20 | 11282.5176
2033-07-20 | 21 | 11218.4924
2033-07-20 | 22 | 11108.9352
2033-07-20 | 23 | 10883.8754
2033-07-20 | 24 | 10434.242
2033-07-21 | 1 | 10103.9365
2033-07-21 | 2 | 9993.6612
2033-07-21 | 3 | 9817.741
2033-07-21 | 4 | 9696.128
2033-07-21 | 5 | 9711.2622
2033-07-21 | 6 | 9768.5552
2033-07-21 | 7 | 10000.3229
2033-07-21 | 8 | 10517.5934
2033-07-21 | 9 | 10880.8771
2033-07-21 | 10 | 11087.7889
2033-07-21 | 11 | 11040.9965
2033-07-21 | 12 | 11029.7902
2033-07-21 | 13 | 10953.0427
2033-07-21 | 14 | 10962.2999
2033-07-21 | 15 | 10929.5925
2033-07-21 | 16 | 10989.7304
2033-07-21 | 17 | 11047.7021
2033-07-21 | 18 | 11016.0621
2033-07-21 | 19 | 11002.8089
2033-07-21 | 20 | 10946.2653
2033-07-21 | 21 | 10957.9018
2033-07-21 | 22 | 10800.0329
2033-07-21 | 23 | 10576.1965
2033-07-21 | 24 | 10255.3712
2033-07-22 | 1 | 9978.6046
2033-07-22 | 2 | 9764.3709
2033-07-22 | 3 | 9654.6921
2033-07-22 | 4 | 9591.7981
2033-07-22 | 5 | 9621.0253
2033-07-22 | 6 | 9655.4811
2033-07-22 | 7 | 9959.54
2033-07-22 | 8 | 10378.5258
2033-07-22 | 9 | 10629.9725
2033-07-22 | 10 | 10812.8413
2033-07-22 | 11 | 10834.1323
2033-07-22 | 12 | 10871.113
2033-07-22 | 13 | 10875.6333
2033-07-22 | 14 | 10879.2939
2033-07-22 | 15 | 10887.1989
2033-07-22 | 16 | 10918.4498
2033-07-22 | 17 | 10988.5373
2033-07-22 | 18 | 11024.9312
2033-07-22 | 19 | 10908.7926
2033-07-22 | 20 | 10917.8101
2033-07-22 | 21 | 10890.2952
2033-07-22 | 22 | 10780.4969
2033-07-22 | 23 | 10559.5587
2033-07-22 | 24 | 10219.3935
2033-07-23 | 1 | 9897.5135
2033-07-23 | 2 | 9764.8477
2033-07-23 | 3 | 9647.2817
2033-07-23 | 4 | 9573.4101
2033-07-23 | 5 | 9569.8677
2033-07-23 | 6 | 9503.6942
2033-07-23 | 7 | 9569.1396
2033-07-23 | 8 | 9789.2999
2033-07-23 | 9 | 10002.0928
2033-07-23 | 10 | 10264.9683
2033-07-23 | 11 | 10392.9596
2033-07-23 | 12 | 10425.9378
2033-07-23 | 13 | 10615.5522
2033-07-23 | 14 | 10709.5754
2033-07-23 | 15 | 10694.5421
2033-07-23 | 16 | 10719.9592
2033-07-23 | 17 | 10524.9863
2033-07-23 | 18 | 10565.9034
2033-07-23 | 19 | 10552.9141
2033-07-23 | 20 | 10581.1606
2033-07-23 | 21 | 10591.842
2033-07-23 | 22 | 10534.0857
2033-07-23 | 23 | 10440.7926
2033-07-23 | 24 | 10159.9132
2033-07-24 | 1 | 9897.4224
2033-07-24 | 2 | 9734.3493
2033-07-24 | 3 | 9592.054
2033-07-24 | 4 | 9561.2368
2033-07-24 | 5 | 9495.1597
2033-07-24 | 6 | 9443.2987
2033-07-24 | 7 | 9506.2117
2033-07-24 | 8 | 9641.9579
2033-07-24 | 9 | 9850.3948
2033-07-24 | 10 | 10164.3208
2033-07-24 | 11 | 10379.3419
2033-07-24 | 12 | 10434.63
2033-07-24 | 13 | 10720.2346
2033-07-24 | 14 | 10641.4316
2033-07-24 | 15 | 10519.7836
2033-07-24 | 16 | 10665.6369
2033-07-24 | 17 | 10736.7762
2033-07-24 | 18 | 10720.2405
2033-07-24 | 19 | 10684.7718
2033-07-24 | 20 | 10800.4965
2033-07-24 | 21 | 10761.0318
2033-07-24 | 22 | 10635.0743
2033-07-24 | 23 | 10481.8419
2033-07-24 | 24 | 10143.1226
2033-07-25 | 1 | 9863.2028
2033-07-25 | 2 | 9730.3305
2033-07-25 | 3 | 9618.8021
2033-07-25 | 4 | 9555.9572
2033-07-25 | 5 | 9586.0482
2033-07-25 | 6 | 9652.4522
2033-07-25 | 7 | 9952.3361
2033-07-25 | 8 | 10379.6458
2033-07-25 | 9 | 10701.3601
2033-07-25 | 10 | 10859.7333
2033-07-25 | 11 | 10915.3992
2033-07-25 | 12 | 10946.5403
2033-07-25 | 13 | 10975.5441
2033-07-25 | 14 | 10947.863
2033-07-25 | 15 | 11006.3904
2033-07-25 | 16 | 11150.2335
2033-07-25 | 17 | 11190.0311
2033-07-25 | 18 | 11507.4506
2033-07-25 | 19 | 11145.122
2033-07-25 | 20 | 11121.4727
2033-07-25 | 21 | 11127.733
2033-07-25 | 22 | 11037.7376
2033-07-25 | 23 | 10812.428
2033-07-25 | 24 | 10388.3342
2033-07-26 | 1 | 10043.3104
2033-07-26 | 2 | 9856.0581
2033-07-26 | 3 | 9731.4444
2033-07-26 | 4 | 9740.6917
2033-07-26 | 5 | 9766.7987
2033-07-26 | 6 | 9731.2226
2033-07-26 | 7 | 10021.5896
2033-07-26 | 8 | 10487.3296
2033-07-26 | 9 | 10871.6199
2033-07-26 | 10 | 10996.8547
2033-07-26 | 11 | 11161.0583
2033-07-26 | 12 | 11310.0329
2033-07-26 | 13 | 11341.2854
2033-07-26 | 14 | 11410.6879
2033-07-26 | 15 | 11442.7993
2033-07-26 | 16 | 11499.031
2033-07-26 | 17 | 11532.3394
2033-07-26 | 18 | 11442.1798
2033-07-26 | 19 | 11393.1327
2033-07-26 | 20 | 11461.5466
2033-07-26 | 21 | 11431.355
2033-07-26 | 22 | 11217.8544
2033-07-26 | 23 | 10886.3542
2033-07-26 | 24 | 10503.1194
2033-07-27 | 1 | 10181.0125
2033-07-27 | 2 | 9907.0244
2033-07-27 | 3 | 9791.5546
2033-07-27 | 4 | 9738.1523
2033-07-27 | 5 | 9734.6525
2033-07-27 | 6 | 9726.5036
2033-07-27 | 7 | 10031.3173
2033-07-27 | 8 | 10515.009
2033-07-27 | 9 | 10873.2129
2033-07-27 | 10 | 11083.1601
2033-07-27 | 11 | 11134.829
2033-07-27 | 12 | 11188.5779
2033-07-27 | 13 | 11245.4259
2033-07-27 | 14 | 11325.2414
2033-07-27 | 15 | 11408.5098
2033-07-27 | 16 | 11408.5085
2033-07-27 | 17 | 11548.7875
2033-07-27 | 18 | 11595.7498
2033-07-27 | 19 | 11525.2026
2033-07-27 | 20 | 11466.7705
2033-07-27 | 21 | 11383.7098
2033-07-27 | 22 | 11243.2232
2033-07-27 | 23 | 10995.4716
2033-07-27 | 24 | 10599.6221
2033-07-28 | 1 | 10284.7227
2033-07-28 | 2 | 10052.6954
2033-07-28 | 3 | 9859.96
2033-07-28 | 4 | 9786.6936
2033-07-28 | 5 | 9799.5678
2033-07-28 | 6 | 9791.9592
2033-07-28 | 7 | 10083.1788
2033-07-28 | 8 | 10548.0786
2033-07-28 | 9 | 10842.745
2033-07-28 | 10 | 10982.4893
2033-07-28 | 11 | 10971.1515
2033-07-28 | 12 | 10957.9475
2033-07-28 | 13 | 10907.7636
2033-07-28 | 14 | 10897.2018
2033-07-28 | 15 | 10892.482
2033-07-28 | 16 | 10889.6038
2033-07-28 | 17 | 10884.3333
2033-07-28 | 18 | 10927.4377
2033-07-28 | 19 | 10825.8861
2033-07-28 | 20 | 10825.91
2033-07-28 | 21 | 10803.4944
2033-07-28 | 22 | 10758.0142
2033-07-28 | 23 | 10639.9956
2033-07-28 | 24 | 10301.9418
2033-07-29 | 1 | 10019.7822
2033-07-29 | 2 | 9866.8664
2033-07-29 | 3 | 9703.842
2033-07-29 | 4 | 9593.624
2033-07-29 | 5 | 9665.0743
2033-07-29 | 6 | 9652.0308
2033-07-29 | 7 | 9913.9845
2033-07-29 | 8 | 10358.5754
2033-07-29 | 9 | 10646.0553
2033-07-29 | 10 | 10743.7198
2033-07-29 | 11 | 10716.6533
2033-07-29 | 12 | 10651.3814
2033-07-29 | 13 | 10569.7959
2033-07-29 | 14 | 10563.7764
2033-07-29 | 15 | 10587.3118
2033-07-29 | 16 | 10637.2566
2033-07-29 | 17 | 10702.3759
2033-07-29 | 18 | 10764.7176
2033-07-29 | 19 | 10743.4025
2033-07-29 | 20 | 10747.0228
2033-07-29 | 21 | 10726.9298
2033-07-29 | 22 | 10674.4344
2033-07-29 | 23 | 10468.6832
2033-07-29 | 24 | 10135.671
2033-07-30 | 1 | 9925.9163
2033-07-30 | 2 | 9742.7563
2033-07-30 | 3 | 9578.5082
2033-07-30 | 4 | 9562.3888
2033-07-30 | 5 | 9571.019
2033-07-30 | 6 | 9561.359
2033-07-30 | 7 | 9665.8075
2033-07-30 | 8 | 9722.411
2033-07-30 | 9 | 9991.0838
2033-07-30 | 10 | 10289.6686
2033-07-30 | 11 | 10455.8131
2033-07-30 | 12 | 10796.0449
2033-07-30 | 13 | 10521.3216
2033-07-30 | 14 | 10503.2546
2033-07-30 | 15 | 10601.5914
2033-07-30 | 16 | 10740.5374
2033-07-30 | 17 | 10750.4607
2033-07-30 | 18 | 10886.8712
2033-07-30 | 19 | 10884.1257
2033-07-30 | 20 | 10816.255
2033-07-30 | 21 | 10732.7965
2033-07-30 | 22 | 10701.9879
2033-07-30 | 23 | 10512.7264
2033-07-30 | 24 | 10212.3913
2033-07-31 | 1 | 9991.4201
2033-07-31 | 2 | 9772.7494
2033-07-31 | 3 | 9626.8497
2033-07-31 | 4 | 9560.4617
2033-07-31 | 5 | 9570.4297
2033-07-31 | 6 | 9551.4675
2033-07-31 | 7 | 9636.7909
2033-07-31 | 8 | 9724.7003
2033-07-31 | 9 | 9951.5688
2033-07-31 | 10 | 10243.5756
2033-07-31 | 11 | 10467.4758
2033-07-31 | 12 | 10740.8764
2033-07-31 | 13 | 10886.9286
2033-07-31 | 14 | 10850.9119
2033-07-31 | 15 | 10894.6994
2033-07-31 | 16 | 10889.0535
2033-07-31 | 17 | 11068.5346
2033-07-31 | 18 | 11239.2449
2033-07-31 | 19 | 11215.3104
2033-07-31 | 20 | 11240.5431
2033-07-31 | 21 | 11113.036
2033-07-31 | 22 | 11002.3232
2033-07-31 | 23 | 10759.4311
2033-07-31 | 24 | 10327.6679
2033-08-01 | 1 | 10024.7567
2033-08-01 | 2 | 9845.5839
2033-08-01 | 3 | 9790.631
2033-08-01 | 4 | 9713.9097
2033-08-01 | 5 | 9707.2237
2033-08-01 | 6 | 9693.7005
2033-08-01 | 7 | 9774.9732
2033-08-01 | 8 | 9885.1493
2033-08-01 | 9 | 10154.3566
2033-08-01 | 10 | 10458.2228
2033-08-01 | 11 | 10609.8192
2033-08-01 | 12 | 10638.1127
2033-08-01 | 13 | 10657.2244
2033-08-01 | 14 | 10756.561
2033-08-01 | 15 | 10706.7584
2033-08-01 | 16 | 10809.6332
2033-08-01 | 17 | 11012.8197
2033-08-01 | 18 | 10823.0013
2033-08-01 | 19 | 10839.3668
2033-08-01 | 20 | 10848.2002
2033-08-01 | 21 | 10752.1885
2033-08-01 | 22 | 10732.9151
2033-08-01 | 23 | 10535.6002
2033-08-01 | 24 | 10230.7663
2033-08-02 | 1 | 9961.2666
2033-08-02 | 2 | 9855.6222
2033-08-02 | 3 | 9665.5208
2033-08-02 | 4 | 9650.9054
2033-08-02 | 5 | 9666.9836
2033-08-02 | 6 | 9739.7884
2033-08-02 | 7 | 10056.7502
2033-08-02 | 8 | 10452.22
2033-08-02 | 9 | 10814.359
2033-08-02 | 10 | 10952.4549
2033-08-02 | 11 | 11090.2761
2033-08-02 | 12 | 11173.1726
2033-08-02 | 13 | 11156.4503
2033-08-02 | 14 | 11165.4152
2033-08-02 | 15 | 11115.8387
2033-08-02 | 16 | 11132.4207
2033-08-02 | 17 | 11238.1329
2033-08-02 | 18 | 11249.1392
2033-08-02 | 19 | 11207.8536
2033-08-02 | 20 | 11200.7655
2033-08-02 | 21 | 11169.7884
2033-08-02 | 22 | 11068.1862
2033-08-02 | 23 | 10742.5494
2033-08-02 | 24 | 10332.7165
2033-08-03 | 1 | 9958.4865
2033-08-03 | 2 | 9750.0219
2033-08-03 | 3 | 9642.6237
2033-08-03 | 4 | 9593.3199
2033-08-03 | 5 | 9617.5588
2033-08-03 | 6 | 9749.4167
2033-08-03 | 7 | 10078.0264
2033-08-03 | 8 | 10490.8075
2033-08-03 | 9 | 10831.5862
2033-08-03 | 10 | 11105.111
2033-08-03 | 11 | 11192.8962
2033-08-03 | 12 | 11204.3042
2033-08-03 | 13 | 11217.8803
2033-08-03 | 14 | 11241.1038
2033-08-03 | 15 | 11317.8488
2033-08-03 | 16 | 11479.9018
2033-08-03 | 17 | 11541.541
2033-08-03 | 18 | 11587.2118
2033-08-03 | 19 | 11458.0336
2033-08-03 | 20 | 11433.16
2033-08-03 | 21 | 11323.3419
2033-08-03 | 22 | 11246.9517
2033-08-03 | 23 | 10911.1773
2033-08-03 | 24 | 10520.2887
2033-08-04 | 1 | 10239.5471
2033-08-04 | 2 | 10014.5987
2033-08-04 | 3 | 9886.4937
2033-08-04 | 4 | 9803.9754
2033-08-04 | 5 | 9808.1149
2033-08-04 | 6 | 9945.8515
2033-08-04 | 7 | 10230.0989
2033-08-04 | 8 | 10622.1662
2033-08-04 | 9 | 10923.7644
2033-08-04 | 10 | 11108.337
2033-08-04 | 11 | 11201.9496
2033-08-04 | 12 | 11212.1471
2033-08-04 | 13 | 11204.2413
2033-08-04 | 14 | 11258.3041
2033-08-04 | 15 | 11262.0651
2033-08-04 | 16 | 11342.9522
2033-08-04 | 17 | 11425.0692
2033-08-04 | 18 | 11496.1945
2033-08-04 | 19 | 11405.7627
2033-08-04 | 20 | 11304.6143
2033-08-04 | 21 | 11317.8528
2033-08-04 | 22 | 11150.9924
2033-08-04 | 23 | 10881.1548
2033-08-04 | 24 | 10529.0181
2033-08-05 | 1 | 10254.4544
2033-08-05 | 2 | 10009.6682
2033-08-05 | 3 | 9842.1444
2033-08-05 | 4 | 9805.0401
2033-08-05 | 5 | 9776.1464
2033-08-05 | 6 | 9830.0513
2033-08-05 | 7 | 10145.7272
2033-08-05 | 8 | 10525.2065
2033-08-05 | 9 | 10857.6364
2033-08-05 | 10 | 11084.5307
2033-08-05 | 11 | 11191.5699
2033-08-05 | 12 | 11317.1866
2033-08-05 | 13 | 11477.0659
2033-08-05 | 14 | 11571.0005
2033-08-05 | 15 | 11593.0888
2033-08-05 | 16 | 12060.0964
2033-08-05 | 17 | 12104.4908
2033-08-05 | 18 | 11732.7456
2033-08-05 | 19 | 11603.1597
2033-08-05 | 20 | 11583.0115
2033-08-05 | 21 | 11468.983
2033-08-05 | 22 | 11382.644
2033-08-05 | 23 | 11096.8018
2033-08-05 | 24 | 10757.1023
2033-08-06 | 1 | 10374.8181
2033-08-06 | 2 | 10095.8549
2033-08-06 | 3 | 9906.071
2033-08-06 | 4 | 9845.8104
2033-08-06 | 5 | 9865.5019
2033-08-06 | 6 | 9860.4015
2033-08-06 | 7 | 9968.5172
2033-08-06 | 8 | 10087.1446
2033-08-06 | 9 | 10326.3108
2033-08-06 | 10 | 10555.7028
2033-08-06 | 11 | 10682.2751
2033-08-06 | 12 | 10718.2727
2033-08-06 | 13 | 10740.7694
2033-08-06 | 14 | 10764.8577
2033-08-06 | 15 | 10807.4409
2033-08-06 | 16 | 11227.6346
2033-08-06 | 17 | 11039.1872
2033-08-06 | 18 | 10952.3518
2033-08-06 | 19 | 11078.7836
2033-08-06 | 20 | 10845.3998
2033-08-06 | 21 | 10781.2234
2033-08-06 | 22 | 10779.7421
2033-08-06 | 23 | 10530.5035
2033-08-06 | 24 | 10277.2356
2033-08-07 | 1 | 10015.3001
2033-08-07 | 2 | 9816.2397
2033-08-07 | 3 | 9674.8452
2033-08-07 | 4 | 9600.0542
2033-08-07 | 5 | 9630.4965
2033-08-07 | 6 | 9671.3382
2033-08-07 | 7 | 9755.8758
2033-08-07 | 8 | 9789.9673
2033-08-07 | 9 | 9944.5798
2033-08-07 | 10 | 10186.1201
2033-08-07 | 11 | 10308.212
2033-08-07 | 12 | 10394.4172
2033-08-07 | 13 | 10499.457
2033-08-07 | 14 | 10444.2396
2033-08-07 | 15 | 10451.6644
2033-08-07 | 16 | 10609.0007
2033-08-07 | 17 | 10660.7386
2033-08-07 | 18 | 10806.282
2033-08-07 | 19 | 10808.8795
2033-08-07 | 20 | 10827.3789
2033-08-07 | 21 | 10788.7873
2033-08-07 | 22 | 10812.5774
2033-08-07 | 23 | 10610.5463
2033-08-07 | 24 | 10209.142
2033-08-08 | 1 | 9999.061
2033-08-08 | 2 | 9800.0354
2033-08-08 | 3 | 9682.923
2033-08-08 | 4 | 9688.6909
2033-08-08 | 5 | 9700.3738
2033-08-08 | 6 | 9864.1604
2033-08-08 | 7 | 10242.0098
2033-08-08 | 8 | 10508.0182
2033-08-08 | 9 | 10801.5157
2033-08-08 | 10 | 10898.7476
2033-08-08 | 11 | 10888.263
2033-08-08 | 12 | 10901.5733
2033-08-08 | 13 | 10869.4055
2033-08-08 | 14 | 10727.8885
2033-08-08 | 15 | 10753.8361
2033-08-08 | 16 | 10785.4498
2033-08-08 | 17 | 11265.884
2033-08-08 | 18 | 10947.2694
2033-08-08 | 19 | 11088.2844
2033-08-08 | 20 | 10862.0849
2033-08-08 | 21 | 10876.0324
2033-08-08 | 22 | 10960.9753
2033-08-08 | 23 | 10704.149
2033-08-08 | 24 | 10335.0276
2033-08-09 | 1 | 10042.3033
2033-08-09 | 2 | 9835.1606
2033-08-09 | 3 | 9685.8558
2033-08-09 | 4 | 9640.2202
2033-08-09 | 5 | 9663.397
2033-08-09 | 6 | 9805.5803
2033-08-09 | 7 | 10132.7436
2033-08-09 | 8 | 10474.5334
2033-08-09 | 9 | 10732.8852
2033-08-09 | 10 | 10884.445
2033-08-09 | 11 | 11110.5694
2033-08-09 | 12 | 11030.9618
2033-08-09 | 13 | 10971.9682
2033-08-09 | 14 | 11294.4661
2033-08-09 | 15 | 10895.4398
2033-08-09 | 16 | 10982.4132
2033-08-09 | 17 | 11015.6584
2033-08-09 | 18 | 11048.3728
2033-08-09 | 19 | 10958.2096
2033-08-09 | 20 | 11015.5663
2033-08-09 | 21 | 11075.3935
2033-08-09 | 22 | 11108.5524
2033-08-09 | 23 | 10853.63
2033-08-09 | 24 | 10480.3853
2033-08-10 | 1 | 10187.5169
2033-08-10 | 2 | 9972.7442
2033-08-10 | 3 | 9852.9805
2033-08-10 | 4 | 9783.8301
2033-08-10 | 5 | 9776.3113
2033-08-10 | 6 | 9926.3429
2033-08-10 | 7 | 10183.9473
2033-08-10 | 8 | 10470.5693
2033-08-10 | 9 | 10794.5073
2033-08-10 | 10 | 10982.4663
2033-08-10 | 11 | 11020.5108
2033-08-10 | 12 | 11062.0554
2033-08-10 | 13 | 10948.2781
2033-08-10 | 14 | 10926.5289
2033-08-10 | 15 | 10987.4856
2033-08-10 | 16 | 11033.2266
2033-08-10 | 17 | 11027.3256
2033-08-10 | 18 | 11208.225
2033-08-10 | 19 | 11159.4978
2033-08-10 | 20 | 11211.8477
2033-08-10 | 21 | 11209.9326
2033-08-10 | 22 | 11186.1811
2033-08-10 | 23 | 10846.4423
2033-08-10 | 24 | 10415.5943
2033-08-11 | 1 | 10161.4118
2033-08-11 | 2 | 9940.98
2033-08-11 | 3 | 9826.5765
2033-08-11 | 4 | 9769.4634
2033-08-11 | 5 | 9782.4444
2033-08-11 | 6 | 9921.3847
2033-08-11 | 7 | 10273.4311
2033-08-11 | 8 | 10585.7354
2033-08-11 | 9 | 10908.0043
2033-08-11 | 10 | 11052.1057
2033-08-11 | 11 | 10981.3013
2033-08-11 | 12 | 10942.697
2033-08-11 | 13 | 10923.2896
2033-08-11 | 14 | 10993.6332
2033-08-11 | 15 | 10997.7024
2033-08-11 | 16 | 10929.8641
2033-08-11 | 17 | 10951.7065
2033-08-11 | 18 | 11046.1932
2033-08-11 | 19 | 10878.893
2033-08-11 | 20 | 10812.1399
2033-08-11 | 21 | 10799.1057
2033-08-11 | 22 | 10870.1527
2033-08-11 | 23 | 10593.5148
2033-08-11 | 24 | 10287.8907
2033-08-12 | 1 | 10027.2097
2033-08-12 | 2 | 9822.808
2033-08-12 | 3 | 9693.1731
2033-08-12 | 4 | 9623.3579
2033-08-12 | 5 | 9649.2495
2033-08-12 | 6 | 9799.7575
2033-08-12 | 7 | 10118.978
2033-08-12 | 8 | 10429.6479
2033-08-12 | 9 | 10732.4981
2033-08-12 | 10 | 10878.5788
2033-08-12 | 11 | 10868.1824
2033-08-12 | 12 | 10831.2298
2033-08-12 | 13 | 10761.1568
2033-08-12 | 14 | 10772.3158
2033-08-12 | 15 | 10791.8568
2033-08-12 | 16 | 10825.9063
2033-08-12 | 17 | 10862.1756
2033-08-12 | 18 | 11058.2367
2033-08-12 | 19 | 10931.6347
2033-08-12 | 20 | 10926.4665
2033-08-12 | 21 | 10918.4708
2033-08-12 | 22 | 10948.851
2033-08-12 | 23 | 10652.6267
2033-08-12 | 24 | 10354.0274
2033-08-13 | 1 | 10104.7431
2033-08-13 | 2 | 9888.6994
2033-08-13 | 3 | 9775.1456
2033-08-13 | 4 | 9715.8393
2033-08-13 | 5 | 9756.5708
2033-08-13 | 6 | 9755.7207
2033-08-13 | 7 | 9860.612
2033-08-13 | 8 | 9889.1713
2033-08-13 | 9 | 10185.2619
2033-08-13 | 10 | 10388.5021
2033-08-13 | 11 | 10525.5056
2033-08-13 | 12 | 10562.255
2033-08-13 | 13 | 10608.9176
2033-08-13 | 14 | 10649.9811
2033-08-13 | 15 | 10634.8131
2033-08-13 | 16 | 10717.5873
2033-08-13 | 17 | 10845.1438
2033-08-13 | 18 | 10913.7113
2033-08-13 | 19 | 10813.5246
2033-08-13 | 20 | 10851.6843
2033-08-13 | 21 | 10857.4826
2033-08-13 | 22 | 10922.7313
2033-08-13 | 23 | 10745.9467
2033-08-13 | 24 | 10411.1972
2033-08-14 | 1 | 10208.4696
2033-08-14 | 2 | 9958.9525
2033-08-14 | 3 | 9811.4837
2033-08-14 | 4 | 9721.3483
2033-08-14 | 5 | 9679.5552
2033-08-14 | 6 | 9741.5351
2033-08-14 | 7 | 9784.2946
2033-08-14 | 8 | 9783.5224
2033-08-14 | 9 | 10033.068
2033-08-14 | 10 | 10238.0476
2033-08-14 | 11 | 10282.4027
2033-08-14 | 12 | 10357.8513
2033-08-14 | 13 | 10395.6955
2033-08-14 | 14 | 10434.5302
2033-08-14 | 15 | 10462.219
2033-08-14 | 16 | 10558.6254
2033-08-14 | 17 | 10690.1438
2033-08-14 | 18 | 10831.3632
2033-08-14 | 19 | 10790.6414
2033-08-14 | 20 | 10796.2072
2033-08-14 | 21 | 10749.983
2033-08-14 | 22 | 10855.9441
2033-08-14 | 23 | 10620.5939
2033-08-14 | 24 | 10339.8699
2033-08-15 | 1 | 10107.7401
2033-08-15 | 2 | 9862.4498
2033-08-15 | 3 | 9730.1005
2033-08-15 | 4 | 9678.1505
2033-08-15 | 5 | 9698.5628
2033-08-15 | 6 | 9814.8893
2033-08-15 | 7 | 10111.7149
2033-08-15 | 8 | 10489.2881
2033-08-15 | 9 | 10741.0433
2033-08-15 | 10 | 10897.9268
2033-08-15 | 11 | 11033.0487
2033-08-15 | 12 | 11100.1726
2033-08-15 | 13 | 11071.3386
2033-08-15 | 14 | 11085.0949
2033-08-15 | 15 | 10994.7735
2033-08-15 | 16 | 10995.3363
2033-08-15 | 17 | 11073.4506
2033-08-15 | 18 | 11234.409
2033-08-15 | 19 | 11042.9538
2033-08-15 | 20 | 11062.8493
2033-08-15 | 21 | 11020.0685
2033-08-15 | 22 | 11064.4799
2033-08-15 | 23 | 10661.581
2033-08-15 | 24 | 10389.1787
2033-08-16 | 1 | 10089.7554
2033-08-16 | 2 | 9871.3679
2033-08-16 | 3 | 9767.8605
2033-08-16 | 4 | 9708.4864
2033-08-16 | 5 | 9752.2135
2033-08-16 | 6 | 9874.445
2033-08-16 | 7 | 10164.3436
2033-08-16 | 8 | 10408.1113
2033-08-16 | 9 | 10717.4573
2033-08-16 | 10 | 10868.2507
2033-08-16 | 11 | 10889.838
2033-08-16 | 12 | 10846.7277
2033-08-16 | 13 | 10826.4839
2033-08-16 | 14 | 10889.9951
2033-08-16 | 15 | 10986.4919
2033-08-16 | 16 | 11048.9519
2033-08-16 | 17 | 11125.0908
2033-08-16 | 18 | 11211.9774
2033-08-16 | 19 | 11068.0294
2033-08-16 | 20 | 11069.0538
2033-08-16 | 21 | 11020.9164
2033-08-16 | 22 | 10988.693
2033-08-16 | 23 | 10705.0124
2033-08-16 | 24 | 10333.6719
2033-08-17 | 1 | 9961.796
2033-08-17 | 2 | 9765.8605
2033-08-17 | 3 | 9653.9671
2033-08-17 | 4 | 9637.9292
2033-08-17 | 5 | 9674.5101
2033-08-17 | 6 | 9775.8194
2033-08-17 | 7 | 10058.8585
2033-08-17 | 8 | 10409.5788
2033-08-17 | 9 | 10725.407
2033-08-17 | 10 | 10849.166
2033-08-17 | 11 | 10954.9026
2033-08-17 | 12 | 11010.9519
2033-08-17 | 13 | 10999.8507
2033-08-17 | 14 | 11065.0666
2033-08-17 | 15 | 11094.3214
2033-08-17 | 16 | 11177.3289
2033-08-17 | 17 | 11264.5627
2033-08-17 | 18 | 11327.6819
2033-08-17 | 19 | 11270.491
2033-08-17 | 20 | 11206.5246
2033-08-17 | 21 | 11122.9046
2033-08-17 | 22 | 11112.7061
2033-08-17 | 23 | 10715.7042
2033-08-17 | 24 | 10417.231
2033-08-18 | 1 | 10036.2711
2033-08-18 | 2 | 9854.2409
2033-08-18 | 3 | 9744.5508
2033-08-18 | 4 | 9666.6292
2033-08-18 | 5 | 9736.5711
2033-08-18 | 6 | 9904.1565
2033-08-18 | 7 | 10170.8341
2033-08-18 | 8 | 10493.6211
2033-08-18 | 9 | 10764.7941
2033-08-18 | 10 | 10966.5895
2033-08-18 | 11 | 11198.1389
2033-08-18 | 12 | 11143.2278
2033-08-18 | 13 | 11148.477
2033-08-18 | 14 | 11235.5427
2033-08-18 | 15 | 11273.8418
2033-08-18 | 16 | 11349.4476
2033-08-18 | 17 | 11412.5499
2033-08-18 | 18 | 11421.0957
2033-08-18 | 19 | 11553.7291
2033-08-18 | 20 | 11417.1469
2033-08-18 | 21 | 11246.519
2033-08-18 | 22 | 11097.8787
2033-08-18 | 23 | 10707.3734
2033-08-18 | 24 | 10410.0882
2033-08-19 | 1 | 10075.7239
2033-08-19 | 2 | 9868.1257
2033-08-19 | 3 | 9753.6007
2033-08-19 | 4 | 9707.0657
2033-08-19 | 5 | 9727.1885
2033-08-19 | 6 | 9888.9144
2033-08-19 | 7 | 10154.2489
2033-08-19 | 8 | 10490.494
2033-08-19 | 9 | 10768.9545
2033-08-19 | 10 | 11013.1036
2033-08-19 | 11 | 11100.8035
2033-08-19 | 12 | 11173.363
2033-08-19 | 13 | 11223.1991
2033-08-19 | 14 | 11343.214
2033-08-19 | 15 | 11395.6575
2033-08-19 | 16 | 11474.1796
2033-08-19 | 17 | 11560.7161
2033-08-19 | 18 | 11590.8815
2033-08-19 | 19 | 11474.9856
2033-08-19 | 20 | 11502.2674
2033-08-19 | 21 | 11310.013
2033-08-19 | 22 | 11294.2591
2033-08-19 | 23 | 10908.8412
2033-08-19 | 24 | 10534.2367
2033-08-20 | 1 | 10240.3374
2033-08-20 | 2 | 10032.2563
2033-08-20 | 3 | 9891.6759
2033-08-20 | 4 | 9837.0171
2033-08-20 | 5 | 9816.5065
2033-08-20 | 6 | 9894.7868
2033-08-20 | 7 | 9963.2751
2033-08-20 | 8 | 10052.4568
2033-08-20 | 9 | 10355.6809
2033-08-20 | 10 | 10569.4211
2033-08-20 | 11 | 10700.8543
2033-08-20 | 12 | 10700.1388
2033-08-20 | 13 | 10560.7461
2033-08-20 | 14 | 10483.1046
2033-08-20 | 15 | 10467.2717
2033-08-20 | 16 | 10602.5251
2033-08-20 | 17 | 10724.2637
2033-08-20 | 18 | 10809.9435
2033-08-20 | 19 | 10807.3502
2033-08-20 | 20 | 10772.136
2033-08-20 | 21 | 10814.6072
2033-08-20 | 22 | 10837.5998
2033-08-20 | 23 | 10562.7135
2033-08-20 | 24 | 10264.9248
2033-08-21 | 1 | 10012.7559
2033-08-21 | 2 | 9882.3975
2033-08-21 | 3 | 9733.5497
2033-08-21 | 4 | 9652.2716
2033-08-21 | 5 | 9629.3968
2033-08-21 | 6 | 9687.4021
2033-08-21 | 7 | 9730.2947
2033-08-21 | 8 | 9737.302
2033-08-21 | 9 | 9972.1744
2033-08-21 | 10 | 10267.6776
2033-08-21 | 11 | 10563.5894
2033-08-21 | 12 | 10637.927
2033-08-21 | 13 | 10805.8294
2033-08-21 | 14 | 10879.7519
2033-08-21 | 15 | 10694.1641
2033-08-21 | 16 | 10715.3873
2033-08-21 | 17 | 10841.4749
2033-08-21 | 18 | 11054.3734
2033-08-21 | 19 | 10994.255
2033-08-21 | 20 | 10942.9214
2033-08-21 | 21 | 10929.2428
2033-08-21 | 22 | 10929.3003
2033-08-21 | 23 | 10585.9034
2033-08-21 | 24 | 10219.5259
2033-08-22 | 1 | 9969.1185
2033-08-22 | 2 | 9834.8314
2033-08-22 | 3 | 9715.0963
2033-08-22 | 4 | 9631.9568
2033-08-22 | 5 | 9650.497
2033-08-22 | 6 | 9846.2245
2033-08-22 | 7 | 10100.256
2033-08-22 | 8 | 10446.3062
2033-08-22 | 9 | 10777.5828
2033-08-22 | 10 | 11013.3918
2033-08-22 | 11 | 11133.1136
2033-08-22 | 12 | 11245.0573
2033-08-22 | 13 | 11404.306
2033-08-22 | 14 | 11219.229
2033-08-22 | 15 | 11779.3688
2033-08-22 | 16 | 11412.2313
2033-08-22 | 17 | 11415.3221
2033-08-22 | 18 | 11470.1774
2033-08-22 | 19 | 11439.8768
2033-08-22 | 20 | 11433.4622
2033-08-22 | 21 | 11400.952
2033-08-22 | 22 | 11238.6272
2033-08-22 | 23 | 10869.2675
2033-08-22 | 24 | 10456.8609
2033-08-23 | 1 | 10152.4274
2033-08-23 | 2 | 9928.9308
2033-08-23 | 3 | 9808.6661
2033-08-23 | 4 | 9781.6076
2033-08-23 | 5 | 9785.6307
2033-08-23 | 6 | 9959.339
2033-08-23 | 7 | 10161.5635
2033-08-23 | 8 | 10528.2775
2033-08-23 | 9 | 10817.6959
2033-08-23 | 10 | 10972.0776
2033-08-23 | 11 | 10966.706
2033-08-23 | 12 | 10949.5722
2033-08-23 | 13 | 10931.2931
2033-08-23 | 14 | 10931.098
2033-08-23 | 15 | 11018.7473
2033-08-23 | 16 | 11003.1615
2033-08-23 | 17 | 11034.4632
2033-08-23 | 18 | 11048.828
2033-08-23 | 19 | 10964.1249
2033-08-23 | 20 | 10937.8544
2033-08-23 | 21 | 10984.6119
2033-08-23 | 22 | 10991.7106
2033-08-23 | 23 | 10743.105
2033-08-23 | 24 | 10384.0818
2033-08-24 | 1 | 10057.2851
2033-08-24 | 2 | 9860.6632
2033-08-24 | 3 | 9758.5667
2033-08-24 | 4 | 9712.6034
2033-08-24 | 5 | 9739.5725
2033-08-24 | 6 | 9908.4324
2033-08-24 | 7 | 10147.2312
2033-08-24 | 8 | 10489.5187
2033-08-24 | 9 | 10785.4289
2033-08-24 | 10 | 10849.7295
2033-08-24 | 11 | 10889.2378
2033-08-24 | 12 | 10819.9117
2033-08-24 | 13 | 10771.8142
2033-08-24 | 14 | 10860.0827
2033-08-24 | 15 | 10795.4963
2033-08-24 | 16 | 10842.2395
2033-08-24 | 17 | 10964.1141
2033-08-24 | 18 | 10955.5849
2033-08-24 | 19 | 10947.812
2033-08-24 | 20 | 10844.6284
2033-08-24 | 21 | 10978.9195
2033-08-24 | 22 | 10929.4773
2033-08-24 | 23 | 10595.335
2033-08-24 | 24 | 10237.5642
2033-08-25 | 1 | 9930.4503
2033-08-25 | 2 | 9733.2545
2033-08-25 | 3 | 9642.5207
2033-08-25 | 4 | 9595.1033
2033-08-25 | 5 | 9629.8521
2033-08-25 | 6 | 9786.3046
2033-08-25 | 7 | 10018.3021
2033-08-25 | 8 | 10376.2567
2033-08-25 | 9 | 10689.3255
2033-08-25 | 10 | 10895.8569
2033-08-25 | 11 | 10988.6908
2033-08-25 | 12 | 10996.2587
2033-08-25 | 13 | 11014.6809
2033-08-25 | 14 | 10980.6758
2033-08-25 | 15 | 11011.3028
2033-08-25 | 16 | 11116.5475
2033-08-25 | 17 | 11108.9731
2033-08-25 | 18 | 11168.3432
2033-08-25 | 19 | 11156.207
2033-08-25 | 20 | 11062.0328
2033-08-25 | 21 | 11049.9792
2033-08-25 | 22 | 10987.0912
2033-08-25 | 23 | 10632.9933
2033-08-25 | 24 | 10411.6373
2033-08-26 | 1 | 10101.8626
2033-08-26 | 2 | 9897.757
2033-08-26 | 3 | 9723.5757
2033-08-26 | 4 | 9674.5215
2033-08-26 | 5 | 9761.1959
2033-08-26 | 6 | 9888.6656
2033-08-26 | 7 | 10109.2275
2033-08-26 | 8 | 10511.3847
2033-08-26 | 9 | 10838.2653
2033-08-26 | 10 | 10874.3891
2033-08-26 | 11 | 10956.9622
2033-08-26 | 12 | 10974.926
2033-08-26 | 13 | 10944.345
2033-08-26 | 14 | 10874.3682
2033-08-26 | 15 | 10859.2515
2033-08-26 | 16 | 11216.2772
2033-08-26 | 17 | 11419.0428
2033-08-26 | 18 | 11367.3776
2033-08-26 | 19 | 11173.0956
2033-08-26 | 20 | 11047.5292
2033-08-26 | 21 | 11040.7883
2033-08-26 | 22 | 11008.6483
2033-08-26 | 23 | 10706.0343
2033-08-26 | 24 | 10383.7638
2033-08-27 | 1 | 10102.2632
2033-08-27 | 2 | 9845.7856
2033-08-27 | 3 | 9731.443
2033-08-27 | 4 | 9650.4245
2033-08-27 | 5 | 9626.9241
2033-08-27 | 6 | 9716.8748
2033-08-27 | 7 | 9789.2904
2033-08-27 | 8 | 9821.8301
2033-08-27 | 9 | 10059.4304
2033-08-27 | 10 | 10296.2023
2033-08-27 | 11 | 10452.3731
2033-08-27 | 12 | 10487.1634
2033-08-27 | 13 | 10408.2059
2033-08-27 | 14 | 10556.5235
2033-08-27 | 15 | 10552.5283
2033-08-27 | 16 | 10619.1454
2033-08-27 | 17 | 10591.4175
2033-08-27 | 18 | 10563.2871
2033-08-27 | 19 | 10663.9403
2033-08-27 | 20 | 10585.6493
2033-08-27 | 21 | 10574.7598
2033-08-27 | 22 | 10572.7985
2033-08-27 | 23 | 10308.3622
2033-08-27 | 24 | 10060.2618
2033-08-28 | 1 | 9831.3749
2033-08-28 | 2 | 9649.2586
2033-08-28 | 3 | 9563.9532
2033-08-28 | 4 | 9489.2151
2033-08-28 | 5 | 9491.3373
2033-08-28 | 6 | 9568.6545
2033-08-28 | 7 | 9552.8857
2033-08-28 | 8 | 9595.761
2033-08-28 | 9 | 9727.7527
2033-08-28 | 10 | 9920.8457
2033-08-28 | 11 | 10000.2581
2033-08-28 | 12 | 10026.7769
2033-08-28 | 13 | 10046.2371
2033-08-28 | 14 | 10101.0511
2033-08-28 | 15 | 10124.9761
2033-08-28 | 16 | 10175.2597
2033-08-28 | 17 | 10267.7582
2033-08-28 | 18 | 10369.2142
2033-08-28 | 19 | 10406.3237
2033-08-28 | 20 | 10553.3728
2033-08-28 | 21 | 10671.7611
2033-08-28 | 22 | 10625.9125
2033-08-28 | 23 | 10354.3254
2033-08-28 | 24 | 10036.3687
2033-08-29 | 1 | 9710.9703
2033-08-29 | 2 | 9586.6255
2033-08-29 | 3 | 9536.0423
2033-08-29 | 4 | 9510.6245
2033-08-29 | 5 | 9538.2798
2033-08-29 | 6 | 9716.6785
2033-08-29 | 7 | 9942.6112
2033-08-29 | 8 | 10316.8387
2033-08-29 | 9 | 10556.5093
2033-08-29 | 10 | 10634.7258
2033-08-29 | 11 | 10642.503
2033-08-29 | 12 | 10608.5073
2033-08-29 | 13 | 10624.1234
2033-08-29 | 14 | 10630.0536
2033-08-29 | 15 | 10650.8913
2033-08-29 | 16 | 10689.8616
2033-08-29 | 17 | 10753.2161
2033-08-29 | 18 | 10809.2097
2033-08-29 | 19 | 10720.8467
2033-08-29 | 20 | 10752.9583
2033-08-29 | 21 | 10835.0989
2033-08-29 | 22 | 10716.2154
2033-08-29 | 23 | 10365.4524
2033-08-29 | 24 | 10029.9765
2033-08-30 | 1 | 9743.8856
2033-08-30 | 2 | 9592.7277
2033-08-30 | 3 | 9507.5508
2033-08-30 | 4 | 9469.6165
2033-08-30 | 5 | 9459.9469
2033-08-30 | 6 | 9633.73
2033-08-30 | 7 | 9843.7623
2033-08-30 | 8 | 10229.7985
2033-08-30 | 9 | 10515.1855
2033-08-30 | 10 | 10635.8359
2033-08-30 | 11 | 10651.8605
2033-08-30 | 12 | 10750.212
2033-08-30 | 13 | 10645.2627
2033-08-30 | 14 | 10681.6985
2033-08-30 | 15 | 10724.1005
2033-08-30 | 16 | 10813.1837
2033-08-30 | 17 | 10900.5613
2033-08-30 | 18 | 10943.8827
2033-08-30 | 19 | 10879.7551
2033-08-30 | 20 | 10915.1216
2033-08-30 | 21 | 10988.9764
2033-08-30 | 22 | 10835.5141
2033-08-30 | 23 | 10546.4727
2033-08-30 | 24 | 10106.2101
2033-08-31 | 1 | 9864.0859
2033-08-31 | 2 | 9666.5762
2033-08-31 | 3 | 9553.9516
2033-08-31 | 4 | 9528.1238
2033-08-31 | 5 | 9540.8587
2033-08-31 | 6 | 9737.0164
2033-08-31 | 7 | 9922.9859
2033-08-31 | 8 | 10312.0771
2033-08-31 | 9 | 10605.1763
2033-08-31 | 10 | 10758.2646
2033-08-31 | 11 | 10782.0554
2033-08-31 | 12 | 10712.9995
2033-08-31 | 13 | 10582.9294
2033-08-31 | 14 | 10704.8224
2033-08-31 | 15 | 10631.8349
2033-08-31 | 16 | 10676.8814
2033-08-31 | 17 | 10747.8373
2033-08-31 | 18 | 10712.4877
2033-08-31 | 19 | 10651.324
2033-08-31 | 20 | 10650.4087
2033-08-31 | 21 | 10762.0011
2033-08-31 | 22 | 10692.9923
2033-08-31 | 23 | 10399.3653
2033-08-31 | 24 | 10056.8768
2033-09-01 | 1 | 9771.793
2033-09-01 | 2 | 9616.1109
2033-09-01 | 3 | 9519.162
2033-09-01 | 4 | 9421.5162
2033-09-01 | 5 | 9489.0524
2033-09-01 | 6 | 9655.0794
2033-09-01 | 7 | 9799.8093
2033-09-01 | 8 | 10191.5448
2033-09-01 | 9 | 10487.022
2033-09-01 | 10 | 10603.919
2033-09-01 | 11 | 10538.0857
2033-09-01 | 12 | 10454.337
2033-09-01 | 13 | 10369.2577
2033-09-01 | 14 | 10357.6724
2033-09-01 | 15 | 10347.7452
2033-09-01 | 16 | 10339.2537
2033-09-01 | 17 | 10356.2831
2033-09-01 | 18 | 10426.4084
2033-09-01 | 19 | 10406.9646
2033-09-01 | 20 | 10465.8138
2033-09-01 | 21 | 10682.4049
2033-09-01 | 22 | 10638.2645
2033-09-01 | 23 | 10367.1808
2033-09-01 | 24 | 10057.6292
2033-09-02 | 1 | 9810.6367
2033-09-02 | 2 | 9637.3128
2033-09-02 | 3 | 9540.5264
2033-09-02 | 4 | 9484.0529
2033-09-02 | 5 | 9473.8888
2033-09-02 | 6 | 9662.0821
2033-09-02 | 7 | 9841.6696
2033-09-02 | 8 | 10241.6993
2033-09-02 | 9 | 10456.0211
2033-09-02 | 10 | 10516.462
2033-09-02 | 11 | 10543.2816
2033-09-02 | 12 | 10495.2747
2033-09-02 | 13 | 10457.2156
2033-09-02 | 14 | 10493.2744
2033-09-02 | 15 | 10511.1268
2033-09-02 | 16 | 10517.9969
2033-09-02 | 17 | 10592.7012
2033-09-02 | 18 | 10612.1937
2033-09-02 | 19 | 10619.1609
2033-09-02 | 20 | 10655.7031
2033-09-02 | 21 | 10681.4447
2033-09-02 | 22 | 10578.1171
2033-09-02 | 23 | 10370.8043
2033-09-02 | 24 | 10012.6618
2033-09-03 | 1 | 9741.0568
2033-09-03 | 2 | 9601.4092
2033-09-03 | 3 | 9501.2649
2033-09-03 | 4 | 9444.7644
2033-09-03 | 5 | 9459.6411
2033-09-03 | 6 | 9502.0026
2033-09-03 | 7 | 9473.9593
2033-09-03 | 8 | 9670.318
2033-09-03 | 9 | 9829.5742
2033-09-03 | 10 | 10115.7759
2033-09-03 | 11 | 10196.4592
2033-09-03 | 12 | 10226.8083
2033-09-03 | 13 | 10318.4216
2033-09-03 | 14 | 10209.1318
2033-09-03 | 15 | 10201.1994
2033-09-03 | 16 | 10306.0581
2033-09-03 | 17 | 10504.1108
2033-09-03 | 18 | 10489.2049
2033-09-03 | 19 | 10577.8762
2033-09-03 | 20 | 10484.7803
2033-09-03 | 21 | 10547.9829
2033-09-03 | 22 | 10435.858
2033-09-03 | 23 | 10196.5745
2033-09-03 | 24 | 9927.6116
2033-09-04 | 1 | 9730.4712
2033-09-04 | 2 | 9567.1526
2033-09-04 | 3 | 9453.0041
2033-09-04 | 4 | 9391.4976
2033-09-04 | 5 | 9380.7622
2033-09-04 | 6 | 9463.6315
2033-09-04 | 7 | 9432.4145
2033-09-04 | 8 | 9617.3973
2033-09-04 | 9 | 9837.7813
2033-09-04 | 10 | 10065.1713
2033-09-04 | 11 | 10182.6876
2033-09-04 | 12 | 10244.6657
2033-09-04 | 13 | 10209.9423
2033-09-04 | 14 | 10225.2614
2033-09-04 | 15 | 10261.6575
2033-09-04 | 16 | 10295.004
2033-09-04 | 17 | 10422.0789
2033-09-04 | 18 | 10497.7391
2033-09-04 | 19 | 10447.8937
2033-09-04 | 20 | 10484.6798
2033-09-04 | 21 | 10535.5728
2033-09-04 | 22 | 10500.7576
2033-09-04 | 23 | 10288.8973
2033-09-04 | 24 | 10012.0031
2033-09-05 | 1 | 9782.7785
2033-09-05 | 2 | 9603.3297
2033-09-05 | 3 | 9491.8979
2033-09-05 | 4 | 9412.8062
2033-09-05 | 5 | 9459.8623
2033-09-05 | 6 | 9550.0835
2033-09-05 | 7 | 9512.0293
2033-09-05 | 8 | 9633.6476
2033-09-05 | 9 | 9855.5756
2033-09-05 | 10 | 10044.1632
2033-09-05 | 11 | 10066.952
2033-09-05 | 12 | 10078.4193
2033-09-05 | 13 | 10058.3031
2033-09-05 | 14 | 10019.3926
2033-09-05 | 15 | 9968.8287
2033-09-05 | 16 | 9979.6467
2033-09-05 | 17 | 10048.4632
2033-09-05 | 18 | 10159.3558
2033-09-05 | 19 | 10144.9716
2033-09-05 | 20 | 10196.944
2033-09-05 | 21 | 10365.8354
2033-09-05 | 22 | 10327.4098
2033-09-05 | 23 | 10125.8779
2033-09-05 | 24 | 9870.8432
2033-09-06 | 1 | 9639.907
2033-09-06 | 2 | 9521.9807
2033-09-06 | 3 | 9409.2078
2033-09-06 | 4 | 9358.0554
2033-09-06 | 5 | 9387.163
2033-09-06 | 6 | 9503.834
2033-09-06 | 7 | 9664.8052
2033-09-06 | 8 | 10125.5285
2033-09-06 | 9 | 10388.1667
2033-09-06 | 10 | 10502.9651
2033-09-06 | 11 | 10478.5177
2033-09-06 | 12 | 10511.9153
2033-09-06 | 13 | 10387.0574
2033-09-06 | 14 | 10342.7635
2033-09-06 | 15 | 10376.5617
2033-09-06 | 16 | 10547.1645
2033-09-06 | 17 | 10470.0479
2033-09-06 | 18 | 10590.8566
2033-09-06 | 19 | 10580.4706
2033-09-06 | 20 | 10556.9368
2033-09-06 | 21 | 10666.789
2033-09-06 | 22 | 10509.2877
2033-09-06 | 23 | 10235.9133
2033-09-06 | 24 | 9902.3909
2033-09-07 | 1 | 9628.9744
2033-09-07 | 2 | 9384.2253
2033-09-07 | 3 | 9390.4322
2033-09-07 | 4 | 9355.5048
2033-09-07 | 5 | 9391.3151
2033-09-07 | 6 | 9564.4162
2033-09-07 | 7 | 9778.1866
2033-09-07 | 8 | 10243.9529
2033-09-07 | 9 | 10422.7978
2033-09-07 | 10 | 10609.027
2033-09-07 | 11 | 10724.1141
2033-09-07 | 12 | 10907.4032
2033-09-07 | 13 | 11006.0003
2033-09-07 | 14 | 11136.2559
2033-09-07 | 15 | 11274.2406
2033-09-07 | 16 | 11441.1992
2033-09-07 | 17 | 11538.8656
2033-09-07 | 18 | 11540.1923
2033-09-07 | 19 | 11351.9889
2033-09-07 | 20 | 11160.6567
2033-09-07 | 21 | 10989.7257
2033-09-07 | 22 | 10764.9395
2033-09-07 | 23 | 10430.5029
2033-09-07 | 24 | 10058.4635
2033-09-08 | 1 | 9755.2167
2033-09-08 | 2 | 9556.2341
2033-09-08 | 3 | 9452.1522
2033-09-08 | 4 | 9447.5569
2033-09-08 | 5 | 9483.5812
2033-09-08 | 6 | 9611.3754
2033-09-08 | 7 | 9861.9615
2033-09-08 | 8 | 10292.9735
2033-09-08 | 9 | 10576.1017
2033-09-08 | 10 | 10805.5293
2033-09-08 | 11 | 10968.1473
2033-09-08 | 12 | 11073.816
2033-09-08 | 13 | 11137.0496
2033-09-08 | 14 | 11172.6286
2033-09-08 | 15 | 11044.642
2033-09-08 | 16 | 11249.009
2033-09-08 | 17 | 11114.318
2033-09-08 | 18 | 11166.3698
2033-09-08 | 19 | 10941.962
2033-09-08 | 20 | 10810.0373
2033-09-08 | 21 | 10798.8986
2033-09-08 | 22 | 10553.5389
2033-09-08 | 23 | 10271.5653
2033-09-08 | 24 | 10010.955
2033-09-09 | 1 | 9724.5559
2033-09-09 | 2 | 9585.4924
2033-09-09 | 3 | 9429.5455
2033-09-09 | 4 | 9387.0769
2033-09-09 | 5 | 9412.6676
2033-09-09 | 6 | 9592.4738
2033-09-09 | 7 | 9819.4544
2033-09-09 | 8 | 10212.4235
2033-09-09 | 9 | 10469.4583
2033-09-09 | 10 | 10641.1448
2033-09-09 | 11 | 10662.6323
2033-09-09 | 12 | 10663.9869
2033-09-09 | 13 | 10637.5141
2033-09-09 | 14 | 10706.3394
2033-09-09 | 15 | 10781.38
2033-09-09 | 16 | 10888.4958
2033-09-09 | 17 | 11024.0136
2033-09-09 | 18 | 10913.7303
2033-09-09 | 19 | 10739.7666
2033-09-09 | 20 | 10743.8493
2033-09-09 | 21 | 10811.6285
2033-09-09 | 22 | 10634.5152
2033-09-09 | 23 | 10332.4007
2033-09-09 | 24 | 9978.5292
2033-09-10 | 1 | 9750.9793
2033-09-10 | 2 | 9561.5612
2033-09-10 | 3 | 9387.5657
2033-09-10 | 4 | 9283.0648
2033-09-10 | 5 | 9275.8591
2033-09-10 | 6 | 9411.8288
2033-09-10 | 7 | 9390.5221
2033-09-10 | 8 | 9595.6073
2033-09-10 | 9 | 9767.675
2033-09-10 | 10 | 10012.8684
2033-09-10 | 11 | 10166.3702
2033-09-10 | 12 | 10195.7482
2033-09-10 | 13 | 10624.9028
2033-09-10 | 14 | 10749.6813
2033-09-10 | 15 | 10323.289
2033-09-10 | 16 | 10470.1842
2033-09-10 | 17 | 10518.4174
2033-09-10 | 18 | 10858.8577
2033-09-10 | 19 | 10773.5346
2033-09-10 | 20 | 10506.5131
2033-09-10 | 21 | 10529.2314
2033-09-10 | 22 | 10377.0969
2033-09-10 | 23 | 10196.0869
2033-09-10 | 24 | 9921.8693
2033-09-11 | 1 | 9669.8022
2033-09-11 | 2 | 9504.6965
2033-09-11 | 3 | 9391.6776
2033-09-11 | 4 | 9307.5756
2033-09-11 | 5 | 9261.5459
2033-09-11 | 6 | 9343.2941
2033-09-11 | 7 | 9433.7655
2033-09-11 | 8 | 9589.2936
2033-09-11 | 9 | 9600.8437
2033-09-11 | 10 | 9833.654
2033-09-11 | 11 | 10083.8249
2033-09-11 | 12 | 10316.3157
2033-09-11 | 13 | 10622.9566
2033-09-11 | 14 | 10800.3601
2033-09-11 | 15 | 10764.9386
2033-09-11 | 16 | 10820.7614
2033-09-11 | 17 | 10998.156
2033-09-11 | 18 | 10930.4723
2033-09-11 | 19 | 10643.1319
2033-09-11 | 20 | 10639.7569
2033-09-11 | 21 | 10698.3561
2033-09-11 | 22 | 10584.3099
2033-09-11 | 23 | 10384.56
2033-09-11 | 24 | 10023.7981
2033-09-12 | 1 | 9785.7136
2033-09-12 | 2 | 9630.7703
2033-09-12 | 3 | 9511.5513
2033-09-12 | 4 | 9462.5309
2033-09-12 | 5 | 9491.1373
2033-09-12 | 6 | 9646.6374
2033-09-12 | 7 | 9969.2
2033-09-12 | 8 | 10389.285
2033-09-12 | 9 | 10482.2114
2033-09-12 | 10 | 10534.6948
2033-09-12 | 11 | 10445.2685
2033-09-12 | 12 | 10374.452
2033-09-12 | 13 | 10308.5172
2033-09-12 | 14 | 10306.1257
2033-09-12 | 15 | 10284.5912
2033-09-12 | 16 | 10286.9556
2033-09-12 | 17 | 10324.0067
2033-09-12 | 18 | 10383.5651
2033-09-12 | 19 | 10394.6673
2033-09-12 | 20 | 10457.0424
2033-09-12 | 21 | 10628.6269
2033-09-12 | 22 | 10457.3634
2033-09-12 | 23 | 10131.16
2033-09-12 | 24 | 9786.9284
2033-09-13 | 1 | 9570.153
2033-09-13 | 2 | 9388.0013
2033-09-13 | 3 | 9309.4998
2033-09-13 | 4 | 9284.6791
2033-09-13 | 5 | 9311.8747
2033-09-13 | 6 | 9471.8188
2033-09-13 | 7 | 9798.4043
2033-09-13 | 8 | 10221.2035
2033-09-13 | 9 | 10373.5035
2033-09-13 | 10 | 10506.2551
2033-09-13 | 11 | 10346.5901
2033-09-13 | 12 | 10244.4378
2033-09-13 | 13 | 10402.2042
2033-09-13 | 14 | 10201.8023
2033-09-13 | 15 | 10318.6711
2033-09-13 | 16 | 10514.6908
2033-09-13 | 17 | 10665.0768
2033-09-13 | 18 | 10710.9666
2033-09-13 | 19 | 10479.4256
2033-09-13 | 20 | 10465.2748
2033-09-13 | 21 | 10667.1793
2033-09-13 | 22 | 10515.0341
2033-09-13 | 23 | 10219.3364
2033-09-13 | 24 | 9863.2352
2033-09-14 | 1 | 9589.3154
2033-09-14 | 2 | 9390.644
2033-09-14 | 3 | 9306.3257
2033-09-14 | 4 | 9268.4643
2033-09-14 | 5 | 9294.4542
2033-09-14 | 6 | 9446.5989
2033-09-14 | 7 | 9771.6266
2033-09-14 | 8 | 10199.0763
2033-09-14 | 9 | 10347.4398
2033-09-14 | 10 | 10471.8018
2033-09-14 | 11 | 10490.6672
2033-09-14 | 12 | 10551.1004
2033-09-14 | 13 | 10571.6684
2033-09-14 | 14 | 10567.3312
2033-09-14 | 15 | 10562.1272
2033-09-14 | 16 | 10652.0358
2033-09-14 | 17 | 10706.9654
2033-09-14 | 18 | 10749.2239
2033-09-14 | 19 | 10627.072
2033-09-14 | 20 | 10520.3445
2033-09-14 | 21 | 10649.1452
2033-09-14 | 22 | 10501.4474
2033-09-14 | 23 | 10198.1724
2033-09-14 | 24 | 9857.2241
2033-09-15 | 1 | 9588.143
2033-09-15 | 2 | 9496.1438
2033-09-15 | 3 | 9406.3084
2033-09-15 | 4 | 9363.3619
2033-09-15 | 5 | 9385.4114
2033-09-15 | 6 | 9545.1442
2033-09-15 | 7 | 9863.0178
2033-09-15 | 8 | 10285.6403
2033-09-15 | 9 | 10403.9905
2033-09-15 | 10 | 10542.4558
2033-09-15 | 11 | 10641.1107
2033-09-15 | 12 | 10693.5366
2033-09-15 | 13 | 10712.7752
2033-09-15 | 14 | 10706.1513
2033-09-15 | 15 | 10660.3855
2033-09-15 | 16 | 10701.7966
2033-09-15 | 17 | 10693.6558
2033-09-15 | 18 | 10651.6611
2033-09-15 | 19 | 10544.4149
2033-09-15 | 20 | 10487.7609
2033-09-15 | 21 | 10577.3216
2033-09-15 | 22 | 10434.9396
2033-09-15 | 23 | 10164.4974
2033-09-15 | 24 | 9864.1884
2033-09-16 | 1 | 9611.5828
2033-09-16 | 2 | 9452.9178
2033-09-16 | 3 | 9355.4129
2033-09-16 | 4 | 9308.4058
2033-09-16 | 5 | 9335.1166
2033-09-16 | 6 | 9499.2251
2033-09-16 | 7 | 9805.5237
2033-09-16 | 8 | 10221.0719
2033-09-16 | 9 | 10381.8893
2033-09-16 | 10 | 10470.0195
2033-09-16 | 11 | 10465.2827
2033-09-16 | 12 | 10543.7435
2033-09-16 | 13 | 10544.9475
2033-09-16 | 14 | 10531.711
2033-09-16 | 15 | 10512.3318
2033-09-16 | 16 | 10502.8323
2033-09-16 | 17 | 10500.7999
2033-09-16 | 18 | 10434.5573
2033-09-16 | 19 | 10375.8518
2033-09-16 | 20 | 10343.9379
2033-09-16 | 21 | 10546.8591
2033-09-16 | 22 | 10414.478
2033-09-16 | 23 | 10196.0307
2033-09-16 | 24 | 9894.9221
2033-09-17 | 1 | 9640.2759
2033-09-17 | 2 | 9459.2492
2033-09-17 | 3 | 9360.2462
2033-09-17 | 4 | 9290.288
2033-09-17 | 5 | 9327.8917
2033-09-17 | 6 | 9315.3361
2033-09-17 | 7 | 9454.7049
2033-09-17 | 8 | 9647.2815
2033-09-17 | 9 | 9706.1597
2033-09-17 | 10 | 9917.7336
2033-09-17 | 11 | 9896.5344
2033-09-17 | 12 | 9847.1327
2033-09-17 | 13 | 9646.1749
2033-09-17 | 14 | 9765.0603
2033-09-17 | 15 | 9746.7207
2033-09-17 | 16 | 9771.6014
2033-09-17 | 17 | 9988.2598
2033-09-17 | 18 | 10026.4377
2033-09-17 | 19 | 10066.3704
2033-09-17 | 20 | 10121.5572
2033-09-17 | 21 | 10274.2817
2033-09-17 | 22 | 10171.53
2033-09-17 | 23 | 9976.2631
2033-09-17 | 24 | 9728.2512
2033-09-18 | 1 | 9580.8512
2033-09-18 | 2 | 9375.2516
2033-09-18 | 3 | 9279.2247
2033-09-18 | 4 | 9217.1111
2033-09-18 | 5 | 9258.8621
2033-09-18 | 6 | 9263.0348
2033-09-18 | 7 | 9351.6999
2033-09-18 | 8 | 9503.5074
2033-09-18 | 9 | 9543.2581
2033-09-18 | 10 | 9680.742
2033-09-18 | 11 | 9761.9436
2033-09-18 | 12 | 9657.526
2033-09-18 | 13 | 9771.0103
2033-09-18 | 14 | 9757.4527
2033-09-18 | 15 | 9646.0305
2033-09-18 | 16 | 9733.1209
2033-09-18 | 17 | 9832.6924
2033-09-18 | 18 | 10000.8917
2033-09-18 | 19 | 10192.969
2033-09-18 | 20 | 10316.7627
2033-09-18 | 21 | 10414.577
2033-09-18 | 22 | 10285.052
2033-09-18 | 23 | 10038.7611
2033-09-18 | 24 | 9760.6833
2033-09-19 | 1 | 9517.9709
2033-09-19 | 2 | 9423.723
2033-09-19 | 3 | 9309.0808
2033-09-19 | 4 | 9209.9029
2033-09-19 | 5 | 9233.9142
2033-09-19 | 6 | 9413.6709
2033-09-19 | 7 | 9787.891
2033-09-19 | 8 | 10223.3317
2033-09-19 | 9 | 10362.5436
2033-09-19 | 10 | 10478.3697
2033-09-19 | 11 | 10388.7029
2033-09-19 | 12 | 10396.5377
2033-09-19 | 13 | 10357.8122
2033-09-19 | 14 | 10089.9044
2033-09-19 | 15 | 10120.9435
2033-09-19 | 16 | 10256.9625
2033-09-19 | 17 | 10265.7299
2033-09-19 | 18 | 10364.2857
2033-09-19 | 19 | 10401.5218
2033-09-19 | 20 | 10667.7485
2033-09-19 | 21 | 10664.2972
2033-09-19 | 22 | 10506.3393
2033-09-19 | 23 | 10268.2784
2033-09-19 | 24 | 9935.1818
2033-09-20 | 1 | 9682.8857
2033-09-20 | 2 | 9526.0127
2033-09-20 | 3 | 9470.4965
2033-09-20 | 4 | 9452.0023
2033-09-20 | 5 | 9527.0718
2033-09-20 | 6 | 9690.1385
2033-09-20 | 7 | 9997.1074
2033-09-20 | 8 | 10356.6157
2033-09-20 | 9 | 10527.8033
2033-09-20 | 10 | 10700.2362
2033-09-20 | 11 | 10518.2168
2033-09-20 | 12 | 10406.3301
2033-09-20 | 13 | 10327.4725
2033-09-20 | 14 | 10448.6519
2033-09-20 | 15 | 10363.7618
2033-09-20 | 16 | 10399.3103
2033-09-20 | 17 | 10402.2149
2033-09-20 | 18 | 10629.77
2033-09-20 | 19 | 10581.501
2033-09-20 | 20 | 10814.0693
2033-09-20 | 21 | 10982.7549
2033-09-20 | 22 | 10826.3475
2033-09-20 | 23 | 10529.4221
2033-09-20 | 24 | 10175.062
2033-09-21 | 1 | 9842.4226
2033-09-21 | 2 | 9651.7272
2033-09-21 | 3 | 9559.9109
2033-09-21 | 4 | 9525.7229
2033-09-21 | 5 | 9544.1455
2033-09-21 | 6 | 9687.3187
2033-09-21 | 7 | 10020.764
2033-09-21 | 8 | 10416.2532
2033-09-21 | 9 | 10613.8046
2033-09-21 | 10 | 10749.1388
2033-09-21 | 11 | 10674.4221
2033-09-21 | 12 | 10604.1625
2033-09-21 | 13 | 10327.4921
2033-09-21 | 14 | 10281.5198
2033-09-21 | 15 | 10302.6475
2033-09-21 | 16 | 10260.5919
2033-09-21 | 17 | 10452.6398
2033-09-21 | 18 | 10428.6937
2033-09-21 | 19 | 10576.4188
2033-09-21 | 20 | 10818.5715
2033-09-21 | 21 | 10930.6959
2033-09-21 | 22 | 10786.6995
2033-09-21 | 23 | 10472.9173
2033-09-21 | 24 | 10111.6409
2033-09-22 | 1 | 9857.2596
2033-09-22 | 2 | 9722.7041
2033-09-22 | 3 | 9630.0342
2033-09-22 | 4 | 9583.1132
2033-09-22 | 5 | 9629.6266
2033-09-22 | 6 | 9763.1374
2033-09-22 | 7 | 10081.3656
2033-09-22 | 8 | 10432.8826
2033-09-22 | 9 | 10560.1996
2033-09-22 | 10 | 10642.673
2033-09-22 | 11 | 10561.4412
2033-09-22 | 12 | 10610.037
2033-09-22 | 13 | 10541.3184
2033-09-22 | 14 | 10539.2768
2033-09-22 | 15 | 10526.923
2033-09-22 | 16 | 10498.8381
2033-09-22 | 17 | 10499.8906
2033-09-22 | 18 | 10209.3314
2033-09-22 | 19 | 10394.3662
2033-09-22 | 20 | 10503.1399
2033-09-22 | 21 | 10597.493
2033-09-22 | 22 | 10413.9402
2033-09-22 | 23 | 10210.0983
2033-09-22 | 24 | 9858.7669
2033-09-23 | 1 | 9586.7327
2033-09-23 | 2 | 9440.8606
2033-09-23 | 3 | 9303.7363
2033-09-23 | 4 | 9275.8242
2033-09-23 | 5 | 9306.7083
2033-09-23 | 6 | 9464.6029
2033-09-23 | 7 | 9837.0871
2033-09-23 | 8 | 10228.5054
2033-09-23 | 9 | 10385.1636
2033-09-23 | 10 | 10422.7179
2033-09-23 | 11 | 10270.3392
2033-09-23 | 12 | 10178.7173
2033-09-23 | 13 | 10151.3102
2033-09-23 | 14 | 10160.1332
2033-09-23 | 15 | 10413.7971
2033-09-23 | 16 | 10282.387
2033-09-23 | 17 | 10390.413
2033-09-23 | 18 | 10469.729
2033-09-23 | 19 | 10434.0519
2033-09-23 | 20 | 10543.752
2033-09-23 | 21 | 10587.1125
2033-09-23 | 22 | 10393.8797
2033-09-23 | 23 | 10169.9013
2033-09-23 | 24 | 9868.2931
2033-09-24 | 1 | 9551.0747
2033-09-24 | 2 | 9418.3335
2033-09-24 | 3 | 9376.1093
2033-09-24 | 4 | 9338.8917
2033-09-24 | 5 | 9333.2467
2033-09-24 | 6 | 9378.8766
2033-09-24 | 7 | 9531.9123
2033-09-24 | 8 | 9606.5877
2033-09-24 | 9 | 9727.1721
2033-09-24 | 10 | 9839.1998
2033-09-24 | 11 | 10044.06
2033-09-24 | 12 | 9778.097
2033-09-24 | 13 | 9691.3679
2033-09-24 | 14 | 9662.2098
2033-09-24 | 15 | 9670.0654
2033-09-24 | 16 | 9732.3683
2033-09-24 | 17 | 9825.7222
2033-09-24 | 18 | 9835.8131
2033-09-24 | 19 | 9897.4627
2033-09-24 | 20 | 10141.2891
2033-09-24 | 21 | 10268.2952
2033-09-24 | 22 | 10158.2297
2033-09-24 | 23 | 9975.8486
2033-09-24 | 24 | 9781.7716
2033-09-25 | 1 | 9621.2878
2033-09-25 | 2 | 9461.3033
2033-09-25 | 3 | 9319.4288
2033-09-25 | 4 | 9280.9523
2033-09-25 | 5 | 9273.4889
2033-09-25 | 6 | 9286.5148
2033-09-25 | 7 | 9416.2844
2033-09-25 | 8 | 9493.4311
2033-09-25 | 9 | 9634.9056
2033-09-25 | 10 | 9694.347
2033-09-25 | 11 | 9650.2049
2033-09-25 | 12 | 9611.6906
2033-09-25 | 13 | 9548.4064
2033-09-25 | 14 | 9555.7345
2033-09-25 | 15 | 9595.929
2033-09-25 | 16 | 9556.947
2033-09-25 | 17 | 9632.0437
2033-09-25 | 18 | 9829.9525
2033-09-25 | 19 | 9963.3286
2033-09-25 | 20 | 10289.565
2033-09-25 | 21 | 10431.3517
2033-09-25 | 22 | 10310.7369
2033-09-25 | 23 | 10093.904
2033-09-25 | 24 | 9781.5589
2033-09-26 | 1 | 9526.1218
2033-09-26 | 2 | 9420.9016
2033-09-26 | 3 | 9339.3218
2033-09-26 | 4 | 9300.2675
2033-09-26 | 5 | 9356.0223
2033-09-26 | 6 | 9459.6918
2033-09-26 | 7 | 9797.7471
2033-09-26 | 8 | 10161.1581
2033-09-26 | 9 | 10315.2004
2033-09-26 | 10 | 10426.1747
2033-09-26 | 11 | 10428.3101
2033-09-26 | 12 | 10507.9453
2033-09-26 | 13 | 10487.9607
2033-09-26 | 14 | 10388.4264
2033-09-26 | 15 | 10310.2551
2033-09-26 | 16 | 10367.7918
2033-09-26 | 17 | 10542.0888
2033-09-26 | 18 | 10517.5481
2033-09-26 | 19 | 10447.5814
2033-09-26 | 20 | 10579.5126
2033-09-26 | 21 | 10639.2187
2033-09-26 | 22 | 10515.1737
2033-09-26 | 23 | 10189.2934
2033-09-26 | 24 | 9848.1611
2033-09-27 | 1 | 9562.954
2033-09-27 | 2 | 9367.2063
2033-09-27 | 3 | 9287.9761
2033-09-27 | 4 | 9261.2371
2033-09-27 | 5 | 9393.9166
2033-09-27 | 6 | 9593.1035
2033-09-27 | 7 | 9978.192
2033-09-27 | 8 | 10351.7319
2033-09-27 | 9 | 10521.2448
2033-09-27 | 10 | 10589.6936
2033-09-27 | 11 | 10485.2684
2033-09-27 | 12 | 10414.6059
2033-09-27 | 13 | 10205.0622
2033-09-27 | 14 | 10173.4855
2033-09-27 | 15 | 10161.5712
2033-09-27 | 16 | 10620.0379
2033-09-27 | 17 | 10643.6156
2033-09-27 | 18 | 10648.2491
2033-09-27 | 19 | 10623.2066
2033-09-27 | 20 | 10695.4251
2033-09-27 | 21 | 10713.6141
2033-09-27 | 22 | 10580.8075
2033-09-27 | 23 | 10314.3719
2033-09-27 | 24 | 10015.9569
2033-09-28 | 1 | 9810.2656
2033-09-28 | 2 | 9605.4788
2033-09-28 | 3 | 9513.5679
2033-09-28 | 4 | 9467.5242
2033-09-28 | 5 | 9510.9182
2033-09-28 | 6 | 9702.3696
2033-09-28 | 7 | 10159.4927
2033-09-28 | 8 | 10523.8676
2033-09-28 | 9 | 10776.4231
2033-09-28 | 10 | 10668.3874
2033-09-28 | 11 | 10431.2123
2033-09-28 | 12 | 10239.6268
2033-09-28 | 13 | 10117.3658
2033-09-28 | 14 | 10092.0664
2033-09-28 | 15 | 10074.1656
2033-09-28 | 16 | 10074.1763
2033-09-28 | 17 | 10108.628
2033-09-28 | 18 | 10176.7639
2033-09-28 | 19 | 10248.8587
2033-09-28 | 20 | 10587.286
2033-09-28 | 21 | 10682.1407
2033-09-28 | 22 | 10498.084
2033-09-28 | 23 | 10213.3242
2033-09-28 | 24 | 9852.3284
2033-09-29 | 1 | 9572.3773
2033-09-29 | 2 | 9459.5551
2033-09-29 | 3 | 9352.883
2033-09-29 | 4 | 9299.7065
2033-09-29 | 5 | 9319.5825
2033-09-29 | 6 | 9415.3955
2033-09-29 | 7 | 9778.6264
2033-09-29 | 8 | 10095.1702
2033-09-29 | 9 | 10345.0429
2033-09-29 | 10 | 10476.9799
2033-09-29 | 11 | 10396.3314
2033-09-29 | 12 | 10308.6591
2033-09-29 | 13 | 10231.8363
2033-09-29 | 14 | 10256.411
2033-09-29 | 15 | 10261.235
2033-09-29 | 16 | 10272.485
2033-09-29 | 17 | 10313.0046
2033-09-29 | 18 | 10392.2001
2033-09-29 | 19 | 10382.2526
2033-09-29 | 20 | 10607.6024
2033-09-29 | 21 | 10588.2122
2033-09-29 | 22 | 10439.8038
2033-09-29 | 23 | 10204.2183
2033-09-29 | 24 | 9899.6678
2033-09-30 | 1 | 9600.0554
2033-09-30 | 2 | 9416.7861
2033-09-30 | 3 | 9312.895
2033-09-30 | 4 | 9300.9733
2033-09-30 | 5 | 9330.1941
2033-09-30 | 6 | 9503.8445
2033-09-30 | 7 | 9864.8359
2033-09-30 | 8 | 10241.7013
2033-09-30 | 9 | 10431.9194
2033-09-30 | 10 | 10489.9169
2033-09-30 | 11 | 10387.0622
2033-09-30 | 12 | 10264.1469
2033-09-30 | 13 | 10190.8803
2033-09-30 | 14 | 10169.1361
2033-09-30 | 15 | 10155.1311
2033-09-30 | 16 | 10154.3288
2033-09-30 | 17 | 10204.6012
2033-09-30 | 18 | 10280.3608
2033-09-30 | 19 | 10296.0731
2033-09-30 | 20 | 10572.758
2033-09-30 | 21 | 10625.0979
2033-09-30 | 22 | 10460.6749
2033-09-30 | 23 | 10193.8312
2033-09-30 | 24 | 9886.8019
2033-10-01 | 1 | 9620.4495
2033-10-01 | 2 | 9621.479
2033-10-01 | 3 | 9521.5014
2033-10-01 | 4 | 9525.7491
2033-10-01 | 5 | 9531.8059
2033-10-01 | 6 | 9591.6335
2033-10-01 | 7 | 9750.3761
2033-10-01 | 8 | 9785.0754
2033-10-01 | 9 | 9947.1306
2033-10-01 | 10 | 10084.0362
2033-10-01 | 11 | 10051.9033
2033-10-01 | 12 | 9974.7063
2033-10-01 | 13 | 9901.1242
2033-10-01 | 14 | 9887.9257
2033-10-01 | 15 | 9863.8382
2033-10-01 | 16 | 9855.5025
2033-10-01 | 17 | 9911.7716
2033-10-01 | 18 | 10070.6207
2033-10-01 | 19 | 10212.6169
2033-10-01 | 20 | 10504.3147
2033-10-01 | 21 | 10548.845
2033-10-01 | 22 | 10451.6866
2033-10-01 | 23 | 10323.1068
2033-10-01 | 24 | 10083.9343
2033-10-02 | 1 | 9861.1516
2033-10-02 | 2 | 9702.0119
2033-10-02 | 3 | 9591.8047
2033-10-02 | 4 | 9587.656
2033-10-02 | 5 | 9584.6798
2033-10-02 | 6 | 9555.5188
2033-10-02 | 7 | 9699.4714
2033-10-02 | 8 | 9741.9119
2033-10-02 | 9 | 9860.1685
2033-10-02 | 10 | 9956.4721
2033-10-02 | 11 | 9919.5892
2033-10-02 | 12 | 9908.2452
2033-10-02 | 13 | 9824.433
2033-10-02 | 14 | 9857.2978
2033-10-02 | 15 | 9808.551
2033-10-02 | 16 | 9761.0441
2033-10-02 | 17 | 9871.1948
2033-10-02 | 18 | 10066.6078
2033-10-02 | 19 | 10219.285
2033-10-02 | 20 | 10553.1566
2033-10-02 | 21 | 10620.7123
2033-10-02 | 22 | 10559.6593
2033-10-02 | 23 | 10327.0914
2033-10-02 | 24 | 10039.1156
2033-10-03 | 1 | 9809.4923
2033-10-03 | 2 | 9728.7276
2033-10-03 | 3 | 9655.1808
2033-10-03 | 4 | 9632.0946
2033-10-03 | 5 | 9664.3294
2033-10-03 | 6 | 9835.2531
2033-10-03 | 7 | 10203.1864
2033-10-03 | 8 | 10579.6262
2033-10-03 | 9 | 10794.0374
2033-10-03 | 10 | 10807.2746
2033-10-03 | 11 | 10635.0992
2033-10-03 | 12 | 10489.3342
2033-10-03 | 13 | 10378.5205
2033-10-03 | 14 | 10369.2217
2033-10-03 | 15 | 10305.1425
2033-10-03 | 16 | 10300.4343
2033-10-03 | 17 | 10425.2161
2033-10-03 | 18 | 10514.9992
2033-10-03 | 19 | 10570.9172
2033-10-03 | 20 | 10920.963
2033-10-03 | 21 | 10988.7081
2033-10-03 | 22 | 10895.0104
2033-10-03 | 23 | 10612.8211
2033-10-03 | 24 | 10261.8369
2033-10-04 | 1 | 10004.7334
2033-10-04 | 2 | 9827.3127
2033-10-04 | 3 | 9747.2803
2033-10-04 | 4 | 9734.537
2033-10-04 | 5 | 9726.8075
2033-10-04 | 6 | 9900.4865
2033-10-04 | 7 | 10250.3289
2033-10-04 | 8 | 10585.463
2033-10-04 | 9 | 10802.3204
2033-10-04 | 10 | 10802.3299
2033-10-04 | 11 | 10627.3232
2033-10-04 | 12 | 10475.5173
2033-10-04 | 13 | 10379.7747
2033-10-04 | 14 | 10330.9962
2033-10-04 | 15 | 10305.9985
2033-10-04 | 16 | 10331.395
2033-10-04 | 17 | 10418.2088
2033-10-04 | 18 | 10523.6115
2033-10-04 | 19 | 10573.6791
2033-10-04 | 20 | 10917.797
2033-10-04 | 21 | 10978.9717
2033-10-04 | 22 | 10856.3515
2033-10-04 | 23 | 10572.7913
2033-10-04 | 24 | 10175.7284
2033-10-05 | 1 | 9930.9327
2033-10-05 | 2 | 9696.4934
2033-10-05 | 3 | 9636.9041
2033-10-05 | 4 | 9654.1941
2033-10-05 | 5 | 9728.0087
2033-10-05 | 6 | 9843.6927
2033-10-05 | 7 | 10222.8956
2033-10-05 | 8 | 10563.3538
2033-10-05 | 9 | 10762.0847
2033-10-05 | 10 | 10743.4667
2033-10-05 | 11 | 10582.181
2033-10-05 | 12 | 10589.4476
2033-10-05 | 13 | 10385.103
2033-10-05 | 14 | 10368.7624
2033-10-05 | 15 | 10365.8759
2033-10-05 | 16 | 10371.0495
2033-10-05 | 17 | 10469.975
2033-10-05 | 18 | 10558.7836
2033-10-05 | 19 | 10590.0815
2033-10-05 | 20 | 10902.8929
2033-10-05 | 21 | 10917.9497
2033-10-05 | 22 | 10779.3642
2033-10-05 | 23 | 10532.1672
2033-10-05 | 24 | 10188.3036
2033-10-06 | 1 | 9910.6638
2033-10-06 | 2 | 9771.0229
2033-10-06 | 3 | 9628.8803
2033-10-06 | 4 | 9583.1435
2033-10-06 | 5 | 9598.5076
2033-10-06 | 6 | 9756.8517
2033-10-06 | 7 | 10050.9266
2033-10-06 | 8 | 10349.5353
2033-10-06 | 9 | 10609.0517
2033-10-06 | 10 | 10718.6823
2033-10-06 | 11 | 10701.4313
2033-10-06 | 12 | 10785.8898
2033-10-06 | 13 | 10356.2756
2033-10-06 | 14 | 10362.6062
2033-10-06 | 15 | 10348.7223
2033-10-06 | 16 | 10337.1305
2033-10-06 | 17 | 10349.1725
2033-10-06 | 18 | 10618.9561
2033-10-06 | 19 | 10572.8119
2033-10-06 | 20 | 10874.079
2033-10-06 | 21 | 10821.3931
2033-10-06 | 22 | 10665.6168
2033-10-06 | 23 | 10388.2703
2033-10-06 | 24 | 10090.1173
2033-10-07 | 1 | 9834.8166
2033-10-07 | 2 | 9672.0128
2033-10-07 | 3 | 9578.7213
2033-10-07 | 4 | 9529.5021
2033-10-07 | 5 | 9583.2501
2033-10-07 | 6 | 9758.7341
2033-10-07 | 7 | 10127.0758
2033-10-07 | 8 | 10438.1006
2033-10-07 | 9 | 10699.2792
2033-10-07 | 10 | 10682.3876
2033-10-07 | 11 | 10550.5795
2033-10-07 | 12 | 10429.3098
2033-10-07 | 13 | 10377.5531
2033-10-07 | 14 | 10336.1874
2033-10-07 | 15 | 10346.8951
2033-10-07 | 16 | 10614.0128
2033-10-07 | 17 | 10375.9437
2033-10-07 | 18 | 10455.4022
2033-10-07 | 19 | 10492.355
2033-10-07 | 20 | 10792.4112
2033-10-07 | 21 | 10779.5892
2033-10-07 | 22 | 10640.2703
2033-10-07 | 23 | 10375.162
2033-10-07 | 24 | 10063.4212
2033-10-08 | 1 | 9804.0345
2033-10-08 | 2 | 9628.378
2033-10-08 | 3 | 9525.8998
2033-10-08 | 4 | 9466.0983
2033-10-08 | 5 | 9471.5155
2033-10-08 | 6 | 9566.0434
2033-10-08 | 7 | 9719.9816
2033-10-08 | 8 | 9797.1471
2033-10-08 | 9 | 9969.8123
2033-10-08 | 10 | 10062.1057
2033-10-08 | 11 | 10029.9466
2033-10-08 | 12 | 9967.6828
2033-10-08 | 13 | 9931.3034
2033-10-08 | 14 | 9941.3094
2033-10-08 | 15 | 9953.5838
2033-10-08 | 16 | 9951.6775
2033-10-08 | 17 | 9979.4985
2033-10-08 | 18 | 10090.5904
2033-10-08 | 19 | 10215.8512
2033-10-08 | 20 | 10489.6342
2033-10-08 | 21 | 10449.3295
2033-10-08 | 22 | 10347.7303
2033-10-08 | 23 | 10151.8655
2033-10-08 | 24 | 9915.8472
2033-10-09 | 1 | 9705.1189
2033-10-09 | 2 | 9554.4631
2033-10-09 | 3 | 9445.8197
2033-10-09 | 4 | 9397.1138
2033-10-09 | 5 | 9385.7978
2033-10-09 | 6 | 9497.7114
2033-10-09 | 7 | 9597.6807
2033-10-09 | 8 | 9618.234
2033-10-09 | 9 | 9752.3415
2033-10-09 | 10 | 9863.859
2033-10-09 | 11 | 9906.466
2033-10-09 | 12 | 9992.9544
2033-10-09 | 13 | 10242.6188
2033-10-09 | 14 | 9998.3596
2033-10-09 | 15 | 9972.6964
2033-10-09 | 16 | 9894.4114
2033-10-09 | 17 | 10190.9152
2033-10-09 | 18 | 10191.4829
2033-10-09 | 19 | 10318.3608
2033-10-09 | 20 | 10561.9358
2033-10-09 | 21 | 10539.3019
2033-10-09 | 22 | 10424.5396
2033-10-09 | 23 | 10188.7539
2033-10-09 | 24 | 9901.988
2033-10-10 | 1 | 9664.0857
2033-10-10 | 2 | 9619.2963
2033-10-10 | 3 | 9485.632
2033-10-10 | 4 | 9406.1987
2033-10-10 | 5 | 9419.7953
2033-10-10 | 6 | 9503.4207
2033-10-10 | 7 | 9650.7626
2033-10-10 | 8 | 9691.4601
2033-10-10 | 9 | 9935.7879
2033-10-10 | 10 | 10077.4328
2033-10-10 | 11 | 10147.6184
2033-10-10 | 12 | 10135.8414
2033-10-10 | 13 | 10205.191
2033-10-10 | 14 | 10278.6169
2033-10-10 | 15 | 9935.1134
2033-10-10 | 16 | 10198.8379
2033-10-10 | 17 | 10247.1305
2033-10-10 | 18 | 10342.9258
2033-10-10 | 19 | 10368.9089
2033-10-10 | 20 | 10556.4764
2033-10-10 | 21 | 10489.7629
2033-10-10 | 22 | 10388.6834
2033-10-10 | 23 | 10232.3704
2033-10-10 | 24 | 9968.1185
2033-10-11 | 1 | 9731.2177
2033-10-11 | 2 | 9558.1453
2033-10-11 | 3 | 9454.287
2033-10-11 | 4 | 9405.7408
2033-10-11 | 5 | 9447.2484
2033-10-11 | 6 | 9615.6248
2033-10-11 | 7 | 9984.5162
2033-10-11 | 8 | 10241.9793
2033-10-11 | 9 | 10467.0715
2033-10-11 | 10 | 10598.1396
2033-10-11 | 11 | 10644.2485
2033-10-11 | 12 | 10333.7405
2033-10-11 | 13 | 10285.7028
2033-10-11 | 14 | 10290.2209
2033-10-11 | 15 | 10372.8416
2033-10-11 | 16 | 10459.3799
2033-10-11 | 17 | 10497.7891
2033-10-11 | 18 | 10769.4069
2033-10-11 | 19 | 10621.6319
2033-10-11 | 20 | 10840.277
2033-10-11 | 21 | 10805.4589
2033-10-11 | 22 | 10660.3684
2033-10-11 | 23 | 10369.8565
2033-10-11 | 24 | 10026.9003
2033-10-12 | 1 | 9698.9051
2033-10-12 | 2 | 9520.4022
2033-10-12 | 3 | 9442.3003
2033-10-12 | 4 | 9411.9159
2033-10-12 | 5 | 9446.7886
2033-10-12 | 6 | 9678.7866
2033-10-12 | 7 | 10058.0565
2033-10-12 | 8 | 10362.9335
2033-10-12 | 9 | 10636.403
2033-10-12 | 10 | 10740.4923
2033-10-12 | 11 | 10762.9099
2033-10-12 | 12 | 10830.4608
2033-10-12 | 13 | 10828.6322
2033-10-12 | 14 | 10857.2872
2033-10-12 | 15 | 10667.6611
2033-10-12 | 16 | 10487.2816
2033-10-12 | 17 | 10604.6347
2033-10-12 | 18 | 10660.265
2033-10-12 | 19 | 10794.1074
2033-10-12 | 20 | 10935.0053
2033-10-12 | 21 | 10842.0348
2033-10-12 | 22 | 10693.1113
2033-10-12 | 23 | 10445.4797
2033-10-12 | 24 | 10107.0811
2033-10-13 | 1 | 9778.6595
2033-10-13 | 2 | 9696.9051
2033-10-13 | 3 | 9604.357
2033-10-13 | 4 | 9562.1974
2033-10-13 | 5 | 9591.3518
2033-10-13 | 6 | 9700.5094
2033-10-13 | 7 | 10046.2745
2033-10-13 | 8 | 10275.3791
2033-10-13 | 9 | 10586.5691
2033-10-13 | 10 | 10728.8379
2033-10-13 | 11 | 10698.2457
2033-10-13 | 12 | 10510.2977
2033-10-13 | 13 | 10432.5994
2033-10-13 | 14 | 10722.1908
2033-10-13 | 15 | 10747.3605
2033-10-13 | 16 | 10711.0159
2033-10-13 | 17 | 10764.2408
2033-10-13 | 18 | 10872.318
2033-10-13 | 19 | 10871.2825
2033-10-13 | 20 | 10926.9115
2033-10-13 | 21 | 10837.833
2033-10-13 | 22 | 10752.1852
2033-10-13 | 23 | 10486.042
2033-10-13 | 24 | 10184.1542
2033-10-14 | 1 | 9915.6915
2033-10-14 | 2 | 9725.8696
2033-10-14 | 3 | 9610.1609
2033-10-14 | 4 | 9605.7969
2033-10-14 | 5 | 9636.0852
2033-10-14 | 6 | 9793.3003
2033-10-14 | 7 | 10142.0453
2033-10-14 | 8 | 10356.7674
2033-10-14 | 9 | 10696.6874
2033-10-14 | 10 | 10695.3087
2033-10-14 | 11 | 10565.6371
2033-10-14 | 12 | 10441.4652
2033-10-14 | 13 | 10512.9862
2033-10-14 | 14 | 10695.7856
2033-10-14 | 15 | 10808.9697
2033-10-14 | 16 | 10471.5644
2033-10-14 | 17 | 10767.0907
2033-10-14 | 18 | 10667.3148
2033-10-14 | 19 | 10827.24
2033-10-14 | 20 | 10931.8373
2033-10-14 | 21 | 10874.707
2033-10-14 | 22 | 10735.2487
2033-10-14 | 23 | 10460.6136
2033-10-14 | 24 | 10151.4837
2033-10-15 | 1 | 9878.4713
2033-10-15 | 2 | 9698.2381
2033-10-15 | 3 | 9599.9536
2033-10-15 | 4 | 9611.7032
2033-10-15 | 5 | 9626.913
2033-10-15 | 6 | 9707.0068
2033-10-15 | 7 | 9858.1651
2033-10-15 | 8 | 10081.5598
2033-10-15 | 9 | 10308.586
2033-10-15 | 10 | 10304.0382
2033-10-15 | 11 | 10411.644
2033-10-15 | 12 | 10459.0865
2033-10-15 | 13 | 10230.3333
2033-10-15 | 14 | 10019.1514
2033-10-15 | 15 | 9999.1089
2033-10-15 | 16 | 9997.1476
2033-10-15 | 17 | 9956.0558
2033-10-15 | 18 | 10251.805
2033-10-15 | 19 | 10505.1561
2033-10-15 | 20 | 10740.6695
2033-10-15 | 21 | 10680.4762
2033-10-15 | 22 | 10578.1649
2033-10-15 | 23 | 10399.1624
2033-10-15 | 24 | 10171.61
2033-10-16 | 1 | 10016.12
2033-10-16 | 2 | 9876.0158
2033-10-16 | 3 | 9742.8644
2033-10-16 | 4 | 9611.1581
2033-10-16 | 5 | 9610.1886
2033-10-16 | 6 | 9656.7235
2033-10-16 | 7 | 9722.9783
2033-10-16 | 8 | 9862.7483
2033-10-16 | 9 | 10093.2667
2033-10-16 | 10 | 10095.0224
2033-10-16 | 11 | 10143.1029
2033-10-16 | 12 | 10033.4459
2033-10-16 | 13 | 9996.5236
2033-10-16 | 14 | 10070.1628
2033-10-16 | 15 | 10046.5414
2033-10-16 | 16 | 9903.3391
2033-10-16 | 17 | 10039.0365
2033-10-16 | 18 | 10437.501
2033-10-16 | 19 | 10507.7914
2033-10-16 | 20 | 10777.549
2033-10-16 | 21 | 10739.1534
2033-10-16 | 22 | 10629.8442
2033-10-16 | 23 | 10400.0927
2033-10-16 | 24 | 10141.875
2033-10-17 | 1 | 9875.1273
2033-10-17 | 2 | 9770.9986
2033-10-17 | 3 | 9681.5175
2033-10-17 | 4 | 9586.5082
2033-10-17 | 5 | 9615.4495
2033-10-17 | 6 | 9781.6312
2033-10-17 | 7 | 10117.6865
2033-10-17 | 8 | 10556.5784
2033-10-17 | 9 | 10868.5525
2033-10-17 | 10 | 10770.611
2033-10-17 | 11 | 10645.3831
2033-10-17 | 12 | 10718.9608
2033-10-17 | 13 | 10385.455
2033-10-17 | 14 | 10393.0056
2033-10-17 | 15 | 10329.1445
2033-10-17 | 16 | 10457.2362
2033-10-17 | 17 | 10761.5449
2033-10-17 | 18 | 10755.0702
2033-10-17 | 19 | 10868.007
2033-10-17 | 20 | 11082.2081
2033-10-17 | 21 | 11054.6938
2033-10-17 | 22 | 10886.9921
2033-10-17 | 23 | 10611.7666
2033-10-17 | 24 | 10281.3932
2033-10-18 | 1 | 10025.3571
2033-10-18 | 2 | 9823.4359
2033-10-18 | 3 | 9777.9426
2033-10-18 | 4 | 9754.296
2033-10-18 | 5 | 9790.5358
2033-10-18 | 6 | 9920.9
2033-10-18 | 7 | 10330.6834
2033-10-18 | 8 | 10787.3796
2033-10-18 | 9 | 11026.6833
2033-10-18 | 10 | 10964.9733
2033-10-18 | 11 | 10755.5
2033-10-18 | 12 | 10555.0721
2033-10-18 | 13 | 10727.4051
2033-10-18 | 14 | 10461.5183
2033-10-18 | 15 | 10576.4258
2033-10-18 | 16 | 10433.1667
2033-10-18 | 17 | 10562.2941
2033-10-18 | 18 | 10784.3188
2033-10-18 | 19 | 10944.6852
2033-10-18 | 20 | 11203.9969
2033-10-18 | 21 | 11145.3696
2033-10-18 | 22 | 11012.106
2033-10-18 | 23 | 10664.4841
2033-10-18 | 24 | 10327.5162
2033-10-19 | 1 | 10048.5065
2033-10-19 | 2 | 9828.3661
2033-10-19 | 3 | 9766.095
2033-10-19 | 4 | 9772.9689
2033-10-19 | 5 | 9760.2771
2033-10-19 | 6 | 9900.1379
2033-10-19 | 7 | 10224.7863
2033-10-19 | 8 | 10659.852
2033-10-19 | 9 | 10963.5147
2033-10-19 | 10 | 10922.4086
2033-10-19 | 11 | 10867.7467
2033-10-19 | 12 | 10828.6985
2033-10-19 | 13 | 10802.9159
2033-10-19 | 14 | 10732.7441
2033-10-19 | 15 | 10835.196
2033-10-19 | 16 | 10733.2221
2033-10-19 | 17 | 10944.5429
2033-10-19 | 18 | 10995.3412
2033-10-19 | 19 | 11210.2745
2033-10-19 | 20 | 11285.8762
2033-10-19 | 21 | 11244.7918
2033-10-19 | 22 | 11071.4581
2033-10-19 | 23 | 10772.567
2033-10-19 | 24 | 10426.4437
2033-10-20 | 1 | 10145.8096
2033-10-20 | 2 | 10021.1042
2033-10-20 | 3 | 9896.8555
2033-10-20 | 4 | 9864.6992
2033-10-20 | 5 | 9851.0099
2033-10-20 | 6 | 9941.4834
2033-10-20 | 7 | 10230.386
2033-10-20 | 8 | 10691.8737
2033-10-20 | 9 | 10951.716
2033-10-20 | 10 | 10874.1045
2033-10-20 | 11 | 10766.6074
2033-10-20 | 12 | 10595.1582
2033-10-20 | 13 | 10480.5262
2033-10-20 | 14 | 10409.9869
2033-10-20 | 15 | 10365.9087
2033-10-20 | 16 | 10323.3712
2033-10-20 | 17 | 10410.0898
2033-10-20 | 18 | 10492.3143
2033-10-20 | 19 | 10799.7185
2033-10-20 | 20 | 10975.4323
2033-10-20 | 21 | 10927.2482
2033-10-20 | 22 | 10804.0203
2033-10-20 | 23 | 10609.8547
2033-10-20 | 24 | 10285.492
2033-10-21 | 1 | 10013.097
2033-10-21 | 2 | 9865.0785
2033-10-21 | 3 | 9687.5109
2033-10-21 | 4 | 9638.2535
2033-10-21 | 5 | 9706.1656
2033-10-21 | 6 | 9842.0985
2033-10-21 | 7 | 10106.2876
2033-10-21 | 8 | 10495.1622
2033-10-21 | 9 | 10828.4996
2033-10-21 | 10 | 10799.1854
2033-10-21 | 11 | 10666.0035
2033-10-21 | 12 | 10529.242
2033-10-21 | 13 | 10408.029
2033-10-21 | 14 | 10509.4434
2033-10-21 | 15 | 10421.2927
2033-10-21 | 16 | 10510.2725
2033-10-21 | 17 | 10476.8411
2033-10-21 | 18 | 10589.1303
2033-10-21 | 19 | 10872.32
2033-10-21 | 20 | 10918.4335
2033-10-21 | 21 | 10846.6261
2033-10-21 | 22 | 10710.0467
2033-10-21 | 23 | 10445.5317
2033-10-21 | 24 | 10116.9474
2033-10-22 | 1 | 9869.7554
2033-10-22 | 2 | 9690.6075
2033-10-22 | 3 | 9578.4218
2033-10-22 | 4 | 9537.0196
2033-10-22 | 5 | 9562.7879
2033-10-22 | 6 | 9601.2154
2033-10-22 | 7 | 9724.9155
2033-10-22 | 8 | 9943.7805
2033-10-22 | 9 | 10155.1193
2033-10-22 | 10 | 10218.0934
2033-10-22 | 11 | 10361.4158
2033-10-22 | 12 | 10244.4812
2033-10-22 | 13 | 10395.1439
2033-10-22 | 14 | 10390.1215
2033-10-22 | 15 | 10065.7803
2033-10-22 | 16 | 10013.5012
2033-10-22 | 17 | 10022.7814
2033-10-22 | 18 | 10070.1601
2033-10-22 | 19 | 10384.0444
2033-10-22 | 20 | 10622.663
2033-10-22 | 21 | 10540.7091
2033-10-22 | 22 | 10455.2676
2033-10-22 | 23 | 10271.7123
2033-10-22 | 24 | 10024.3373
2033-10-23 | 1 | 9838.3845
2033-10-23 | 2 | 9698.3635
2033-10-23 | 3 | 9547.929
2033-10-23 | 4 | 9501.3402
2033-10-23 | 5 | 9508.9654
2033-10-23 | 6 | 9558.7326
2033-10-23 | 7 | 9702.5543
2033-10-23 | 8 | 9892.0886
2033-10-23 | 9 | 10053.8666
2033-10-23 | 10 | 10021.0103
2033-10-23 | 11 | 9938.6983
2033-10-23 | 12 | 9842.2672
2033-10-23 | 13 | 9795.9325
2033-10-23 | 14 | 9801.7485
2033-10-23 | 15 | 9786.1548
2033-10-23 | 16 | 9797.5725
2033-10-23 | 17 | 10042.8607
2033-10-23 | 18 | 10243.8367
2033-10-23 | 19 | 10591.6621
2033-10-23 | 20 | 10685.6832
2033-10-23 | 21 | 10627.1292
2033-10-23 | 22 | 10507.6357
2033-10-23 | 23 | 10277.4568
2033-10-23 | 24 | 9982.8833
2033-10-24 | 1 | 9746.6812
2033-10-24 | 2 | 9654.0975
2033-10-24 | 3 | 9571.8519
2033-10-24 | 4 | 9530.8758
2033-10-24 | 5 | 9563.9931
2033-10-24 | 6 | 9726.2072
2033-10-24 | 7 | 10181.799
2033-10-24 | 8 | 10664.1883
2033-10-24 | 9 | 10896.4176
2033-10-24 | 10 | 10788.9301
2033-10-24 | 11 | 10686.5676
2033-10-24 | 12 | 10743.9975
2033-10-24 | 13 | 10650.9801
2033-10-24 | 14 | 10645.7937
2033-10-24 | 15 | 10602.9711
2033-10-24 | 16 | 10669.3858
2033-10-24 | 17 | 10877.4624
2033-10-24 | 18 | 10764.5299
2033-10-24 | 19 | 10992.258
2033-10-24 | 20 | 11012.0612
2033-10-24 | 21 | 10935.7319
2033-10-24 | 22 | 10788.2428
2033-10-24 | 23 | 10532.7284
2033-10-24 | 24 | 10181.1289
2033-10-25 | 1 | 9899.0925
2033-10-25 | 2 | 9649.0664
2033-10-25 | 3 | 9558.4297
2033-10-25 | 4 | 9517.2506
2033-10-25 | 5 | 9540.1302
2033-10-25 | 6 | 9730.9138
2033-10-25 | 7 | 10084.6643
2033-10-25 | 8 | 10471.2692
2033-10-25 | 9 | 10737.2441
2033-10-25 | 10 | 10731.21
2033-10-25 | 11 | 10666.3411
2033-10-25 | 12 | 10661.8705
2033-10-25 | 13 | 10384.7825
2033-10-25 | 14 | 10637.4536
2033-10-25 | 15 | 10610.6655
2033-10-25 | 16 | 10475.8446
2033-10-25 | 17 | 10621.4278
2033-10-25 | 18 | 10533.1514
2033-10-25 | 19 | 10928.7772
2033-10-25 | 20 | 10863.4453
2033-10-25 | 21 | 10845.701
2033-10-25 | 22 | 10695.0032
2033-10-25 | 23 | 10383.6324
2033-10-25 | 24 | 10045.3189
2033-10-26 | 1 | 9778.0249
2033-10-26 | 2 | 9600.1991
2033-10-26 | 3 | 9538.1691
2033-10-26 | 4 | 9517.3593
2033-10-26 | 5 | 9557.4835
2033-10-26 | 6 | 9750.5154
2033-10-26 | 7 | 10118.5529
2033-10-26 | 8 | 10624.9379
2033-10-26 | 9 | 10863.5258
2033-10-26 | 10 | 10832.356
2033-10-26 | 11 | 10883.5934
2033-10-26 | 12 | 10577.7485
2033-10-26 | 13 | 10564.1818
2033-10-26 | 14 | 10777.2034
2033-10-26 | 15 | 10923.7342
2033-10-26 | 16 | 10922.3643
2033-10-26 | 17 | 10956.6
2033-10-26 | 18 | 10972.6697
2033-10-26 | 19 | 11057.6682
2033-10-26 | 20 | 11040.7049
2033-10-26 | 21 | 10976.6266
2033-10-26 | 22 | 10840.0868
2033-10-26 | 23 | 10553.0075
2033-10-26 | 24 | 10200.21
2033-10-27 | 1 | 9920.6827
2033-10-27 | 2 | 9776.8079
2033-10-27 | 3 | 9681.401
2033-10-27 | 4 | 9642.6953
2033-10-27 | 5 | 9668.9361
2033-10-27 | 6 | 9814.6053
2033-10-27 | 7 | 10157.3513
2033-10-27 | 8 | 10596.6331
2033-10-27 | 9 | 10843.825
2033-10-27 | 10 | 10881.2888
2033-10-27 | 11 | 10952.1002
2033-10-27 | 12 | 10936.1767
2033-10-27 | 13 | 10999.9937
2033-10-27 | 14 | 11011.8788
2033-10-27 | 15 | 10994.6385
2033-10-27 | 16 | 10977.8148
2033-10-27 | 17 | 11019.2179
2033-10-27 | 18 | 11051.6447
2033-10-27 | 19 | 11144.641
2033-10-27 | 20 | 11105.6665
2033-10-27 | 21 | 10991.444
2033-10-27 | 22 | 10889.9439
2033-10-27 | 23 | 10616.6149
2033-10-27 | 24 | 10299.8045
2033-10-28 | 1 | 10029.0871
2033-10-28 | 2 | 9877.8676
2033-10-28 | 3 | 9744.1162
2033-10-28 | 4 | 9720.329
2033-10-28 | 5 | 9676.294
2033-10-28 | 6 | 9890.2802
2033-10-28 | 7 | 10182.0446
2033-10-28 | 8 | 10618.9716
2033-10-28 | 9 | 10877.3996
2033-10-28 | 10 | 10914.6995
2033-10-28 | 11 | 10955.8209
2033-10-28 | 12 | 10935.9261
2033-10-28 | 13 | 10897.0674
2033-10-28 | 14 | 10874.2764
2033-10-28 | 15 | 10792.8434
2033-10-28 | 16 | 10815.9955
2033-10-28 | 17 | 10849.087
2033-10-28 | 18 | 10928.2369
2033-10-28 | 19 | 11184.729
2033-10-28 | 20 | 11215.8111
2033-10-28 | 21 | 11163.8867
2033-10-28 | 22 | 11032.1589
2033-10-28 | 23 | 10742.1753
2033-10-28 | 24 | 10454.0901
2033-10-29 | 1 | 10162.3208
2033-10-29 | 2 | 9988.6428
2033-10-29 | 3 | 9908.4254
2033-10-29 | 4 | 9849.4497
2033-10-29 | 5 | 9852.3393
2033-10-29 | 6 | 9862.9153
2033-10-29 | 7 | 9980.5995
2033-10-29 | 8 | 10188.7645
2033-10-29 | 9 | 10368.7209
2033-10-29 | 10 | 10467.0278
2033-10-29 | 11 | 10377.1371
2033-10-29 | 12 | 10342.4336
2033-10-29 | 13 | 10422.5276
2033-10-29 | 14 | 10441.1835
2033-10-29 | 15 | 9989.0405
2033-10-29 | 16 | 10331.9623
2033-10-29 | 17 | 10380.2506
2033-10-29 | 18 | 10353.0371
2033-10-29 | 19 | 10636.9949
2033-10-29 | 20 | 10686.0886
2033-10-29 | 21 | 10641.2643
2033-10-29 | 22 | 10600.9033
2033-10-29 | 23 | 10370.6069
2033-10-29 | 24 | 10165.0761
2033-10-30 | 1 | 9863.927
2033-10-30 | 2 | 9735.6021
2033-10-30 | 3 | 9619.4706
2033-10-30 | 4 | 9558.6146
2033-10-30 | 5 | 9543.979
2033-10-30 | 6 | 9580.193
2033-10-30 | 7 | 9636.5129
2033-10-30 | 8 | 9884.0106
2033-10-30 | 9 | 9977.9757
2033-10-30 | 10 | 10041.691
2033-10-30 | 11 | 9946.7272
2033-10-30 | 12 | 9856.4161
2033-10-30 | 13 | 9829.3023
2033-10-30 | 14 | 9846.201
2033-10-30 | 15 | 9890.132
2033-10-30 | 16 | 9850.4924
2033-10-30 | 17 | 10227.6374
2033-10-30 | 18 | 10167.6229
2033-10-30 | 19 | 10659.5955
2033-10-30 | 20 | 10651.1506
2033-10-30 | 21 | 10645.1262
2033-10-30 | 22 | 10490.3133
2033-10-30 | 23 | 10268.9673
2033-10-30 | 24 | 9973.941
2033-10-31 | 1 | 9781.0284
2033-10-31 | 2 | 9678.4377
2033-10-31 | 3 | 9645.2157
2033-10-31 | 4 | 9614.0056
2033-10-31 | 5 | 9635.862
2033-10-31 | 6 | 9795.6439
2033-10-31 | 7 | 10169.2794
2033-10-31 | 8 | 10604.1272
2033-10-31 | 9 | 10708.5117
2033-10-31 | 10 | 10744.4606
2033-10-31 | 11 | 10633.1162
2033-10-31 | 12 | 10492.2778
2033-10-31 | 13 | 10452.1158
2033-10-31 | 14 | 10466.4199
2033-10-31 | 15 | 10424.2564
2033-10-31 | 16 | 10436.3254
2033-10-31 | 17 | 10497.5337
2033-10-31 | 18 | 10697.3756
2033-10-31 | 19 | 11037.4009
2033-10-31 | 20 | 11177.2541
2033-10-31 | 21 | 11086.9718
2033-10-31 | 22 | 10919.784
2033-10-31 | 23 | 10628.887
2033-10-31 | 24 | 10288.1155
2033-11-01 | 1 | 10023.9329
2033-11-01 | 2 | 9901.1781
2033-11-01 | 3 | 9801.7053
2033-11-01 | 4 | 9714.0208
2033-11-01 | 5 | 9762.6173
2033-11-01 | 6 | 9946.6451
2033-11-01 | 7 | 10308.322
2033-11-01 | 8 | 10787.4549
2033-11-01 | 9 | 11012.4062
2033-11-01 | 10 | 11071.856
2033-11-01 | 11 | 11081.2433
2033-11-01 | 12 | 11117.6418
2033-11-01 | 13 | 11270.1757
2033-11-01 | 14 | 11270.2725
2033-11-01 | 15 | 11256.3517
2033-11-01 | 16 | 11268.6454
2033-11-01 | 17 | 11079.2996
2033-11-01 | 18 | 11273.3337
2033-11-01 | 19 | 11464.2723
2033-11-01 | 20 | 11484.0949
2033-11-01 | 21 | 11395.0025
2033-11-01 | 22 | 11231.5716
2033-11-01 | 23 | 10934.9912
2033-11-01 | 24 | 10577.0067
2033-11-02 | 1 | 10289.0104
2033-11-02 | 2 | 10084.6025
2033-11-02 | 3 | 9989.9407
2033-11-02 | 4 | 9943.025
2033-11-02 | 5 | 9958.8864
2033-11-02 | 6 | 10069.3852
2033-11-02 | 7 | 10406.417
2033-11-02 | 8 | 10897.4928
2033-11-02 | 9 | 11121.1609
2033-11-02 | 10 | 11189.3805
2033-11-02 | 11 | 11153.903
2033-11-02 | 12 | 11175.7034
2033-11-02 | 13 | 11046.4004
2033-11-02 | 14 | 10858.1985
2033-11-02 | 15 | 10870.9469
2033-11-02 | 16 | 11051.4321
2033-11-02 | 17 | 11280.6401
2033-11-02 | 18 | 11535.6944
2033-11-02 | 19 | 11783.3447
2033-11-02 | 20 | 11767.266
2033-11-02 | 21 | 11687.8688
2033-11-02 | 22 | 11523.3482
2033-11-02 | 23 | 11224.1087
2033-11-02 | 24 | 10862.3665
2033-11-03 | 1 | 10562.3918
2033-11-03 | 2 | 10347.9951
2033-11-03 | 3 | 10240.4632
2033-11-03 | 4 | 10182.0774
2033-11-03 | 5 | 10191.735
2033-11-03 | 6 | 10328.7082
2033-11-03 | 7 | 10613.0771
2033-11-03 | 8 | 11133.026
2033-11-03 | 9 | 11382.5879
2033-11-03 | 10 | 11440.6017
2033-11-03 | 11 | 11522.2625
2033-11-03 | 12 | 11362.2583
2033-11-03 | 13 | 11449.4211
2033-11-03 | 14 | 11168.4919
2033-11-03 | 15 | 11259.6633
2033-11-03 | 16 | 11228.9096
2033-11-03 | 17 | 11332.4621
2033-11-03 | 18 | 11501.1486
2033-11-03 | 19 | 11913.4106
2033-11-03 | 20 | 11909.9932
2033-11-03 | 21 | 11818.5193
2033-11-03 | 22 | 11720.2862
2033-11-03 | 23 | 11461.265
2033-11-03 | 24 | 11095.4733
2033-11-04 | 1 | 10788.4735
2033-11-04 | 2 | 10585.5853
2033-11-04 | 3 | 10453.6512
2033-11-04 | 4 | 10390.7027
2033-11-04 | 5 | 10400.6414
2033-11-04 | 6 | 10525.5935
2033-11-04 | 7 | 10831.6191
2033-11-04 | 8 | 11296.819
2033-11-04 | 9 | 11523.3481
2033-11-04 | 10 | 11641.5933
2033-11-04 | 11 | 11514.1273
2033-11-04 | 12 | 11326.2424
2033-11-04 | 13 | 11184.5392
2033-11-04 | 14 | 11140.0422
2033-11-04 | 15 | 11115.0808
2033-11-04 | 16 | 11086.978
2033-11-04 | 17 | 11137.9344
2033-11-04 | 18 | 11397.7564
2033-11-04 | 19 | 11873.7312
2033-11-04 | 20 | 11917.4266
2033-11-04 | 21 | 11847.3187
2033-11-04 | 22 | 11680.1015
2033-11-04 | 23 | 11420.3763
2033-11-04 | 24 | 11106.4067
2033-11-05 | 1 | 10797.0112
2033-11-05 | 2 | 10477.2638
2033-11-05 | 3 | 10332.9997
2033-11-05 | 4 | 10234.0556
2033-11-05 | 5 | 10187.3021
2033-11-05 | 6 | 10170.8413
2033-11-05 | 7 | 10183.4581
2033-11-05 | 8 | 10362.3447
2033-11-05 | 9 | 10580.9287
2033-11-05 | 10 | 10803.9594
2033-11-05 | 11 | 10931.5422
2033-11-05 | 12 | 10870.7607
2033-11-05 | 13 | 10621.2205
2033-11-05 | 14 | 10517.4436
2033-11-05 | 15 | 10377.8456
2033-11-05 | 16 | 10347.7275
2033-11-05 | 17 | 10450.6103
2033-11-05 | 18 | 10710.4442
2033-11-05 | 19 | 11187.4379
2033-11-05 | 20 | 11242.1747
2033-11-05 | 21 | 11169.3556
2033-11-05 | 22 | 11040.5742
2033-11-05 | 23 | 10824.6304
2033-11-05 | 24 | 10553.7559
2033-11-06 | 1 | 10307.4054
2033-11-06 | 2 | 10100.4037
2033-11-06 | 02X | 10078.2103
2033-11-06 | 3 | 10002.0735
2033-11-06 | 4 | 9970.5726
2033-11-06 | 5 | 10004.6892
2033-11-06 | 6 | 10087.5048
2033-11-06 | 7 | 10244.6274
2033-11-06 | 8 | 10350.9488
2033-11-06 | 9 | 10358.3185
2033-11-06 | 10 | 10341.9992
2033-11-06 | 11 | 10305.7114
2033-11-06 | 12 | 10330.3721
2033-11-06 | 13 | 10336.1286
2033-11-06 | 14 | 10308.8805
2033-11-06 | 15 | 10415.0748
2033-11-06 | 16 | 10658.103
2033-11-06 | 17 | 10982.282
2033-11-06 | 18 | 11273.5514
2033-11-06 | 19 | 11242.475
2033-11-06 | 20 | 11184.6203
2033-11-06 | 21 | 11056.0889
2033-11-06 | 22 | 10815.3193
2033-11-06 | 23 | 10496.8112
2033-11-06 | 24 | 10234.4665
2033-11-07 | 1 | 10102.1816
2033-11-07 | 2 | 10015.603
2033-11-07 | 3 | 9965.9249
2033-11-07 | 4 | 9980.7767
2033-11-07 | 5 | 10150.6114
2033-11-07 | 6 | 10481.9694
2033-11-07 | 7 | 10969.8838
2033-11-07 | 8 | 11135.136
2033-11-07 | 9 | 11065.8304
2033-11-07 | 10 | 10944.2235
2033-11-07 | 11 | 10806.8213
2033-11-07 | 12 | 10788.8264
2033-11-07 | 13 | 10772.1791
2033-11-07 | 14 | 10759.3617
2033-11-07 | 15 | 10800.6847
2033-11-07 | 16 | 10993.6643
2033-11-07 | 17 | 11340.6676
2033-11-07 | 18 | 11635.397
2033-11-07 | 19 | 11593.4464
2033-11-07 | 20 | 11528.8212
2033-11-07 | 21 | 11374.5391
2033-11-07 | 22 | 11065.2411
2033-11-07 | 23 | 10705.0347
2033-11-07 | 24 | 10417.7089
2033-11-08 | 1 | 10208.9384
2033-11-08 | 2 | 10119.9385
2033-11-08 | 3 | 10090.599
2033-11-08 | 4 | 10106.0085
2033-11-08 | 5 | 10261.5999
2033-11-08 | 6 | 10613.9102
2033-11-08 | 7 | 11117.1193
2033-11-08 | 8 | 11289.29
2033-11-08 | 9 | 11263.68
2033-11-08 | 10 | 11170.9506
2033-11-08 | 11 | 11171.7453
2033-11-08 | 12 | 11052.1718
2033-11-08 | 13 | 11073.4928
2033-11-08 | 14 | 11278.8564
2033-11-08 | 15 | 11154.493
2033-11-08 | 16 | 11396.267
2033-11-08 | 17 | 11807.6477
2033-11-08 | 18 | 12003.707
2033-11-08 | 19 | 11929.666
2033-11-08 | 20 | 11852.9348
2033-11-08 | 21 | 11700.3769
2033-11-08 | 22 | 11412.4191
2033-11-08 | 23 | 11051.7299
2033-11-08 | 24 | 10755.3568
2033-11-09 | 1 | 10542.9669
2033-11-09 | 2 | 10445.9729
2033-11-09 | 3 | 10400.6758
2033-11-09 | 4 | 10412.6095
2033-11-09 | 5 | 10557.9609
2033-11-09 | 6 | 10834.1665
2033-11-09 | 7 | 11286.6654
2033-11-09 | 8 | 11483.9923
2033-11-09 | 9 | 11526.5533
2033-11-09 | 10 | 11487.6344
2033-11-09 | 11 | 11648.692
2033-11-09 | 12 | 11552.6432
2033-11-09 | 13 | 11435.3496
2033-11-09 | 14 | 11107.7218
2033-11-09 | 15 | 11071.177
2033-11-09 | 16 | 11385.1334
2033-11-09 | 17 | 11680.4096
2033-11-09 | 18 | 11935.9475
2033-11-09 | 19 | 11885.6062
2033-11-09 | 20 | 11831.2279
2033-11-09 | 21 | 11707.5299
2033-11-09 | 22 | 11419.2484
2033-11-09 | 23 | 11064.8016
2033-11-09 | 24 | 10758.6067
2033-11-10 | 1 | 10582.0515
2033-11-10 | 2 | 10474.5668
2033-11-10 | 3 | 10418.6907
2033-11-10 | 4 | 10394.1229
2033-11-10 | 5 | 10521.4742
2033-11-10 | 6 | 10782.5535
2033-11-10 | 7 | 11254.8337
2033-11-10 | 8 | 11432.577
2033-11-10 | 9 | 11562.1346
2033-11-10 | 10 | 11590.817
2033-11-10 | 11 | 11557.9317
2033-11-10 | 12 | 11392.8297
2033-11-10 | 13 | 11377.428
2033-11-10 | 14 | 11500.3979
2033-11-10 | 15 | 11485.4129
2033-11-10 | 16 | 11498.0435
2033-11-10 | 17 | 11648.5048
2033-11-10 | 18 | 11851.6248
2033-11-10 | 19 | 11805.5574
2033-11-10 | 20 | 11749.3036
2033-11-10 | 21 | 11590.9081
2033-11-10 | 22 | 11327.8582
2033-11-10 | 23 | 11003.0687
2033-11-10 | 24 | 10717.173
2033-11-11 | 1 | 10477.519
2033-11-11 | 2 | 10346.2411
2033-11-11 | 3 | 10261.5709
2033-11-11 | 4 | 10231.9049
2033-11-11 | 5 | 10274.4204
2033-11-11 | 6 | 10333.6811
2033-11-11 | 7 | 10557.8804
2033-11-11 | 8 | 10677.8229
2033-11-11 | 9 | 10868.8534
2033-11-11 | 10 | 10769.6252
2033-11-11 | 11 | 10782.5664
2033-11-11 | 12 | 10808.3994
2033-11-11 | 13 | 10901.1248
2033-11-11 | 14 | 10919.5822
2033-11-11 | 15 | 10789.9743
2033-11-11 | 16 | 10983.0146
2033-11-11 | 17 | 11202.2589
2033-11-11 | 18 | 11449.037
2033-11-11 | 19 | 11399.3963
2033-11-11 | 20 | 11334.8487
2033-11-11 | 21 | 11206.389
2033-11-11 | 22 | 11002.0788
2033-11-11 | 23 | 10721.0637
2033-11-11 | 24 | 10460.6873
2033-11-12 | 1 | 10319.6796
2033-11-12 | 2 | 10189.5084
2033-11-12 | 3 | 10116.6203
2033-11-12 | 4 | 10100.2681
2033-11-12 | 5 | 10143.2877
2033-11-12 | 6 | 10245.9594
2033-11-12 | 7 | 10462.5762
2033-11-12 | 8 | 10624.451
2033-11-12 | 9 | 10802.7793
2033-11-12 | 10 | 10878.6498
2033-11-12 | 11 | 10999.5971
2033-11-12 | 12 | 10729.1978
2033-11-12 | 13 | 10560.9912
2033-11-12 | 14 | 10589.6414
2033-11-12 | 15 | 10589.2913
2033-11-12 | 16 | 10861.1725
2033-11-12 | 17 | 11168.6462
2033-11-12 | 18 | 11396.0545
2033-11-12 | 19 | 11339.8459
2033-11-12 | 20 | 11264.1582
2033-11-12 | 21 | 11135.9347
2033-11-12 | 22 | 10964.3264
2033-11-12 | 23 | 10723.508
2033-11-12 | 24 | 10467.3413
2033-11-13 | 1 | 10285.2355
2033-11-13 | 2 | 10171.1661
2033-11-13 | 3 | 10104.9842
2033-11-13 | 4 | 10094.0038
2033-11-13 | 5 | 10130.8534
2033-11-13 | 6 | 10231.0272
2033-11-13 | 7 | 10432.529
2033-11-13 | 8 | 10516.4674
2033-11-13 | 9 | 10739.7872
2033-11-13 | 10 | 10865.4384
2033-11-13 | 11 | 10522.7004
2033-11-13 | 12 | 10827.462
2033-11-13 | 13 | 10950.6725
2033-11-13 | 14 | 10902.1616
2033-11-13 | 15 | 10924.4039
2033-11-13 | 16 | 11010.0707
2033-11-13 | 17 | 11241.0838
2033-11-13 | 18 | 11485.7111
2033-11-13 | 19 | 11428.8896
2033-11-13 | 20 | 11367.669
2033-11-13 | 21 | 11241.4598
2033-11-13 | 22 | 11011.6178
2033-11-13 | 23 | 10690.633
2033-11-13 | 24 | 10408.6757
2033-11-14 | 1 | 10268.6726
2033-11-14 | 2 | 10161.0146
2033-11-14 | 3 | 10097.6796
2033-11-14 | 4 | 10103.2637
2033-11-14 | 5 | 10243.797
2033-11-14 | 6 | 10547.9369
2033-11-14 | 7 | 10980.0619
2033-11-14 | 8 | 11192.7443
2033-11-14 | 9 | 11318.6548
2033-11-14 | 10 | 11220.5425
2033-11-14 | 11 | 11113.0456
2033-11-14 | 12 | 10907.9715
2033-11-14 | 13 | 11260.5522
2033-11-14 | 14 | 10801.343
2033-11-14 | 15 | 11189.7632
2033-11-14 | 16 | 11309.6943
2033-11-14 | 17 | 11467.4318
2033-11-14 | 18 | 11584.8324
2033-11-14 | 19 | 11499.9444
2033-11-14 | 20 | 11474.834
2033-11-14 | 21 | 11307.7348
2033-11-14 | 22 | 10948.7625
2033-11-14 | 23 | 10578.7036
2033-11-14 | 24 | 10279.6959
2033-11-15 | 1 | 10074.3594
2033-11-15 | 2 | 10028.8216
2033-11-15 | 3 | 9985.3098
2033-11-15 | 4 | 10001.8766
2033-11-15 | 5 | 10168.9376
2033-11-15 | 6 | 10459.9206
2033-11-15 | 7 | 10949.8589
2033-11-15 | 8 | 11193.9231
2033-11-15 | 9 | 11238.5868
2033-11-15 | 10 | 10964.4559
2033-11-15 | 11 | 10902.3122
2033-11-15 | 12 | 10989.233
2033-11-15 | 13 | 10997.3987
2033-11-15 | 14 | 11004.8695
2033-11-15 | 15 | 11177.1576
2033-11-15 | 16 | 11403.1978
2033-11-15 | 17 | 11591.631
2033-11-15 | 18 | 11721.4194
2033-11-15 | 19 | 11632.5429
2033-11-15 | 20 | 11549.4851
2033-11-15 | 21 | 11420.0371
2033-11-15 | 22 | 11095.6762
2033-11-15 | 23 | 10734.9402
2033-11-15 | 24 | 10490.9923
2033-11-16 | 1 | 10279.0069
2033-11-16 | 2 | 10126.702
2033-11-16 | 3 | 10080.9644
2033-11-16 | 4 | 10052.0469
2033-11-16 | 5 | 10200.6348
2033-11-16 | 6 | 10592.1959
2033-11-16 | 7 | 11074.3204
2033-11-16 | 8 | 11338.3202
2033-11-16 | 9 | 11488.3087
2033-11-16 | 10 | 11450.6903
2033-11-16 | 11 | 11204.8656
2033-11-16 | 12 | 11099.3779
2033-11-16 | 13 | 10988.2053
2033-11-16 | 14 | 10948.7568
2033-11-16 | 15 | 11291.2028
2033-11-16 | 16 | 11506.0263
2033-11-16 | 17 | 11750.0195
2033-11-16 | 18 | 11834.8287
2033-11-16 | 19 | 11756.5789
2033-11-16 | 20 | 11686.8928
2033-11-16 | 21 | 11504.7722
2033-11-16 | 22 | 11191.673
2033-11-16 | 23 | 10824.0546
2033-11-16 | 24 | 10520.0562
2033-11-17 | 1 | 10335.8677
2033-11-17 | 2 | 10228.4543
2033-11-17 | 3 | 10172.5584
2033-11-17 | 4 | 10211.1708
2033-11-17 | 5 | 10332.4306
2033-11-17 | 6 | 10622.3792
2033-11-17 | 7 | 11084.6293
2033-11-17 | 8 | 11365.6156
2033-11-17 | 9 | 11517.4221
2033-11-17 | 10 | 11386.3632
2033-11-17 | 11 | 11401.2808
2033-11-17 | 12 | 11139.7126
2033-11-17 | 13 | 11230.3176
2033-11-17 | 14 | 11068.7879
2033-11-17 | 15 | 11037.5457
2033-11-17 | 16 | 11173.2652
2033-11-17 | 17 | 11595.888
2033-11-17 | 18 | 11783.3782
2033-11-17 | 19 | 11714.9421
2033-11-17 | 20 | 11647.4177
2033-11-17 | 21 | 11436.6824
2033-11-17 | 22 | 11145.0153
2033-11-17 | 23 | 10806.5719
2033-11-17 | 24 | 10516.0712
2033-11-18 | 1 | 10310.0275
2033-11-18 | 2 | 10193.8007
2033-11-18 | 3 | 10138.6342
2033-11-18 | 4 | 10159.1539
2033-11-18 | 5 | 10329.1498
2033-11-18 | 6 | 10639.7647
2033-11-18 | 7 | 11115.1548
2033-11-18 | 8 | 11382.3859
2033-11-18 | 9 | 11566.7254
2033-11-18 | 10 | 11406.7824
2033-11-18 | 11 | 11448.3333
2033-11-18 | 12 | 11354.4542
2033-11-18 | 13 | 11414.7289
2033-11-18 | 14 | 11463.1244
2033-11-18 | 15 | 11533.3171
2033-11-18 | 16 | 11603.2854
2033-11-18 | 17 | 11808.7243
2033-11-18 | 18 | 11964.0977
2033-11-18 | 19 | 11880.3572
2033-11-18 | 20 | 11792.1539
2033-11-18 | 21 | 11637.4649
2033-11-18 | 22 | 11364.1994
2033-11-18 | 23 | 11037.3315
2033-11-18 | 24 | 10751.0431
2033-11-19 | 1 | 10555.9339
2033-11-19 | 2 | 10439.174
2033-11-19 | 3 | 10357.2144
2033-11-19 | 4 | 10335.0668
2033-11-19 | 5 | 10371.8818
2033-11-19 | 6 | 10448.4783
2033-11-19 | 7 | 10651.7287
2033-11-19 | 8 | 10960.1527
2033-11-19 | 9 | 11191.9381
2033-11-19 | 10 | 10835.0451
2033-11-19 | 11 | 10767.5533
2033-11-19 | 12 | 10792.1077
2033-11-19 | 13 | 10782.0215
2033-11-19 | 14 | 10750.346
2033-11-19 | 15 | 10784.2568
2033-11-19 | 16 | 11002.1722
2033-11-19 | 17 | 11540.4297
2033-11-19 | 18 | 11768.8186
2033-11-19 | 19 | 11726.6388
2033-11-19 | 20 | 11667.2391
2033-11-19 | 21 | 11539.5687
2033-11-19 | 22 | 11355.3192
2033-11-19 | 23 | 11062.9529
2033-11-19 | 24 | 10797.6053
2033-11-20 | 1 | 10581.8045
2033-11-20 | 2 | 10436.0794
2033-11-20 | 3 | 10336.4751
2033-11-20 | 4 | 10294.4751
2033-11-20 | 5 | 10288.1145
2033-11-20 | 6 | 10313.5418
2033-11-20 | 7 | 10466.2938
2033-11-20 | 8 | 10770.2563
2033-11-20 | 9 | 10994.0681
2033-11-20 | 10 | 10706.5164
2033-11-20 | 11 | 10744.4254
2033-11-20 | 12 | 10629.3157
2033-11-20 | 13 | 10768.7096
2033-11-20 | 14 | 10609.9305
2033-11-20 | 15 | 10759.8119
2033-11-20 | 16 | 10935.5183
2033-11-20 | 17 | 11510.4868
2033-11-20 | 18 | 11751.8484
2033-11-20 | 19 | 11691.3036
2033-11-20 | 20 | 11614.2458
2033-11-20 | 21 | 11484.4665
2033-11-20 | 22 | 11253.4074
2033-11-20 | 23 | 10934.1808
2033-11-20 | 24 | 10660.4561
2033-11-21 | 1 | 10531.1682
2033-11-21 | 2 | 10419.4752
2033-11-21 | 3 | 10354.0264
2033-11-21 | 4 | 10356.2564
2033-11-21 | 5 | 10466.0384
2033-11-21 | 6 | 10740.315
2033-11-21 | 7 | 11196.1483
2033-11-21 | 8 | 11579.5126
2033-11-21 | 9 | 11724.9213
2033-11-21 | 10 | 11511.5397
2033-11-21 | 11 | 11393.8148
2033-11-21 | 12 | 11584.9277
2033-11-21 | 13 | 11538.4443
2033-11-21 | 14 | 11404.7942
2033-11-21 | 15 | 11597.6133
2033-11-21 | 16 | 11683.1282
2033-11-21 | 17 | 11911.9549
2033-11-21 | 18 | 12097.0971
2033-11-21 | 19 | 12034.637
2033-11-21 | 20 | 11962.2826
2033-11-21 | 21 | 11793.536
2033-11-21 | 22 | 11496.0308
2033-11-21 | 23 | 11133.9597
2033-11-21 | 24 | 10832.9012
2033-11-22 | 1 | 10608.7663
2033-11-22 | 2 | 10501.3638
2033-11-22 | 3 | 10456.277
2033-11-22 | 4 | 10460.6594
2033-11-22 | 5 | 10600.7298
2033-11-22 | 6 | 10891.5503
2033-11-22 | 7 | 11362.0735
2033-11-22 | 8 | 11716.8463
2033-11-22 | 9 | 11847.7044
2033-11-22 | 10 | 11610.7472
2033-11-22 | 11 | 11587.4009
2033-11-22 | 12 | 11496.4435
2033-11-22 | 13 | 11669.5383
2033-11-22 | 14 | 11537.1587
2033-11-22 | 15 | 11795.7845
2033-11-22 | 16 | 11828.4002
2033-11-22 | 17 | 12171.6453
2033-11-22 | 18 | 12405.0671
2033-11-22 | 19 | 12373.3601
2033-11-22 | 20 | 12236.3732
2033-11-22 | 21 | 12088.4656
2033-11-22 | 22 | 11833.9614
2033-11-22 | 23 | 11475.3165
2033-11-22 | 24 | 11135.0945
2033-11-23 | 1 | 10870.4942
2033-11-23 | 2 | 10755.283
2033-11-23 | 3 | 10694.5928
2033-11-23 | 4 | 10677.0316
2033-11-23 | 5 | 10769.8747
2033-11-23 | 6 | 11020.8508
2033-11-23 | 7 | 11446.3981
2033-11-23 | 8 | 11855.8394
2033-11-23 | 9 | 11905.8896
2033-11-23 | 10 | 11886.6807
2033-11-23 | 11 | 11908.019
2033-11-23 | 12 | 11897.11
2033-11-23 | 13 | 11842.8834
2033-11-23 | 14 | 11766.1828
2033-11-23 | 15 | 11842.0019
2033-11-23 | 16 | 11890.9059
2033-11-23 | 17 | 12194.8858
2033-11-23 | 18 | 12425.9149
2033-11-23 | 19 | 12369.4604
2033-11-23 | 20 | 12273.4431
2033-11-23 | 21 | 12132.41
2033-11-23 | 22 | 11908.2437
2033-11-23 | 23 | 11499.5824
2033-11-23 | 24 | 11159.0492
2033-11-24 | 1 | 10962.2125
2033-11-24 | 2 | 10844.85
2033-11-24 | 3 | 10755.3167
2033-11-24 | 4 | 10735.5571
2033-11-24 | 5 | 10802.6444
2033-11-24 | 6 | 10957.4482
2033-11-24 | 7 | 11426.5357
2033-11-24 | 8 | 11851.9145
2033-11-24 | 9 | 12032.8714
2033-11-24 | 10 | 11900.0954
2033-11-24 | 11 | 11871.1904
2033-11-24 | 12 | 11746.4877
2033-11-24 | 13 | 11635.8946
2033-11-24 | 14 | 11812.7566
2033-11-24 | 15 | 11517.63
2033-11-24 | 16 | 11839.0887
2033-11-24 | 17 | 12157.75
2033-11-24 | 18 | 12356.8633
2033-11-24 | 19 | 12286.3078
2033-11-24 | 20 | 12151.1383
2033-11-24 | 21 | 12010.3952
2033-11-24 | 22 | 11766.957
2033-11-24 | 23 | 11419.9422
2033-11-24 | 24 | 11093.9039
2033-11-25 | 1 | 10809.3426
2033-11-25 | 2 | 10679.682
2033-11-25 | 3 | 10660.0087
2033-11-25 | 4 | 10643.813
2033-11-25 | 5 | 10677.2704
2033-11-25 | 6 | 10858.9537
2033-11-25 | 7 | 11310.516
2033-11-25 | 8 | 11716.2055
2033-11-25 | 9 | 11924.9423
2033-11-25 | 10 | 11678.7283
2033-11-25 | 11 | 11351.1503
2033-11-25 | 12 | 11335.5358
2033-11-25 | 13 | 11326.9933
2033-11-25 | 14 | 11330.41
2033-11-25 | 15 | 11379.7372
2033-11-25 | 16 | 11514.3328
2033-11-25 | 17 | 11851.5911
2033-11-25 | 18 | 11997.8089
2033-11-25 | 19 | 11925.6633
2033-11-25 | 20 | 11857.7317
2033-11-25 | 21 | 11734.376
2033-11-25 | 22 | 11481.1811
2033-11-25 | 23 | 11148.6186
2033-11-25 | 24 | 10857.243
2033-11-26 | 1 | 10624.4923
2033-11-26 | 2 | 10475.633
2033-11-26 | 3 | 10401.2754
2033-11-26 | 4 | 10347.066
2033-11-26 | 5 | 10330.0456
2033-11-26 | 6 | 10356.8266
2033-11-26 | 7 | 10543.1669
2033-11-26 | 8 | 10890.935
2033-11-26 | 9 | 11118.8676
2033-11-26 | 10 | 11081.8324
2033-11-26 | 11 | 10880.7642
2033-11-26 | 12 | 10845.2954
2033-11-26 | 13 | 10678.4416
2033-11-26 | 14 | 10734.0366
2033-11-26 | 15 | 10850.0908
2033-11-26 | 16 | 10816.4626
2033-11-26 | 17 | 11354.6907
2033-11-26 | 18 | 11513.9753
2033-11-26 | 19 | 11446.6714
2033-11-26 | 20 | 11383.672
2033-11-26 | 21 | 11264.5791
2033-11-26 | 22 | 11063.7815
2033-11-26 | 23 | 10792.3177
2033-11-26 | 24 | 10526.122
2033-11-27 | 1 | 10328.1854
2033-11-27 | 2 | 10182.7738
2033-11-27 | 3 | 10106.2571
2033-11-27 | 4 | 10070.5374
2033-11-27 | 5 | 10090.7236
2033-11-27 | 6 | 10179.117
2033-11-27 | 7 | 10351.8897
2033-11-27 | 8 | 10624.6176
2033-11-27 | 9 | 10744.363
2033-11-27 | 10 | 10751.9646
2033-11-27 | 11 | 10907.8249
2033-11-27 | 12 | 10516.7195
2033-11-27 | 13 | 10520.8838
2033-11-27 | 14 | 10535.8365
2033-11-27 | 15 | 10937.1978
2033-11-27 | 16 | 10909.3593
2033-11-27 | 17 | 11318.6597
2033-11-27 | 18 | 11466.277
2033-11-27 | 19 | 11418.3859
2033-11-27 | 20 | 11363.9224
2033-11-27 | 21 | 11277.5251
2033-11-27 | 22 | 11035.5311
2033-11-27 | 23 | 10724.6274
2033-11-27 | 24 | 10411.9043
2033-11-28 | 1 | 10355.3559
2033-11-28 | 2 | 10268.2478
2033-11-28 | 3 | 10218.8807
2033-11-28 | 4 | 10216.7326
2033-11-28 | 5 | 10364.4536
2033-11-28 | 6 | 10705.9384
2033-11-28 | 7 | 11121.8232
2033-11-28 | 8 | 11503.1589
2033-11-28 | 9 | 11622.863
2033-11-28 | 10 | 11521.5569
2033-11-28 | 11 | 11531.7194
2033-11-28 | 12 | 11154.0985
2033-11-28 | 13 | 11343.7242
2033-11-28 | 14 | 11424.0753
2033-11-28 | 15 | 11493.6939
2033-11-28 | 16 | 11540.5236
2033-11-28 | 17 | 11783.4949
2033-11-28 | 18 | 11901.9376
2033-11-28 | 19 | 11841.6079
2033-11-28 | 20 | 11789.3922
2033-11-28 | 21 | 11576.4843
2033-11-28 | 22 | 11277.599
2033-11-28 | 23 | 10894.5587
2033-11-28 | 24 | 10588.6335
2033-11-29 | 1 | 10376.6572
2033-11-29 | 2 | 10327.1878
2033-11-29 | 3 | 10270.4483
2033-11-29 | 4 | 10275.4112
2033-11-29 | 5 | 10411.26
2033-11-29 | 6 | 10699.7801
2033-11-29 | 7 | 11163.0086
2033-11-29 | 8 | 11557.4181
2033-11-29 | 9 | 11584.931
2033-11-29 | 10 | 11301.8363
2033-11-29 | 11 | 11478.9299
2033-11-29 | 12 | 11473.5219
2033-11-29 | 13 | 11449.8052
2033-11-29 | 14 | 11054.3511
2033-11-29 | 15 | 11114.9509
2033-11-29 | 16 | 11315.2442
2033-11-29 | 17 | 11746.6892
2033-11-29 | 18 | 11847.4679
2033-11-29 | 19 | 11784.1463
2033-11-29 | 20 | 11722.3731
2033-11-29 | 21 | 11605.2372
2033-11-29 | 22 | 11300.296
2033-11-29 | 23 | 10878.98
2033-11-29 | 24 | 10574.145
2033-11-30 | 1 | 10407.6554
2033-11-30 | 2 | 10309.3283
2033-11-30 | 3 | 10255.4813
2033-11-30 | 4 | 10317.7525
2033-11-30 | 5 | 10497.4927
2033-11-30 | 6 | 10770.2053
2033-11-30 | 7 | 11239.7981
2033-11-30 | 8 | 11583.5646
2033-11-30 | 9 | 11656.2772
2033-11-30 | 10 | 11529.6039
2033-11-30 | 11 | 11119.6437
2033-11-30 | 12 | 11457.9026
2033-11-30 | 13 | 11419.8034
2033-11-30 | 14 | 11485.758
2033-11-30 | 15 | 11538.04
2033-11-30 | 16 | 11593.1473
2033-11-30 | 17 | 11799.5313
2033-11-30 | 18 | 11836.4582
2033-11-30 | 19 | 11823.255
2033-11-30 | 20 | 11773.4392
2033-11-30 | 21 | 11614.2954
2033-11-30 | 22 | 11305.8615
2033-11-30 | 23 | 10931.0705
2033-11-30 | 24 | 10614.634
2033-12-01 | 1 | 10607.8991
2033-12-01 | 2 | 10481.0821
2033-12-01 | 3 | 10399.8709
2033-12-01 | 4 | 10333.7675
2033-12-01 | 5 | 10511.8654
2033-12-01 | 6 | 10788.7934
2033-12-01 | 7 | 11238.2115
2033-12-01 | 8 | 11551.1022
2033-12-01 | 9 | 11645.1267
2033-12-01 | 10 | 11266.503
2033-12-01 | 11 | 11100.4057
2033-12-01 | 12 | 11008.0205
2033-12-01 | 13 | 11317.2116
2033-12-01 | 14 | 10945.286
2033-12-01 | 15 | 11017.556
2033-12-01 | 16 | 11239.3946
2033-12-01 | 17 | 11683.6669
2033-12-01 | 18 | 11777.7012
2033-12-01 | 19 | 11714.4839
2033-12-01 | 20 | 11695.155
2033-12-01 | 21 | 11535.4916
2033-12-01 | 22 | 11296.8031
2033-12-01 | 23 | 10973.3474
2033-12-01 | 24 | 10700.2256
2033-12-02 | 1 | 10462.4168
2033-12-02 | 2 | 10362.5314
2033-12-02 | 3 | 10324.9431
2033-12-02 | 4 | 10392.6128
2033-12-02 | 5 | 10564.3988
2033-12-02 | 6 | 10927.7396
2033-12-02 | 7 | 11399.7044
2033-12-02 | 8 | 11715.1791
2033-12-02 | 9 | 11793.6406
2033-12-02 | 10 | 11713.4842
2033-12-02 | 11 | 11777.0266
2033-12-02 | 12 | 11701.5912
2033-12-02 | 13 | 11585.5722
2033-12-02 | 14 | 11656.492
2033-12-02 | 15 | 11758.869
2033-12-02 | 16 | 11740.3819
2033-12-02 | 17 | 11973.6574
2033-12-02 | 18 | 12072.8563
2033-12-02 | 19 | 11986.6152
2033-12-02 | 20 | 11900.1777
2033-12-02 | 21 | 11742.9761
2033-12-02 | 22 | 11468.3235
2033-12-02 | 23 | 11137.5582
2033-12-02 | 24 | 10836.8933
2033-12-03 | 1 | 10608.7561
2033-12-03 | 2 | 10462.7101
2033-12-03 | 3 | 10386.1042
2033-12-03 | 4 | 10335.7335
2033-12-03 | 5 | 10347.636
2033-12-03 | 6 | 10423.1286
2033-12-03 | 7 | 10616.2012
2033-12-03 | 8 | 10932.8667
2033-12-03 | 9 | 11103.3772
2033-12-03 | 10 | 11138.559
2033-12-03 | 11 | 11191.2638
2033-12-03 | 12 | 11081.3068
2033-12-03 | 13 | 11131.0167
2033-12-03 | 14 | 10998.1833
2033-12-03 | 15 | 10767.7392
2033-12-03 | 16 | 11016.7685
2033-12-03 | 17 | 11523.6309
2033-12-03 | 18 | 11657.0573
2033-12-03 | 19 | 11568.6341
2033-12-03 | 20 | 11483.113
2033-12-03 | 21 | 11352.2681
2033-12-03 | 22 | 11151.6575
2033-12-03 | 23 | 10901.5517
2033-12-03 | 24 | 10703.7971
2033-12-04 | 1 | 10529.3305
2033-12-04 | 2 | 10395.2985
2033-12-04 | 3 | 10321.4118
2033-12-04 | 4 | 10313.7523
2033-12-04 | 5 | 10360.0091
2033-12-04 | 6 | 10464.3264
2033-12-04 | 7 | 10657.1354
2033-12-04 | 8 | 10914.8522
2033-12-04 | 9 | 11065.5641
2033-12-04 | 10 | 10804.041
2033-12-04 | 11 | 11198.755
2033-12-04 | 12 | 11275.6607
2033-12-04 | 13 | 11291.921
2033-12-04 | 14 | 11302.4216
2033-12-04 | 15 | 11373.8533
2033-12-04 | 16 | 11500.5549
2033-12-04 | 17 | 11745.3014
2033-12-04 | 18 | 11913.8693
2033-12-04 | 19 | 11849.2856
2033-12-04 | 20 | 11785.6271
2033-12-04 | 21 | 11662.3845
2033-12-04 | 22 | 11425.2799
2033-12-04 | 23 | 11092.7599
2033-12-04 | 24 | 10816.2744
2033-12-05 | 1 | 10681.4418
2033-12-05 | 2 | 10632.8843
2033-12-05 | 3 | 10537.8966
2033-12-05 | 4 | 10592.0885
2033-12-05 | 5 | 10666.6843
2033-12-05 | 6 | 10949.0855
2033-12-05 | 7 | 11399.685
2033-12-05 | 8 | 11778.2253
2033-12-05 | 9 | 11834.7272
2033-12-05 | 10 | 11549.2373
2033-12-05 | 11 | 11415.907
2033-12-05 | 12 | 11308.3791
2033-12-05 | 13 | 11264.8744
2033-12-05 | 14 | 11272.2373
2033-12-05 | 15 | 11578.06
2033-12-05 | 16 | 11708.0061
2033-12-05 | 17 | 11920.7572
2033-12-05 | 18 | 11965.4074
2033-12-05 | 19 | 11884.2116
2033-12-05 | 20 | 11841.2087
2033-12-05 | 21 | 11688.2659
2033-12-05 | 22 | 11387.5932
2033-12-05 | 23 | 11059.0867
2033-12-05 | 24 | 10746.9346
2033-12-06 | 1 | 10530.9485
2033-12-06 | 2 | 10425.1093
2033-12-06 | 3 | 10361.5691
2033-12-06 | 4 | 10367.002
2033-12-06 | 5 | 10455.7837
2033-12-06 | 6 | 10777.3163
2033-12-06 | 7 | 11246.522
2033-12-06 | 8 | 11621.8845
2033-12-06 | 9 | 11653.5442
2033-12-06 | 10 | 11581.4878
2033-12-06 | 11 | 11651.6007
2033-12-06 | 12 | 11539.4288
2033-12-06 | 13 | 11441.2665
2033-12-06 | 14 | 11638.4536
2033-12-06 | 15 | 11668.3496
2033-12-06 | 16 | 11754.9788
2033-12-06 | 17 | 12032.6313
2033-12-06 | 18 | 12141.0184
2033-12-06 | 19 | 12066.2278
2033-12-06 | 20 | 11966.1502
2033-12-06 | 21 | 11799.6925
2033-12-06 | 22 | 11494.1209
2033-12-06 | 23 | 11138.4633
2033-12-06 | 24 | 10848.8047
2033-12-07 | 1 | 10640.5898
2033-12-07 | 2 | 10550.9191
2033-12-07 | 3 | 10504.4612
2033-12-07 | 4 | 10517.0988
2033-12-07 | 5 | 10658.7872
2033-12-07 | 6 | 10966.7886
2033-12-07 | 7 | 11409.2549
2033-12-07 | 8 | 11790.5878
2033-12-07 | 9 | 11847.2293
2033-12-07 | 10 | 11804.9898
2033-12-07 | 11 | 11722.1272
2033-12-07 | 12 | 11725.3142
2033-12-07 | 13 | 11529.1897
2033-12-07 | 14 | 11742.3311
2033-12-07 | 15 | 11573.0641
2033-12-07 | 16 | 11822.7266
2033-12-07 | 17 | 12108.4377
2033-12-07 | 18 | 12213.1063
2033-12-07 | 19 | 12146.3599
2033-12-07 | 20 | 12079.6276
2033-12-07 | 21 | 11912.8955
2033-12-07 | 22 | 11615.9952
2033-12-07 | 23 | 11246.0708
2033-12-07 | 24 | 10942.8414
2033-12-08 | 1 | 10771.3539
2033-12-08 | 2 | 10650.4259
2033-12-08 | 3 | 10584.2276
2033-12-08 | 4 | 10589.0812
2033-12-08 | 5 | 10713.6374
2033-12-08 | 6 | 10995.3583
2033-12-08 | 7 | 11466.5073
2033-12-08 | 8 | 11843.9579
2033-12-08 | 9 | 11939.2863
2033-12-08 | 10 | 11671.2571
2033-12-08 | 11 | 11778.0951
2033-12-08 | 12 | 11422.5181
2033-12-08 | 13 | 11419.7481
2033-12-08 | 14 | 11439.827
2033-12-08 | 15 | 11526.0422
2033-12-08 | 16 | 11737.5835
2033-12-08 | 17 | 12218.1702
2033-12-08 | 18 | 12361.7714
2033-12-08 | 19 | 12269.4793
2033-12-08 | 20 | 12219.5448
2033-12-08 | 21 | 12062.4496
2033-12-08 | 22 | 11763.7482
2033-12-08 | 23 | 11417.9373
2033-12-08 | 24 | 11094.9015
2033-12-09 | 1 | 10856.1725
2033-12-09 | 2 | 10723.8988
2033-12-09 | 3 | 10657.5278
2033-12-09 | 4 | 10640.5592
2033-12-09 | 5 | 10774.962
2033-12-09 | 6 | 10965.5289
2033-12-09 | 7 | 11417.2788
2033-12-09 | 8 | 11837.9579
2033-12-09 | 9 | 11903.3802
2033-12-09 | 10 | 11663.6269
2033-12-09 | 11 | 11427.4644
2033-12-09 | 12 | 11513.1685
2033-12-09 | 13 | 11575.3649
2033-12-09 | 14 | 11471.5103
2033-12-09 | 15 | 11332.5971
2033-12-09 | 16 | 11509.9331
2033-12-09 | 17 | 11950.6967
2033-12-09 | 18 | 11988.8608
2033-12-09 | 19 | 11923.2443
2033-12-09 | 20 | 11857.2286
2033-12-09 | 21 | 11706.0343
2033-12-09 | 22 | 11419.9077
2033-12-09 | 23 | 11076.7865
2033-12-09 | 24 | 10768.4782
2033-12-10 | 1 | 10540.695
2033-12-10 | 2 | 10397.8045
2033-12-10 | 3 | 10294.6605
2033-12-10 | 4 | 10266.7504
2033-12-10 | 5 | 10291.3963
2033-12-10 | 6 | 10391.9967
2033-12-10 | 7 | 10579.0446
2033-12-10 | 8 | 10899.5426
2033-12-10 | 9 | 11030.4014
2033-12-10 | 10 | 11058.1209
2033-12-10 | 11 | 11009.9437
2033-12-10 | 12 | 11101.3089
2033-12-10 | 13 | 10990.6895
2033-12-10 | 14 | 11076.8291
2033-12-10 | 15 | 11134.1502
2033-12-10 | 16 | 11292.4848
2033-12-10 | 17 | 11547.2614
2033-12-10 | 18 | 11684.07
2033-12-10 | 19 | 11586.8185
2033-12-10 | 20 | 11491.6937
2033-12-10 | 21 | 11360.1856
2033-12-10 | 22 | 11156.4427
2033-12-10 | 23 | 10930.9484
2033-12-10 | 24 | 10689.9663
2033-12-11 | 1 | 10510.4579
2033-12-11 | 2 | 10380.9785
2033-12-11 | 3 | 10328.8211
2033-12-11 | 4 | 10324.5303
2033-12-11 | 5 | 10380.9778
2033-12-11 | 6 | 10477.326
2033-12-11 | 7 | 10666.4646
2033-12-11 | 8 | 10930.9449
2033-12-11 | 9 | 11040.4545
2033-12-11 | 10 | 10892.6019
2033-12-11 | 11 | 10856.4673
2033-12-11 | 12 | 10855.6333
2033-12-11 | 13 | 10885.1553
2033-12-11 | 14 | 10903.5797
2033-12-11 | 15 | 11008.0788
2033-12-11 | 16 | 11294.676
2033-12-11 | 17 | 11872.6337
2033-12-11 | 18 | 12075.8055
2033-12-11 | 19 | 12012.6273
2033-12-11 | 20 | 11933.8745
2033-12-11 | 21 | 11795.86
2033-12-11 | 22 | 11577.7756
2033-12-11 | 23 | 11266.9058
2033-12-11 | 24 | 10993.9678
2033-12-12 | 1 | 10857.0096
2033-12-12 | 2 | 10766.6114
2033-12-12 | 3 | 10725.413
2033-12-12 | 4 | 10730.2726
2033-12-12 | 5 | 10871.5694
2033-12-12 | 6 | 11166.9186
2033-12-12 | 7 | 11621.5391
2033-12-12 | 8 | 12003.1449
2033-12-12 | 9 | 12051.6531
2033-12-12 | 10 | 11815.603
2033-12-12 | 11 | 11692.0108
2033-12-12 | 12 | 11614.915
2033-12-12 | 13 | 11575.2149
2033-12-12 | 14 | 11895.3498
2033-12-12 | 15 | 12044.5137
2033-12-12 | 16 | 12039.4725
2033-12-12 | 17 | 12381.8988
2033-12-12 | 18 | 12529.2112
2033-12-12 | 19 | 12450.8638
2033-12-12 | 20 | 12344.9674
2033-12-12 | 21 | 12184.4773
2033-12-12 | 22 | 11904.2189
2033-12-12 | 23 | 11538.9828
2033-12-12 | 24 | 11217.6242
2033-12-13 | 1 | 10970.1569
2033-12-13 | 2 | 10838.1033
2033-12-13 | 3 | 10763.7303
2033-12-13 | 4 | 10746.7673
2033-12-13 | 5 | 10825.6985
2033-12-13 | 6 | 11073.1607
2033-12-13 | 7 | 11460.7808
2033-12-13 | 8 | 11891.6067
2033-12-13 | 9 | 11925.4253
2033-12-13 | 10 | 11948.2382
2033-12-13 | 11 | 11940.5873
2033-12-13 | 12 | 11895.525
2033-12-13 | 13 | 11836.4829
2033-12-13 | 14 | 11796.0936
2033-12-13 | 15 | 11771.6089
2033-12-13 | 16 | 11763.3466
2033-12-13 | 17 | 11999.3941
2033-12-13 | 18 | 12067.0684
2033-12-13 | 19 | 12027.6407
2033-12-13 | 20 | 11979.84
2033-12-13 | 21 | 11824.6425
2033-12-13 | 22 | 11516.2639
2033-12-13 | 23 | 11130.1821
2033-12-13 | 24 | 10814.1949
2033-12-14 | 1 | 10644.1678
2033-12-14 | 2 | 10529.6735
2033-12-14 | 3 | 10509.1998
2033-12-14 | 4 | 10528.8124
2033-12-14 | 5 | 10619.7863
2033-12-14 | 6 | 10891.6849
2033-12-14 | 7 | 11355.2385
2033-12-14 | 8 | 11732.8901
2033-12-14 | 9 | 11746.2052
2033-12-14 | 10 | 11717.7902
2033-12-14 | 11 | 11736.573
2033-12-14 | 12 | 11668.4518
2033-12-14 | 13 | 11714.3535
2033-12-14 | 14 | 11580.4463
2033-12-14 | 15 | 11346.9816
2033-12-14 | 16 | 11602.3984
2033-12-14 | 17 | 12053.2503
2033-12-14 | 18 | 12124.2323
2033-12-14 | 19 | 12047.2388
2033-12-14 | 20 | 11934.1426
2033-12-14 | 21 | 11826.0316
2033-12-14 | 22 | 11527.4555
2033-12-14 | 23 | 11114.3387
2033-12-14 | 24 | 10822.5609
2033-12-15 | 1 | 10657.6812
2033-12-15 | 2 | 10551.5664
2033-12-15 | 3 | 10489.0185
2033-12-15 | 4 | 10500.0665
2033-12-15 | 5 | 10684.4073
2033-12-15 | 6 | 10939.9582
2033-12-15 | 7 | 11413.6587
2033-12-15 | 8 | 11776.4371
2033-12-15 | 9 | 11836.9071
2033-12-15 | 10 | 11815.5567
2033-12-15 | 11 | 11763.8781
2033-12-15 | 12 | 11710.1961
2033-12-15 | 13 | 11359.4569
2033-12-15 | 14 | 11366.8238
2033-12-15 | 15 | 11457.6673
2033-12-15 | 16 | 11824.3081
2033-12-15 | 17 | 12097.5362
2033-12-15 | 18 | 12210.9569
2033-12-15 | 19 | 12133.5392
2033-12-15 | 20 | 12040.0544
2033-12-15 | 21 | 11879.4517
2033-12-15 | 22 | 11611.7803
2033-12-15 | 23 | 11276.4519
2033-12-15 | 24 | 10971.4707
2033-12-16 | 1 | 10784.9578
2033-12-16 | 2 | 10664.6359
2033-12-16 | 3 | 10607.7664
2033-12-16 | 4 | 10609.774
2033-12-16 | 5 | 10739.3998
2033-12-16 | 6 | 10965.4193
2033-12-16 | 7 | 11442.1329
2033-12-16 | 8 | 11835.5407
2033-12-16 | 9 | 11871.9979
2033-12-16 | 10 | 11905.0058
2033-12-16 | 11 | 11987.4256
2033-12-16 | 12 | 11943.7739
2033-12-16 | 13 | 11918.5127
2033-12-16 | 14 | 11910.025
2033-12-16 | 15 | 11870.9367
2033-12-16 | 16 | 11869.5321
2033-12-16 | 17 | 12161.9557
2033-12-16 | 18 | 12297.2192
2033-12-16 | 19 | 12220.3787
2033-12-16 | 20 | 12122.1833
2033-12-16 | 21 | 11953.0953
2033-12-16 | 22 | 11689.8529
2033-12-16 | 23 | 11361.9487
2033-12-16 | 24 | 11056.942
2033-12-17 | 1 | 10835.6901
2033-12-17 | 2 | 10689.3462
2033-12-17 | 3 | 10612.5973
2033-12-17 | 4 | 10573.4724
2033-12-17 | 5 | 10590.2894
2033-12-17 | 6 | 10648.749
2033-12-17 | 7 | 10854.9333
2033-12-17 | 8 | 11224.5989
2033-12-17 | 9 | 11352.806
2033-12-17 | 10 | 11282.6918
2033-12-17 | 11 | 11496.9121
2033-12-17 | 12 | 11477.4833
2033-12-17 | 13 | 11371.4303
2033-12-17 | 14 | 11176.1683
2033-12-17 | 15 | 11197.9633
2033-12-17 | 16 | 11321.6775
2033-12-17 | 17 | 11703.2105
2033-12-17 | 18 | 11861.5329
2033-12-17 | 19 | 11783.2484
2033-12-17 | 20 | 11729.7657
2033-12-17 | 21 | 11593.5275
2033-12-17 | 22 | 11404.8897
2033-12-17 | 23 | 11122.9504
2033-12-17 | 24 | 10851.9668
2033-12-18 | 1 | 10648.2986
2033-12-18 | 2 | 10510.1639
2033-12-18 | 3 | 10432.6925
2033-12-18 | 4 | 10395.115
2033-12-18 | 5 | 10405.3649
2033-12-18 | 6 | 10454.992
2033-12-18 | 7 | 10631.1
2033-12-18 | 8 | 10924.8937
2033-12-18 | 9 | 11018.748
2033-12-18 | 10 | 11124.9987
2033-12-18 | 11 | 11135.9068
2033-12-18 | 12 | 11242.5219
2033-12-18 | 13 | 11167.7793
2033-12-18 | 14 | 11106.5793
2033-12-18 | 15 | 10975.6486
2033-12-18 | 16 | 11235.089
2033-12-18 | 17 | 11786.7696
2033-12-18 | 18 | 11963.5035
2033-12-18 | 19 | 11913.7682
2033-12-18 | 20 | 11828.4531
2033-12-18 | 21 | 11681.4515
2033-12-18 | 22 | 11451.5329
2033-12-18 | 23 | 11159.1503
2033-12-18 | 24 | 10928.3578
2033-12-19 | 1 | 10754.5107
2033-12-19 | 2 | 10656.2108
2033-12-19 | 3 | 10602.396
2033-12-19 | 4 | 10606.0166
2033-12-19 | 5 | 10737.396
2033-12-19 | 6 | 11018.6065
2033-12-19 | 7 | 11464.3244
2033-12-19 | 8 | 11840.9284
2033-12-19 | 9 | 11902.5378
2033-12-19 | 10 | 11698.3476
2033-12-19 | 11 | 11517.7434
2033-12-19 | 12 | 11433.0227
2033-12-19 | 13 | 11612.5785
2033-12-19 | 14 | 11441.1676
2033-12-19 | 15 | 11523.849
2033-12-19 | 16 | 11774.5986
2033-12-19 | 17 | 12227.6217
2033-12-19 | 18 | 12350.4382
2033-12-19 | 19 | 12333.2002
2033-12-19 | 20 | 12207.4462
2033-12-19 | 21 | 12044.0745
2033-12-19 | 22 | 11762.8412
2033-12-19 | 23 | 11388.663
2033-12-19 | 24 | 11075.3407
2033-12-20 | 1 | 10840.6881
2033-12-20 | 2 | 10731.0023
2033-12-20 | 3 | 10662.1983
2033-12-20 | 4 | 10642.2133
2033-12-20 | 5 | 10726.4646
2033-12-20 | 6 | 10943.8475
2033-12-20 | 7 | 11378.0185
2033-12-20 | 8 | 11808.2549
2033-12-20 | 9 | 11860.215
2033-12-20 | 10 | 11620.8172
2033-12-20 | 11 | 11443.5795
2033-12-20 | 12 | 11337.7863
2033-12-20 | 13 | 11304.0624
2033-12-20 | 14 | 11292.8349
2033-12-20 | 15 | 11372.6838
2033-12-20 | 16 | 11524.3472
2033-12-20 | 17 | 12058.2119
2033-12-20 | 18 | 12093.3714
2033-12-20 | 19 | 12016.7909
2033-12-20 | 20 | 11996.2752
2033-12-20 | 21 | 11835.0349
2033-12-20 | 22 | 11533.9769
2033-12-20 | 23 | 11110.628
2033-12-20 | 24 | 10809.8781
2033-12-21 | 1 | 10581.3349
2033-12-21 | 2 | 10477.9112
2033-12-21 | 3 | 10426.7934
2033-12-21 | 4 | 10425.0885
2033-12-21 | 5 | 10558.8956
2033-12-21 | 6 | 10934.6656
2033-12-21 | 7 | 11375.9251
2033-12-21 | 8 | 11708.0689
2033-12-21 | 9 | 11708.802
2033-12-21 | 10 | 11491.5654
2033-12-21 | 11 | 11664.9264
2033-12-21 | 12 | 11258.1611
2033-12-21 | 13 | 11435.8119
2033-12-21 | 14 | 11546.065
2033-12-21 | 15 | 11572.6611
2033-12-21 | 16 | 11499.3804
2033-12-21 | 17 | 11940.5601
2033-12-21 | 18 | 11980.6138
2033-12-21 | 19 | 11914.0383
2033-12-21 | 20 | 11794.6353
2033-12-21 | 21 | 11618.6787
2033-12-21 | 22 | 11309.2941
2033-12-21 | 23 | 10934.9083
2033-12-21 | 24 | 10637.8988
2033-12-22 | 1 | 10462.4786
2033-12-22 | 2 | 10358.3578
2033-12-22 | 3 | 10308.782
2033-12-22 | 4 | 10319.3516
2033-12-22 | 5 | 10468.1928
2033-12-22 | 6 | 10782.3978
2033-12-22 | 7 | 11264.8397
2033-12-22 | 8 | 11647.8007
2033-12-22 | 9 | 11753.0325
2033-12-22 | 10 | 11537.5715
2033-12-22 | 11 | 11312.5385
2033-12-22 | 12 | 11249.4989
2033-12-22 | 13 | 11474.8485
2033-12-22 | 14 | 11294.3776
2033-12-22 | 15 | 11351.0696
2033-12-22 | 16 | 11510.0644
2033-12-22 | 17 | 12020.2424
2033-12-22 | 18 | 12111.6487
2033-12-22 | 19 | 12035.8778
2033-12-22 | 20 | 11932.7211
2033-12-22 | 21 | 11771.4395
2033-12-22 | 22 | 11495.4831
2033-12-22 | 23 | 11214.8489
2033-12-22 | 24 | 10884.5635
2033-12-23 | 1 | 10689.9067
2033-12-23 | 2 | 10630.8756
2033-12-23 | 3 | 10592.1222
2033-12-23 | 4 | 10557.3577
2033-12-23 | 5 | 10689.8351
2033-12-23 | 6 | 10972.6192
2033-12-23 | 7 | 11387.6961
2033-12-23 | 8 | 11785.7499
2033-12-23 | 9 | 11844.6119
2033-12-23 | 10 | 11830.8039
2033-12-23 | 11 | 11784.2789
2033-12-23 | 12 | 11665.0226
2033-12-23 | 13 | 11575.2209
2033-12-23 | 14 | 11616.7095
2033-12-23 | 15 | 11624.2718
2033-12-23 | 16 | 11706.4542
2033-12-23 | 17 | 11897.5201
2033-12-23 | 18 | 11953.9945
2033-12-23 | 19 | 11885.6848
2033-12-23 | 20 | 11812.9134
2033-12-23 | 21 | 11661.814
2033-12-23 | 22 | 11396.4381
2033-12-23 | 23 | 11056.3384
2033-12-23 | 24 | 10753.3677
2033-12-24 | 1 | 10483.3111
2033-12-24 | 2 | 10337.5399
2033-12-24 | 3 | 10246.6485
2033-12-24 | 4 | 10211.4344
2033-12-24 | 5 | 10220.7698
2033-12-24 | 6 | 10274.0743
2033-12-24 | 7 | 10487.7021
2033-12-24 | 8 | 10707.4765
2033-12-24 | 9 | 10834.201
2033-12-24 | 10 | 10834.9492
2033-12-24 | 11 | 10799.4223
2033-12-24 | 12 | 10888.6008
2033-12-24 | 13 | 10592.5134
2033-12-24 | 14 | 10767.7233
2033-12-24 | 15 | 10714.4099
2033-12-24 | 16 | 10984.4143
2033-12-24 | 17 | 11521.1833
2033-12-24 | 18 | 11680.7549
2033-12-24 | 19 | 11629.0282
2033-12-24 | 20 | 11554.0612
2033-12-24 | 21 | 11398.1886
2033-12-24 | 22 | 11149.5917
2033-12-24 | 23 | 10845.5388
2033-12-24 | 24 | 10591.3595
2033-12-25 | 1 | 10484.0558
2033-12-25 | 2 | 10356.6905
2033-12-25 | 3 | 10297.8737
2033-12-25 | 4 | 10281.5077
2033-12-25 | 5 | 10331.2059
2033-12-25 | 6 | 10420.3302
2033-12-25 | 7 | 10618.7966
2033-12-25 | 8 | 10889.4446
2033-12-25 | 9 | 11012.5048
2033-12-25 | 10 | 10919.5113
2033-12-25 | 11 | 10817.1226
2033-12-25 | 12 | 10982.3147
2033-12-25 | 13 | 10975.8764
2033-12-25 | 14 | 10950.1455
2033-12-25 | 15 | 11188.3862
2033-12-25 | 16 | 11333.2553
2033-12-25 | 17 | 11715.7079
2033-12-25 | 18 | 11938.5561
2033-12-25 | 19 | 11894.062
2033-12-25 | 20 | 11800.5574
2033-12-25 | 21 | 11652.4892
2033-12-25 | 22 | 11449.4842
2033-12-25 | 23 | 11166.5779
2033-12-25 | 24 | 10877.9265
2033-12-26 | 1 | 10727.7199
2033-12-26 | 2 | 10587.5072
2033-12-26 | 3 | 10508.5805
2033-12-26 | 4 | 10475.9775
2033-12-26 | 5 | 10413.6863
2033-12-26 | 6 | 10418.0806
2033-12-26 | 7 | 10574.1854
2033-12-26 | 8 | 10889.5399
2033-12-26 | 9 | 11026.2453
2033-12-26 | 10 | 10891.3367
2033-12-26 | 11 | 10741.3296
2033-12-26 | 12 | 10699.4292
2033-12-26 | 13 | 10936.6164
2033-12-26 | 14 | 10888.8408
2033-12-26 | 15 | 11151.6045
2033-12-26 | 16 | 10994.809
2033-12-26 | 17 | 11556.2953
2033-12-26 | 18 | 11758.905
2033-12-26 | 19 | 11717.9864
2033-12-26 | 20 | 11655.0221
2033-12-26 | 21 | 11509.2898
2033-12-26 | 22 | 11261.9043
2033-12-26 | 23 | 10922.0934
2033-12-26 | 24 | 10641.7004
2033-12-27 | 1 | 10569.3568
2033-12-27 | 2 | 10435.0289
2033-12-27 | 3 | 10353.6815
2033-12-27 | 4 | 10324.4439
2033-12-27 | 5 | 10363.6588
2033-12-27 | 6 | 10445.1846
2033-12-27 | 7 | 10667.8226
2033-12-27 | 8 | 10952.139
2033-12-27 | 9 | 11096.5467
2033-12-27 | 10 | 10974.0383
2033-12-27 | 11 | 10773.2618
2033-12-27 | 12 | 10661.5052
2033-12-27 | 13 | 10618.8638
2033-12-27 | 14 | 10581.5793
2033-12-27 | 15 | 10644.7136
2033-12-27 | 16 | 10925.1867
2033-12-27 | 17 | 11393.9707
2033-12-27 | 18 | 11543.6619
2033-12-27 | 19 | 11482.184
2033-12-27 | 20 | 11412.5728
2033-12-27 | 21 | 11277.8107
2033-12-27 | 22 | 11087.6736
2033-12-27 | 23 | 10812.6676
2033-12-27 | 24 | 10553.8693
2033-12-28 | 1 | 10362.5578
2033-12-28 | 2 | 10256.3206
2033-12-28 | 3 | 10201.8124
2033-12-28 | 4 | 10195.7082
2033-12-28 | 5 | 10313.2456
2033-12-28 | 6 | 10632.954
2033-12-28 | 7 | 11088.7506
2033-12-28 | 8 | 11447.3356
2033-12-28 | 9 | 11481.357
2033-12-28 | 10 | 11428.7767
2033-12-28 | 11 | 11343.3192
2033-12-28 | 12 | 11174.8422
2033-12-28 | 13 | 10964.4729
2033-12-28 | 14 | 10951.5219
2033-12-28 | 15 | 11007.2989
2033-12-28 | 16 | 11228.8037
2033-12-28 | 17 | 11772.4091
2033-12-28 | 18 | 11860.9161
2033-12-28 | 19 | 11802.9512
2033-12-28 | 20 | 11685.1792
2033-12-28 | 21 | 11501.1172
2033-12-28 | 22 | 11174.9659
2033-12-28 | 23 | 10806.769
2033-12-28 | 24 | 10532.802
2033-12-29 | 1 | 10400.7322
2033-12-29 | 2 | 10289.8593
2033-12-29 | 3 | 10226.66
2033-12-29 | 4 | 10195.9975
2033-12-29 | 5 | 10342.7581
2033-12-29 | 6 | 10714.2624
2033-12-29 | 7 | 11129.6482
2033-12-29 | 8 | 11493.9974
2033-12-29 | 9 | 11537.6432
2033-12-29 | 10 | 11374.3186
2033-12-29 | 11 | 11368.6635
2033-12-29 | 12 | 11053.6108
2033-12-29 | 13 | 11028.5919
2033-12-29 | 14 | 10993.1924
2033-12-29 | 15 | 11019.8257
2033-12-29 | 16 | 11201.7915
2033-12-29 | 17 | 11698.1337
2033-12-29 | 18 | 11769.372
2033-12-29 | 19 | 11712.0124
2033-12-29 | 20 | 11619.8934
2033-12-29 | 21 | 11425.152
2033-12-29 | 22 | 11151.6555
2033-12-29 | 23 | 10823.2868
2033-12-29 | 24 | 10543.0185
2033-12-30 | 1 | 10349.4783
2033-12-30 | 2 | 10252.7478
2033-12-30 | 3 | 10207.9692
2033-12-30 | 4 | 10215.4212
2033-12-30 | 5 | 10358.9548
2033-12-30 | 6 | 10683.4322
2033-12-30 | 7 | 11167.8154
2033-12-30 | 8 | 11512.3368
2033-12-30 | 9 | 11550.1284
2033-12-30 | 10 | 11375.8831
2033-12-30 | 11 | 11172.3294
2033-12-30 | 12 | 11104.4449
2033-12-30 | 13 | 11043.6555
2033-12-30 | 14 | 11038.9956
2033-12-30 | 15 | 11073.7945
2033-12-30 | 16 | 11280.6773
2033-12-30 | 17 | 11790.0234
2033-12-30 | 18 | 11914.3964
2033-12-30 | 19 | 11851.5864
2033-12-30 | 20 | 11754.1026
2033-12-30 | 21 | 11587.6491
2033-12-30 | 22 | 11286.5045
2033-12-30 | 23 | 10952.6053
2033-12-30 | 24 | 10652.3455
2033-12-31 | 1 | 10395.0071
2033-12-31 | 2 | 10264.1373
2033-12-31 | 3 | 10230.9718
2033-12-31 | 4 | 10201.4997
2033-12-31 | 5 | 10225.0254
2033-12-31 | 6 | 10284.4649
2033-12-31 | 7 | 10408.2425
2033-12-31 | 8 | 10719.9543
2033-12-31 | 9 | 10855.4465
2033-12-31 | 10 | 10975.386
2033-12-31 | 11 | 11020.2288
2033-12-31 | 12 | 11054.8135
2033-12-31 | 13 | 11030.8258
2033-12-31 | 14 | 11004.2731
2033-12-31 | 15 | 11017.5074
2033-12-31 | 16 | 11097.828
2033-12-31 | 17 | 11349.5382
2033-12-31 | 18 | 11523.4469
2033-12-31 | 19 | 11479.2275
2033-12-31 | 20 | 11431.9327
2033-12-31 | 21 | 11299.5651
2033-12-31 | 22 | 11063.2586
2033-12-31 | 23 | 10764.1482
2033-12-31 | 24 | 10506.1184
2034-01-01 | 1 | 10411.5495
2034-01-01 | 2 | 10272.0429
2034-01-01 | 3 | 10188.7333
2034-01-01 | 4 | 10155.2097
2034-01-01 | 5 | 10190.1146
2034-01-01 | 6 | 10257.8795
2034-01-01 | 7 | 10424.8932
2034-01-01 | 8 | 10703.503
2034-01-01 | 9 | 10818.9177
2034-01-01 | 10 | 10865.845
2034-01-01 | 11 | 10838.2679
2034-01-01 | 12 | 10502.0486
2034-01-01 | 13 | 10488.4279
2034-01-01 | 14 | 11001.1575
2034-01-01 | 15 | 11055.5347
2034-01-01 | 16 | 11142.3418
2034-01-01 | 17 | 11405.1202
2034-01-01 | 18 | 11571.6939
2034-01-01 | 19 | 11527.0673
2034-01-01 | 20 | 11479.4291
2034-01-01 | 21 | 11342.3538
2034-01-01 | 22 | 11098.0748
2034-01-01 | 23 | 10784.6348
2034-01-01 | 24 | 10521.0307
2034-01-02 | 1 | 10429.7272
2034-01-02 | 2 | 10304.4871
2034-01-02 | 3 | 10231.6802
2034-01-02 | 4 | 10209.2486
2034-01-02 | 5 | 10271.7167
2034-01-02 | 6 | 10367.1252
2034-01-02 | 7 | 10621.4364
2034-01-02 | 8 | 10971.6263
2034-01-02 | 9 | 11048.8933
2034-01-02 | 10 | 11070.4958
2034-01-02 | 11 | 11183.2339
2034-01-02 | 12 | 10592.1189
2034-01-02 | 13 | 10570.0902
2034-01-02 | 14 | 11109.2551
2034-01-02 | 15 | 11081.3596
2034-01-02 | 16 | 11166.8748
2034-01-02 | 17 | 11409.223
2034-01-02 | 18 | 11613.271
2034-01-02 | 19 | 11621.6993
2034-01-02 | 20 | 11529.1984
2034-01-02 | 21 | 11392.4211
2034-01-02 | 22 | 11184.5353
2034-01-02 | 23 | 10896.8787
2034-01-02 | 24 | 10616.367
2034-01-03 | 1 | 10403.534
2034-01-03 | 2 | 10295.5217
2034-01-03 | 3 | 10242.8809
2034-01-03 | 4 | 10238.5377
2034-01-03 | 5 | 10373.5956
2034-01-03 | 6 | 10682.3916
2034-01-03 | 7 | 11114.2541
2034-01-03 | 8 | 11500.9298
2034-01-03 | 9 | 11520.2718
2034-01-03 | 10 | 11284.1865
2034-01-03 | 11 | 11058.3712
2034-01-03 | 12 | 10932.3083
2034-01-03 | 13 | 11481.4951
2034-01-03 | 14 | 11420.7181
2034-01-03 | 15 | 10973.0575
2034-01-03 | 16 | 11197.0618
2034-01-03 | 17 | 11722.7301
2034-01-03 | 18 | 11833.1178
2034-01-03 | 19 | 11761.9271
2034-01-03 | 20 | 11667.2285
2034-01-03 | 21 | 11513.6477
2034-01-03 | 22 | 11188.169
2034-01-03 | 23 | 10814.6029
2034-01-03 | 24 | 10505.7512
2034-01-04 | 1 | 10544.4727
2034-01-04 | 2 | 10457.4885
2034-01-04 | 3 | 10429.0235
2034-01-04 | 4 | 10403.7704
2034-01-04 | 5 | 10591.8379
2034-01-04 | 6 | 10998.2558
2034-01-04 | 7 | 11500.4319
2034-01-04 | 8 | 11793.399
2034-01-04 | 9 | 11770.0121
2034-01-04 | 10 | 11813.2447
2034-01-04 | 11 | 11800.0618
2034-01-04 | 12 | 11803.3299
2034-01-04 | 13 | 11735.2039
2034-01-04 | 14 | 11527.3078
2034-01-04 | 15 | 11744.7
2034-01-04 | 16 | 11865.1557
2034-01-04 | 17 | 12052.044
2034-01-04 | 18 | 12204.4267
2034-01-04 | 19 | 12141.422
2034-01-04 | 20 | 12055.0992
2034-01-04 | 21 | 11896.0186
2034-01-04 | 22 | 11607.1911
2034-01-04 | 23 | 11249.1113
2034-01-04 | 24 | 10952.2916
2034-01-05 | 1 | 10765.5325
2034-01-05 | 2 | 10625.5121
2034-01-05 | 3 | 10547.4422
2034-01-05 | 4 | 10529.4127
2034-01-05 | 5 | 10621.6612
2034-01-05 | 6 | 10832.7319
2034-01-05 | 7 | 11272.0681
2034-01-05 | 8 | 11703.2307
2034-01-05 | 9 | 11779.0626
2034-01-05 | 10 | 11721.496
2034-01-05 | 11 | 11693.0143
2034-01-05 | 12 | 11800.0368
2034-01-05 | 13 | 11731.7091
2034-01-05 | 14 | 11745.1998
2034-01-05 | 15 | 11722.8237
2034-01-05 | 16 | 11767.7665
2034-01-05 | 17 | 11970.8649
2034-01-05 | 18 | 12148.2636
2034-01-05 | 19 | 12071.8457
2034-01-05 | 20 | 11987.5064
2034-01-05 | 21 | 11830.0246
2034-01-05 | 22 | 11554.24
2034-01-05 | 23 | 11204.5659
2034-01-05 | 24 | 10888.5865
2034-01-06 | 1 | 10661.6916
2034-01-06 | 2 | 10546.4204
2034-01-06 | 3 | 10486.2873
2034-01-06 | 4 | 10512.1766
2034-01-06 | 5 | 10632.7833
2034-01-06 | 6 | 10912.767
2034-01-06 | 7 | 11397.063
2034-01-06 | 8 | 11754.2745
2034-01-06 | 9 | 11824.4103
2034-01-06 | 10 | 11854.1604
2034-01-06 | 11 | 11803.6043
2034-01-06 | 12 | 11808.4531
2034-01-06 | 13 | 11215.1067
2034-01-06 | 14 | 11751.586
2034-01-06 | 15 | 11508.7511
2034-01-06 | 16 | 11772.621
2034-01-06 | 17 | 11963.5878
2034-01-06 | 18 | 12127.7073
2034-01-06 | 19 | 12049.4945
2034-01-06 | 20 | 11988.6548
2034-01-06 | 21 | 11839.2037
2034-01-06 | 22 | 11560.7743
2034-01-06 | 23 | 11230.0895
2034-01-06 | 24 | 10927.0111
2034-01-07 | 1 | 10701.9653
2034-01-07 | 2 | 10560.9081
2034-01-07 | 3 | 10460.0677
2034-01-07 | 4 | 10431.6487
2034-01-07 | 5 | 10442.1462
2034-01-07 | 6 | 10464.06
2034-01-07 | 7 | 10672.9983
2034-01-07 | 8 | 10999.1235
2034-01-07 | 9 | 11109.2868
2034-01-07 | 10 | 11198.1439
2034-01-07 | 11 | 11253.5762
2034-01-07 | 12 | 11185.9759
2034-01-07 | 13 | 11229.6659
2034-01-07 | 14 | 11194.1149
2034-01-07 | 15 | 11191.1302
2034-01-07 | 16 | 11229.0669
2034-01-07 | 17 | 11428.7062
2034-01-07 | 18 | 11617.4848
2034-01-07 | 19 | 11566.1092
2034-01-07 | 20 | 11489.4261
2034-01-07 | 21 | 11360.1263
2034-01-07 | 22 | 11148.4107
2034-01-07 | 23 | 10883.584
2034-01-07 | 24 | 10618.5624
2034-01-08 | 1 | 10411.0375
2034-01-08 | 2 | 10260.8331
2034-01-08 | 3 | 10169.4846
2034-01-08 | 4 | 10148.2903
2034-01-08 | 5 | 10213.5098
2034-01-08 | 6 | 10239.8664
2034-01-08 | 7 | 10408.925
2034-01-08 | 8 | 10711.4441
2034-01-08 | 9 | 10798.2117
2034-01-08 | 10 | 10851.9446
2034-01-08 | 11 | 10676.1463
2034-01-08 | 12 | 10855.7928
2034-01-08 | 13 | 11014.3158
2034-01-08 | 14 | 10962.279
2034-01-08 | 15 | 11018.2285
2034-01-08 | 16 | 11089.8479
2034-01-08 | 17 | 11323.9926
2034-01-08 | 18 | 11501.708
2034-01-08 | 19 | 11468.238
2034-01-08 | 20 | 11416.0143
2034-01-08 | 21 | 11279.7452
2034-01-08 | 22 | 11032.4089
2034-01-08 | 23 | 10722.2911
2034-01-08 | 24 | 10483.9271
2034-01-09 | 1 | 10336.8029
2034-01-09 | 2 | 10180.5698
2034-01-09 | 3 | 10127.6638
2034-01-09 | 4 | 10133.0242
2034-01-09 | 5 | 10265.749
2034-01-09 | 6 | 10560.3662
2034-01-09 | 7 | 10974.5984
2034-01-09 | 8 | 11373.4715
2034-01-09 | 9 | 11373.2854
2034-01-09 | 10 | 11408.7391
2034-01-09 | 11 | 11398.5934
2034-01-09 | 12 | 11417.4069
2034-01-09 | 13 | 11290.7841
2034-01-09 | 14 | 11361.3388
2034-01-09 | 15 | 11326.8045
2034-01-09 | 16 | 11438.9575
2034-01-09 | 17 | 11644.3734
2034-01-09 | 18 | 11860.3861
2034-01-09 | 19 | 11779.627
2034-01-09 | 20 | 11691.9911
2034-01-09 | 21 | 11520.8129
2034-01-09 | 22 | 11203.7144
2034-01-09 | 23 | 10833.6122
2034-01-09 | 24 | 10523.0312
2034-01-10 | 1 | 10312.9587
2034-01-10 | 2 | 10222.8839
2034-01-10 | 3 | 10182.5277
2034-01-10 | 4 | 10193.4228
2034-01-10 | 5 | 10352.5355
2034-01-10 | 6 | 10684.5022
2034-01-10 | 7 | 11215.3381
2034-01-10 | 8 | 11529.9167
2034-01-10 | 9 | 11538.5625
2034-01-10 | 10 | 11514.47
2034-01-10 | 11 | 11406.1182
2034-01-10 | 12 | 11420.3969
2034-01-10 | 13 | 11012.0007
2034-01-10 | 14 | 11013.019
2034-01-10 | 15 | 11538.7951
2034-01-10 | 16 | 11528.9126
2034-01-10 | 17 | 11726.8822
2034-01-10 | 18 | 11984.8432
2034-01-10 | 19 | 11911.6669
2034-01-10 | 20 | 11831.0619
2034-01-10 | 21 | 11663.1098
2034-01-10 | 22 | 11371.5718
2034-01-10 | 23 | 11000.9975
2034-01-10 | 24 | 10685.8971
2034-01-11 | 1 | 10455.4593
2034-01-11 | 2 | 10344.9395
2034-01-11 | 3 | 10329.3611
2034-01-11 | 4 | 10336.0353
2034-01-11 | 5 | 10488.1083
2034-01-11 | 6 | 10730.5094
2034-01-11 | 7 | 11213.1535
2034-01-11 | 8 | 11589.5025
2034-01-11 | 9 | 11602.2721
2034-01-11 | 10 | 11316.3062
2034-01-11 | 11 | 11163.0397
2034-01-11 | 12 | 11132.961
2034-01-11 | 13 | 11154.0852
2034-01-11 | 14 | 11166.4496
2034-01-11 | 15 | 11178.4181
2034-01-11 | 16 | 11417.2322
2034-01-11 | 17 | 11990.8827
2034-01-11 | 18 | 12216.37
2034-01-11 | 19 | 12133.0079
2034-01-11 | 20 | 12036.3598
2034-01-11 | 21 | 11877.3872
2034-01-11 | 22 | 11604.2201
2034-01-11 | 23 | 11241.0151
2034-01-11 | 24 | 10931.6146
2034-01-12 | 1 | 10753.8545
2034-01-12 | 2 | 10641.6829
2034-01-12 | 3 | 10593.2607
2034-01-12 | 4 | 10591.8215
2034-01-12 | 5 | 10711.9107
2034-01-12 | 6 | 10976.8942
2034-01-12 | 7 | 11412.339
2034-01-12 | 8 | 11818.7427
2034-01-12 | 9 | 11863.2133
2034-01-12 | 10 | 11840.4742
2034-01-12 | 11 | 11658.0174
2034-01-12 | 12 | 11881.1422
2034-01-12 | 13 | 11877.1255
2034-01-12 | 14 | 11362.5771
2034-01-12 | 15 | 11386.3742
2034-01-12 | 16 | 11934.6512
2034-01-12 | 17 | 12018.2562
2034-01-12 | 18 | 12419.3515
2034-01-12 | 19 | 12336.548
2034-01-12 | 20 | 12181.6984
2034-01-12 | 21 | 12041.8212
2034-01-12 | 22 | 11824.2573
2034-01-12 | 23 | 11506.6014
2034-01-12 | 24 | 11184.2883
2034-01-13 | 1 | 10944.7845
2034-01-13 | 2 | 10811.4812
2034-01-13 | 3 | 10737.7724
2034-01-13 | 4 | 10718.147
2034-01-13 | 5 | 10809.7524
2034-01-13 | 6 | 11005.2829
2034-01-13 | 7 | 11412.6993
2034-01-13 | 8 | 11850.8123
2034-01-13 | 9 | 11920.563
2034-01-13 | 10 | 11871.5243
2034-01-13 | 11 | 11541.5626
2034-01-13 | 12 | 11439.0869
2034-01-13 | 13 | 11923.713
2034-01-13 | 14 | 11390.8306
2034-01-13 | 15 | 11439.798
2034-01-13 | 16 | 11981.3992
2034-01-13 | 17 | 12070.9481
2034-01-13 | 18 | 12462.2479
2034-01-13 | 19 | 12407.4027
2034-01-13 | 20 | 12296.3802
2034-01-13 | 21 | 12179.1207
2034-01-13 | 22 | 11970.564
2034-01-13 | 23 | 11644.4317
2034-01-13 | 24 | 11321.0778
2034-01-14 | 1 | 11075.2508
2034-01-14 | 2 | 10936.196
2034-01-14 | 3 | 10845.4319
2034-01-14 | 4 | 10799.0674
2034-01-14 | 5 | 10806.5937
2034-01-14 | 6 | 10792.4279
2034-01-14 | 7 | 10969.8108
2034-01-14 | 8 | 11307.8149
2034-01-14 | 9 | 11494.6198
2034-01-14 | 10 | 11607.5837
2034-01-14 | 11 | 11660.7968
2034-01-14 | 12 | 11670.456
2034-01-14 | 13 | 11546.8137
2034-01-14 | 14 | 11590.8569
2034-01-14 | 15 | 11532.3238
2034-01-14 | 16 | 11587.0858
2034-01-14 | 17 | 11813.5599
2034-01-14 | 18 | 12147.8378
2034-01-14 | 19 | 12094.8239
2034-01-14 | 20 | 11982.8128
2034-01-14 | 21 | 11910.3317
2034-01-14 | 22 | 11781.6969
2034-01-14 | 23 | 11541.6744
2034-01-14 | 24 | 11266.671
2034-01-15 | 1 | 11045.1136
2034-01-15 | 2 | 10884.0198
2034-01-15 | 3 | 10823.2043
2034-01-15 | 4 | 10776.1996
2034-01-15 | 5 | 10728.8798
2034-01-15 | 6 | 10619.0175
2034-01-15 | 7 | 10724.0506
2034-01-15 | 8 | 11069.6094
2034-01-15 | 9 | 11243.5438
2034-01-15 | 10 | 11368.5031
2034-01-15 | 11 | 11477.6091
2034-01-15 | 12 | 11393.987
2034-01-15 | 13 | 10978.4141
2034-01-15 | 14 | 10965.9515
2034-01-15 | 15 | 10979.2365
2034-01-15 | 16 | 11569.9787
2034-01-15 | 17 | 11833.1996
2034-01-15 | 18 | 12214.7747
2034-01-15 | 19 | 12158.2045
2034-01-15 | 20 | 12074.6963
2034-01-15 | 21 | 11990.3107
2034-01-15 | 22 | 11835.2055
2034-01-15 | 23 | 11541.0739
2034-01-15 | 24 | 11234.6902
2034-01-16 | 1 | 11039.5156
2034-01-16 | 2 | 10909.7129
2034-01-16 | 3 | 10836.3414
2034-01-16 | 4 | 10822.3988
2034-01-16 | 5 | 10891.9761
2034-01-16 | 6 | 11046.925
2034-01-16 | 7 | 11422.5611
2034-01-16 | 8 | 11879.3149
2034-01-16 | 9 | 11957.1394
2034-01-16 | 10 | 11971.7005
2034-01-16 | 11 | 11995.022
2034-01-16 | 12 | 11684.7603
2034-01-16 | 13 | 11903.4652
2034-01-16 | 14 | 12022.4908
2034-01-16 | 15 | 12003.3042
2034-01-16 | 16 | 12058.8604
2034-01-16 | 17 | 12242.1169
2034-01-16 | 18 | 12578.7614
2034-01-16 | 19 | 12504.3193
2034-01-16 | 20 | 12408.0521
2034-01-16 | 21 | 12283.534
2034-01-16 | 22 | 12080.0363
2034-01-16 | 23 | 11729.4455
2034-01-16 | 24 | 11389.7205
2034-01-17 | 1 | 11114.6966
2034-01-17 | 2 | 10978.6296
2034-01-17 | 3 | 10898.0003
2034-01-17 | 4 | 10924.3892
2034-01-17 | 5 | 10953.5108
2034-01-17 | 6 | 11110.7616
2034-01-17 | 7 | 11482.6194
2034-01-17 | 8 | 11964.9063
2034-01-17 | 9 | 12063.3086
2034-01-17 | 10 | 12081.6647
2034-01-17 | 11 | 12010.3463
2034-01-17 | 12 | 12095.002
2034-01-17 | 13 | 12107.5733
2034-01-17 | 14 | 11543.7956
2034-01-17 | 15 | 11559.0771
2034-01-17 | 16 | 12101.9079
2034-01-17 | 17 | 12315.3188
2034-01-17 | 18 | 12615.9738
2034-01-17 | 19 | 12527.5777
2034-01-17 | 20 | 12430.5821
2034-01-17 | 21 | 12384.6243
2034-01-17 | 22 | 12194.0945
2034-01-17 | 23 | 11850.1888
2034-01-17 | 24 | 11453.4788
2034-01-18 | 1 | 11165.9399
2034-01-18 | 2 | 11026.5859
2034-01-18 | 3 | 10935.1128
2034-01-18 | 4 | 10910.438
2034-01-18 | 5 | 10971.7243
2034-01-18 | 6 | 11103.5696
2034-01-18 | 7 | 11504.2727
2034-01-18 | 8 | 11954.7347
2034-01-18 | 9 | 12066.0436
2034-01-18 | 10 | 11767.9157
2034-01-18 | 11 | 11612.6528
2034-01-18 | 12 | 11569.1411
2034-01-18 | 13 | 11552.5451
2034-01-18 | 14 | 11534.046
2034-01-18 | 15 | 11513.7601
2034-01-18 | 16 | 12107.4496
2034-01-18 | 17 | 12290.8046
2034-01-18 | 18 | 12632.587
2034-01-18 | 19 | 12557.0133
2034-01-18 | 20 | 12452.6609
2034-01-18 | 21 | 12341.9864
2034-01-18 | 22 | 12136.8251
2034-01-18 | 23 | 11793.0793
2034-01-18 | 24 | 11439.6146
2034-01-19 | 1 | 11164.6074
2034-01-19 | 2 | 10994.805
2034-01-19 | 3 | 10882.9455
2034-01-19 | 4 | 10833.9653
2034-01-19 | 5 | 10863.555
2034-01-19 | 6 | 10943.9059
2034-01-19 | 7 | 11330.9775
2034-01-19 | 8 | 11840.1277
2034-01-19 | 9 | 11975.9323
2034-01-19 | 10 | 11977.6726
2034-01-19 | 11 | 12082.9718
2034-01-19 | 12 | 11542.321
2034-01-19 | 13 | 11547.6039
2034-01-19 | 14 | 11524.1302
2034-01-19 | 15 | 11708.3671
2034-01-19 | 16 | 12026.545
2034-01-19 | 17 | 12252.3235
2034-01-19 | 18 | 12586.2775
2034-01-19 | 19 | 12483.1899
2034-01-19 | 20 | 12377.586
2034-01-19 | 21 | 12277.8769
2034-01-19 | 22 | 12094.8195
2034-01-19 | 23 | 11746.5209
2034-01-19 | 24 | 11402.8053
2034-01-20 | 1 | 11141.9385
2034-01-20 | 2 | 11002.2023
2034-01-20 | 3 | 10920.1628
2034-01-20 | 4 | 10887.6917
2034-01-20 | 5 | 10965.9173
2034-01-20 | 6 | 11150.8155
2034-01-20 | 7 | 11530.704
2034-01-20 | 8 | 11958.1229
2034-01-20 | 9 | 12066.8223
2034-01-20 | 10 | 12072.2453
2034-01-20 | 11 | 12041.0704
2034-01-20 | 12 | 11898.8671
2034-01-20 | 13 | 12070.0646
2034-01-20 | 14 | 12038.3141
2034-01-20 | 15 | 11971.2867
2034-01-20 | 16 | 11967.6208
2034-01-20 | 17 | 12121.0242
2034-01-20 | 18 | 12447.2118
2034-01-20 | 19 | 12366.7735
2034-01-20 | 20 | 12255.0868
2034-01-20 | 21 | 12149.8762
2034-01-20 | 22 | 11936.2544
2034-01-20 | 23 | 11640.2501
2034-01-20 | 24 | 11291.3656
2034-01-21 | 1 | 11031.5666
2034-01-21 | 2 | 10873.466
2034-01-21 | 3 | 10761.7807
2034-01-21 | 4 | 10683.5798
2034-01-21 | 5 | 10622.9233
2034-01-21 | 6 | 10524.6257
2034-01-21 | 7 | 10689.1753
2034-01-21 | 8 | 11110.1631
2034-01-21 | 9 | 11308.2541
2034-01-21 | 10 | 11280.3955
2034-01-21 | 11 | 11278.4542
2034-01-21 | 12 | 11350.991
2034-01-21 | 13 | 11395.1022
2034-01-21 | 14 | 11371.0569
2034-01-21 | 15 | 11379.7954
2034-01-21 | 16 | 11438.8028
2034-01-21 | 17 | 11596.0963
2034-01-21 | 18 | 11963.2543
2034-01-21 | 19 | 11976.193
2034-01-21 | 20 | 11877.381
2034-01-21 | 21 | 11767.653
2034-01-21 | 22 | 11624.9595
2034-01-21 | 23 | 11389.5122
2034-01-21 | 24 | 11099.0319
2034-01-22 | 1 | 10864.8536
2034-01-22 | 2 | 10684.5465
2034-01-22 | 3 | 10578.3495
2034-01-22 | 4 | 10533.9652
2034-01-22 | 5 | 10494.1382
2034-01-22 | 6 | 10440.7291
2034-01-22 | 7 | 10603.7457
2034-01-22 | 8 | 10923.4016
2034-01-22 | 9 | 11097.543
2034-01-22 | 10 | 10886.689
2034-01-22 | 11 | 10788.0894
2034-01-22 | 12 | 10773.1199
2034-01-22 | 13 | 10786.6604
2034-01-22 | 14 | 11112.3661
2034-01-22 | 15 | 11038.2324
2034-01-22 | 16 | 11337.2634
2034-01-22 | 17 | 11629.3534
2034-01-22 | 18 | 12050.2104
2034-01-22 | 19 | 12049.2221
2034-01-22 | 20 | 11953.3941
2034-01-22 | 21 | 11819.5299
2034-01-22 | 22 | 11610.281
2034-01-22 | 23 | 11301.2995
2034-01-22 | 24 | 11017.8105
2034-01-23 | 1 | 10851.893
2034-01-23 | 2 | 10733.834
2034-01-23 | 3 | 10664.0083
2034-01-23 | 4 | 10637.3525
2034-01-23 | 5 | 10724.1297
2034-01-23 | 6 | 10915.9951
2034-01-23 | 7 | 11305.2087
2034-01-23 | 8 | 11733.9356
2034-01-23 | 9 | 11811.6489
2034-01-23 | 10 | 11454.9018
2034-01-23 | 11 | 11261.3073
2034-01-23 | 12 | 11322.5929
2034-01-23 | 13 | 11682.3626
2034-01-23 | 14 | 11727.4432
2034-01-23 | 15 | 11099.1072
2034-01-23 | 16 | 11304.3887
2034-01-23 | 17 | 11655.6443
2034-01-23 | 18 | 12069.6522
2034-01-23 | 19 | 12030.3198
2034-01-23 | 20 | 11965.1098
2034-01-23 | 21 | 11807.1522
2034-01-23 | 22 | 11508.9893
2034-01-23 | 23 | 11120.7906
2034-01-23 | 24 | 10795.6494
2034-01-24 | 1 | 10592.9547
2034-01-24 | 2 | 10461.8693
2034-01-24 | 3 | 10387.3099
2034-01-24 | 4 | 10328.4343
2034-01-24 | 5 | 10449.0669
2034-01-24 | 6 | 10709.1198
2034-01-24 | 7 | 11170.9899
2034-01-24 | 8 | 11572.8173
2034-01-24 | 9 | 11644.5221
2034-01-24 | 10 | 11645.9013
2034-01-24 | 11 | 11664.3481
2034-01-24 | 12 | 11629.6153
2034-01-24 | 13 | 11558.901
2034-01-24 | 14 | 11598.4915
2034-01-24 | 15 | 11574.0978
2034-01-24 | 16 | 11653.5905
2034-01-24 | 17 | 11815.0676
2034-01-24 | 18 | 12054.7498
2034-01-24 | 19 | 11927.4527
2034-01-24 | 20 | 11887.6966
2034-01-24 | 21 | 11716.0274
2034-01-24 | 22 | 11412.098
2034-01-24 | 23 | 10989.5878
2034-01-24 | 24 | 10689.3761
2034-01-25 | 1 | 10461.3323
2034-01-25 | 2 | 10340.9531
2034-01-25 | 3 | 10277.7359
2034-01-25 | 4 | 10278.2061
2034-01-25 | 5 | 10410.1616
2034-01-25 | 6 | 10680.9518
2034-01-25 | 7 | 11152.4224
2034-01-25 | 8 | 11544.8685
2034-01-25 | 9 | 11616.2706
2034-01-25 | 10 | 11550.3009
2034-01-25 | 11 | 11139.9098
2034-01-25 | 12 | 10981.4657
2034-01-25 | 13 | 10966.232
2034-01-25 | 14 | 10945.8549
2034-01-25 | 15 | 10930.6715
2034-01-25 | 16 | 11112.8815
2034-01-25 | 17 | 11489.3386
2034-01-25 | 18 | 11894.3159
2034-01-25 | 19 | 11843.4628
2034-01-25 | 20 | 11736.229
2034-01-25 | 21 | 11554.184
2034-01-25 | 22 | 11239.057
2034-01-25 | 23 | 10856.5469
2034-01-25 | 24 | 10587.8672
2034-01-26 | 1 | 10367.2258
2034-01-26 | 2 | 10221.9917
2034-01-26 | 3 | 10151.4203
2034-01-26 | 4 | 10144.7717
2034-01-26 | 5 | 10258.0184
2034-01-26 | 6 | 10538.2374
2034-01-26 | 7 | 10981.4626
2034-01-26 | 8 | 11370.1723
2034-01-26 | 9 | 11446.3316
2034-01-26 | 10 | 11381.1113
2034-01-26 | 11 | 11132.0956
2034-01-26 | 12 | 10918.5882
2034-01-26 | 13 | 10874.9647
2034-01-26 | 14 | 11123.2512
2034-01-26 | 15 | 11089.4111
2034-01-26 | 16 | 11279.3643
2034-01-26 | 17 | 11380.7081
2034-01-26 | 18 | 11784.1846
2034-01-26 | 19 | 11770.7727
2034-01-26 | 20 | 11683.3262
2034-01-26 | 21 | 11513.0556
2034-01-26 | 22 | 11183.7544
2034-01-26 | 23 | 10873.8723
2034-01-26 | 24 | 10590.0779
2034-01-27 | 1 | 10391.2457
2034-01-27 | 2 | 10294.4912
2034-01-27 | 3 | 10266.801
2034-01-27 | 4 | 10255.978
2034-01-27 | 5 | 10418.1704
2034-01-27 | 6 | 10727.2158
2034-01-27 | 7 | 11194.8818
2034-01-27 | 8 | 11545.8793
2034-01-27 | 9 | 11627.2438
2034-01-27 | 10 | 11433.0199
2034-01-27 | 11 | 11190.3679
2034-01-27 | 12 | 11098.7138
2034-01-27 | 13 | 11068.9988
2034-01-27 | 14 | 11153.5152
2034-01-27 | 15 | 11281.2141
2034-01-27 | 16 | 11422.2567
2034-01-27 | 17 | 11440.8503
2034-01-27 | 18 | 11726.1353
2034-01-27 | 19 | 11710.8447
2034-01-27 | 20 | 11652.3037
2034-01-27 | 21 | 11495.7389
2034-01-27 | 22 | 11224.7111
2034-01-27 | 23 | 10908.2799
2034-01-27 | 24 | 10616.29
2034-01-28 | 1 | 10403.1244
2034-01-28 | 2 | 10279.1629
2034-01-28 | 3 | 10239.1749
2034-01-28 | 4 | 10209.347
2034-01-28 | 5 | 10267.8516
2034-01-28 | 6 | 10325.381
2034-01-28 | 7 | 10566.8519
2034-01-28 | 8 | 10854.556
2034-01-28 | 9 | 11048.767
2034-01-28 | 10 | 11022.0403
2034-01-28 | 11 | 11080.1755
2034-01-28 | 12 | 11074.3474
2034-01-28 | 13 | 10936.3303
2034-01-28 | 14 | 10960.4882
2034-01-28 | 15 | 10969.171
2034-01-28 | 16 | 11083.6643
2034-01-28 | 17 | 11209.2049
2034-01-28 | 18 | 11450.7761
2034-01-28 | 19 | 11439.1268
2034-01-28 | 20 | 11378.3955
2034-01-28 | 21 | 11219.6123
2034-01-28 | 22 | 11033.4224
2034-01-28 | 23 | 10780.6277
2034-01-28 | 24 | 10534.9766
2034-01-29 | 1 | 10337.5606
2034-01-29 | 2 | 10182.6068
2034-01-29 | 3 | 10098.5615
2034-01-29 | 4 | 10071.9773
2034-01-29 | 5 | 10084.2081
2034-01-29 | 6 | 10138.7825
2034-01-29 | 7 | 10269.8453
2034-01-29 | 8 | 10557.7305
2034-01-29 | 9 | 10773.0085
2034-01-29 | 10 | 10676.3181
2034-01-29 | 11 | 10634.3126
2034-01-29 | 12 | 10945.6616
2034-01-29 | 13 | 10931.205
2034-01-29 | 14 | 10842.8589
2034-01-29 | 15 | 10866.4851
2034-01-29 | 16 | 10832.4456
2034-01-29 | 17 | 11091.7984
2034-01-29 | 18 | 11306.4549
2034-01-29 | 19 | 11295.0429
2034-01-29 | 20 | 11243.861
2034-01-29 | 21 | 11145.5261
2034-01-29 | 22 | 10854.5653
2034-01-29 | 23 | 10538.3479
2034-01-29 | 24 | 10353.3852
2034-01-30 | 1 | 10221.8138
2034-01-30 | 2 | 10026.7396
2034-01-30 | 3 | 9972.3978
2034-01-30 | 4 | 9984.1053
2034-01-30 | 5 | 10136.0945
2034-01-30 | 6 | 10459.7732
2034-01-30 | 7 | 10934.395
2034-01-30 | 8 | 11290.5619
2034-01-30 | 9 | 11370.7221
2034-01-30 | 10 | 11283.3947
2034-01-30 | 11 | 11322.4605
2034-01-30 | 12 | 10807.7546
2034-01-30 | 13 | 10794.5906
2034-01-30 | 14 | 10768.0192
2034-01-30 | 15 | 10750.3638
2034-01-30 | 16 | 10834.6904
2034-01-30 | 17 | 11137.0962
2034-01-30 | 18 | 11505.8553
2034-01-30 | 19 | 11513.3108
2034-01-30 | 20 | 11443.4527
2034-01-30 | 21 | 11280.118
2034-01-30 | 22 | 10981.4157
2034-01-30 | 23 | 10623.1242
2034-01-30 | 24 | 10373.0551
2034-01-31 | 1 | 10129.089
2034-01-31 | 2 | 10083.3705
2034-01-31 | 3 | 10042.8873
2034-01-31 | 4 | 10066.1106
2034-01-31 | 5 | 10209.8763
2034-01-31 | 6 | 10561.4775
2034-01-31 | 7 | 11072.961
2034-01-31 | 8 | 11420.7027
2034-01-31 | 9 | 11515.666
2034-01-31 | 10 | 11176.5157
2034-01-31 | 11 | 10968.5462
2034-01-31 | 12 | 10993.5797
2034-01-31 | 13 | 11013.8459
2034-01-31 | 14 | 11030.6043
2034-01-31 | 15 | 11057.4581
2034-01-31 | 16 | 11201.984
2034-01-31 | 17 | 11531.1119
2034-01-31 | 18 | 12090.8208
2034-01-31 | 19 | 12023.0079
2034-01-31 | 20 | 11941.0502
2034-01-31 | 21 | 11779.1229
2034-01-31 | 22 | 11506.8283
2034-01-31 | 23 | 11139.8772
2034-01-31 | 24 | 10841.4932
2034-02-01 | 1 | 10559.6272
2034-02-01 | 2 | 10476.0494
2034-02-01 | 3 | 10435.8508
2034-02-01 | 4 | 10445.2471
2034-02-01 | 5 | 10591.7248
2034-02-01 | 6 | 10905.5573
2034-02-01 | 7 | 11373.8929
2034-02-01 | 8 | 11744.4256
2034-02-01 | 9 | 11877.5106
2034-02-01 | 10 | 11693.4421
2034-02-01 | 11 | 11308.6838
2034-02-01 | 12 | 11308.9645
2034-02-01 | 13 | 11353.9219
2034-02-01 | 14 | 11312.6284
2034-02-01 | 15 | 11310.0588
2034-02-01 | 16 | 11511.2621
2034-02-01 | 17 | 11850.9904
2034-02-01 | 18 | 12431.5944
2034-02-01 | 19 | 12433.3136
2034-02-01 | 20 | 12295.6248
2034-02-01 | 21 | 12176.1058
2034-02-01 | 22 | 11950.1238
2034-02-01 | 23 | 11596.0926
2034-02-01 | 24 | 11255.9654
2034-02-02 | 1 | 11058.7414
2034-02-02 | 2 | 10951.1825
2034-02-02 | 3 | 10885.4793
2034-02-02 | 4 | 10889.6606
2034-02-02 | 5 | 10967.9451
2034-02-02 | 6 | 11195.2154
2034-02-02 | 7 | 11633.2736
2034-02-02 | 8 | 12001.9042
2034-02-02 | 9 | 12192.8324
2034-02-02 | 10 | 12133.2795
2034-02-02 | 11 | 12130.7947
2034-02-02 | 12 | 11574.9983
2034-02-02 | 13 | 12142.0049
2034-02-02 | 14 | 12075.5146
2034-02-02 | 15 | 11530.145
2034-02-02 | 16 | 11614.1114
2034-02-02 | 17 | 11989.2309
2034-02-02 | 18 | 12575.6844
2034-02-02 | 19 | 12547.2346
2034-02-02 | 20 | 12485.4521
2034-02-02 | 21 | 12480.8799
2034-02-02 | 22 | 12297.2017
2034-02-02 | 23 | 12016.2749
2034-02-02 | 24 | 11677.6737
2034-02-03 | 1 | 11400.5798
2034-02-03 | 2 | 11281.2362
2034-02-03 | 3 | 11206.9936
2034-02-03 | 4 | 11190.6729
2034-02-03 | 5 | 11263.9528
2034-02-03 | 6 | 11458.3955
2034-02-03 | 7 | 11760.102
2034-02-03 | 8 | 12180.1253
2034-02-03 | 9 | 12453.1714
2034-02-03 | 10 | 12394.4769
2034-02-03 | 11 | 12321.9297
2034-02-03 | 12 | 12278.4789
2034-02-03 | 13 | 12163.2565
2034-02-03 | 14 | 12129.8623
2034-02-03 | 15 | 12080.2443
2034-02-03 | 16 | 12045.3439
2034-02-03 | 17 | 12151.9797
2034-02-03 | 18 | 12447.0546
2034-02-03 | 19 | 12531.7014
2034-02-03 | 20 | 12453.8594
2034-02-03 | 21 | 12413.5391
2034-02-03 | 22 | 12270.3688
2034-02-03 | 23 | 11995.2236
2034-02-03 | 24 | 11654.7503
2034-02-04 | 1 | 11367.6137
2034-02-04 | 2 | 11195.106
2034-02-04 | 3 | 11084.1552
2034-02-04 | 4 | 11009.2822
2034-02-04 | 5 | 10950.4657
2034-02-04 | 6 | 10830.0094
2034-02-04 | 7 | 10968.0764
2034-02-04 | 8 | 11380.7605
2034-02-04 | 9 | 11658.6207
2034-02-04 | 10 | 11614.8356
2034-02-04 | 11 | 11118.2686
2034-02-04 | 12 | 11039.385
2034-02-04 | 13 | 10886.6641
2034-02-04 | 14 | 10802.0176
2034-02-04 | 15 | 11267.6398
2034-02-04 | 16 | 11323.1006
2034-02-04 | 17 | 11441.6663
2034-02-04 | 18 | 11727.8422
2034-02-04 | 19 | 11802.9876
2034-02-04 | 20 | 11744.1514
2034-02-04 | 21 | 11674.093
2034-02-04 | 22 | 11487.0832
2034-02-04 | 23 | 11224.9983
2034-02-04 | 24 | 10986.7703
2034-02-05 | 1 | 10741.742
2034-02-05 | 2 | 10559.9768
2034-02-05 | 3 | 10418.0891
2034-02-05 | 4 | 10355.1616
2034-02-05 | 5 | 10303.4215
2034-02-05 | 6 | 10208.2128
2034-02-05 | 7 | 10337.5964
2034-02-05 | 8 | 10719.8067
2034-02-05 | 9 | 10907.2564
2034-02-05 | 10 | 10823.5247
2034-02-05 | 11 | 10674.1561
2034-02-05 | 12 | 10658.8826
2034-02-05 | 13 | 10650.3604
2034-02-05 | 14 | 10829.3268
2034-02-05 | 15 | 10832.5375
2034-02-05 | 16 | 10883.5295
2034-02-05 | 17 | 11046.5942
2034-02-05 | 18 | 11293.7637
2034-02-05 | 19 | 11368.941
2034-02-05 | 20 | 11319.9967
2034-02-05 | 21 | 11174.7355
2034-02-05 | 22 | 10955.2073
2034-02-05 | 23 | 10660.1078
2034-02-05 | 24 | 10363.9867
2034-02-06 | 1 | 10222.9768
2034-02-06 | 2 | 10163.4584
2034-02-06 | 3 | 10027.2918
2034-02-06 | 4 | 10018.7306
2034-02-06 | 5 | 10154.7365
2034-02-06 | 6 | 10429.1465
2034-02-06 | 7 | 10885.9726
2034-02-06 | 8 | 11252.8325
2034-02-06 | 9 | 11381.6236
2034-02-06 | 10 | 11234.9326
2034-02-06 | 11 | 11197.7229
2034-02-06 | 12 | 10960.077
2034-02-06 | 13 | 10785.8329
2034-02-06 | 14 | 11138.2197
2034-02-06 | 15 | 11090.4967
2034-02-06 | 16 | 11099.9582
2034-02-06 | 17 | 11312.4626
2034-02-06 | 18 | 11425.9049
2034-02-06 | 19 | 11459.6344
2034-02-06 | 20 | 11395.0365
2034-02-06 | 21 | 11244.4967
2034-02-06 | 22 | 10935.0211
2034-02-06 | 23 | 10566.418
2034-02-06 | 24 | 10312.565
2034-02-07 | 1 | 10086.1779
2034-02-07 | 2 | 9983.4684
2034-02-07 | 3 | 9885.685
2034-02-07 | 4 | 9903.7207
2034-02-07 | 5 | 10092.1222
2034-02-07 | 6 | 10404.3674
2034-02-07 | 7 | 10821.6288
2034-02-07 | 8 | 11169.0337
2034-02-07 | 9 | 11314.3554
2034-02-07 | 10 | 11195.5703
2034-02-07 | 11 | 11111.3674
2034-02-07 | 12 | 10655.8634
2034-02-07 | 13 | 11123.0499
2034-02-07 | 14 | 11137.5998
2034-02-07 | 15 | 11132.6939
2034-02-07 | 16 | 11191.9343
2034-02-07 | 17 | 11303.9935
2034-02-07 | 18 | 11418.3112
2034-02-07 | 19 | 11490.1299
2034-02-07 | 20 | 11404.2785
2034-02-07 | 21 | 11250.2013
2034-02-07 | 22 | 10944.3964
2034-02-07 | 23 | 10588.6472
2034-02-07 | 24 | 10285.9181
2034-02-08 | 1 | 10087.5777
2034-02-08 | 2 | 9995.6905
2034-02-08 | 3 | 9952.5013
2034-02-08 | 4 | 9966.3087
2034-02-08 | 5 | 10137.285
2034-02-08 | 6 | 10460.557
2034-02-08 | 7 | 10942.561
2034-02-08 | 8 | 11285.4111
2034-02-08 | 9 | 11318.6606
2034-02-08 | 10 | 10940.6309
2034-02-08 | 11 | 10814.4932
2034-02-08 | 12 | 10842.9458
2034-02-08 | 13 | 10863.9803
2034-02-08 | 14 | 10894.1509
2034-02-08 | 15 | 10916.932
2034-02-08 | 16 | 11043.6149
2034-02-08 | 17 | 11341.0194
2034-02-08 | 18 | 11843.4131
2034-02-08 | 19 | 11886.7847
2034-02-08 | 20 | 11788.2137
2034-02-08 | 21 | 11619.8635
2034-02-08 | 22 | 11322.3827
2034-02-08 | 23 | 10966.1527
2034-02-08 | 24 | 10691.2321
2034-02-09 | 1 | 10534.3263
2034-02-09 | 2 | 10442.4337
2034-02-09 | 3 | 10396.459
2034-02-09 | 4 | 10412.4539
2034-02-09 | 5 | 10581.599
2034-02-09 | 6 | 10887.8522
2034-02-09 | 7 | 11362.5568
2034-02-09 | 8 | 11697.2979
2034-02-09 | 9 | 11883.0354
2034-02-09 | 10 | 11705.7885
2034-02-09 | 11 | 11816.0347
2034-02-09 | 12 | 11754.0729
2034-02-09 | 13 | 11244.228
2034-02-09 | 14 | 11240.764
2034-02-09 | 15 | 11693.8138
2034-02-09 | 16 | 11787.9395
2034-02-09 | 17 | 11614.3485
2034-02-09 | 18 | 12118.9648
2034-02-09 | 19 | 12197.2923
2034-02-09 | 20 | 12124.4317
2034-02-09 | 21 | 11933.3574
2034-02-09 | 22 | 11711.0708
2034-02-09 | 23 | 11401.2863
2034-02-09 | 24 | 11084.4867
2034-02-10 | 1 | 10857.4136
2034-02-10 | 2 | 10747.5657
2034-02-10 | 3 | 10673.2464
2034-02-10 | 4 | 10662.8148
2034-02-10 | 5 | 10780.5423
2034-02-10 | 6 | 11016.7139
2034-02-10 | 7 | 11439.382
2034-02-10 | 8 | 11749.0663
2034-02-10 | 9 | 12014.2906
2034-02-10 | 10 | 11917.5297
2034-02-10 | 11 | 11900.863
2034-02-10 | 12 | 11909.1488
2034-02-10 | 13 | 11834.5589
2034-02-10 | 14 | 11679.4014
2034-02-10 | 15 | 11810.1156
2034-02-10 | 16 | 11715.5196
2034-02-10 | 17 | 11941.2338
2034-02-10 | 18 | 12202.9076
2034-02-10 | 19 | 12233.6401
2034-02-10 | 20 | 12158.1516
2034-02-10 | 21 | 12047.0113
2034-02-10 | 22 | 11845.6034
2034-02-10 | 23 | 11524.269
2034-02-10 | 24 | 11214.3232
2034-02-11 | 1 | 10984.7285
2034-02-11 | 2 | 10838.3948
2034-02-11 | 3 | 10758.7968
2034-02-11 | 4 | 10747.3701
2034-02-11 | 5 | 10772.7741
2034-02-11 | 6 | 10811.3952
2034-02-11 | 7 | 10963.2249
2034-02-11 | 8 | 11167.3665
2034-02-11 | 9 | 11466.4082
2034-02-11 | 10 | 11500.3403
2034-02-11 | 11 | 11347.9936
2034-02-11 | 12 | 11468.7807
2034-02-11 | 13 | 11394.8535
2034-02-11 | 14 | 11364.826
2034-02-11 | 15 | 11378.3596
2034-02-11 | 16 | 11401.1235
2034-02-11 | 17 | 11535.6058
2034-02-11 | 18 | 11834.9304
2034-02-11 | 19 | 11970.6389
2034-02-11 | 20 | 11921.4577
2034-02-11 | 21 | 11811.5985
2034-02-11 | 22 | 11706.7271
2034-02-11 | 23 | 11466.8139
2034-02-11 | 24 | 11186.9664
2034-02-12 | 1 | 10954.612
2034-02-12 | 2 | 10785.5338
2034-02-12 | 3 | 10685.5923
2034-02-12 | 4 | 10607.1115
2034-02-12 | 5 | 10503.1863
2034-02-12 | 6 | 10441.3589
2034-02-12 | 7 | 10631.3266
2034-02-12 | 8 | 10825.1877
2034-02-12 | 9 | 11025.3432
2034-02-12 | 10 | 10883.0824
2034-02-12 | 11 | 11213.3268
2034-02-12 | 12 | 10908.5584
2034-02-12 | 13 | 10991.4418
2034-02-12 | 14 | 10695.3788
2034-02-12 | 15 | 10970.498
2034-02-12 | 16 | 11232.8811
2034-02-12 | 17 | 11261.176
2034-02-12 | 18 | 11566.7412
2034-02-12 | 19 | 11670.8688
2034-02-12 | 20 | 11601.2398
2034-02-12 | 21 | 11487.2952
2034-02-12 | 22 | 11262.4376
2034-02-12 | 23 | 10935.0846
2034-02-12 | 24 | 10690.4475
2034-02-13 | 1 | 10531.43
2034-02-13 | 2 | 10386.8886
2034-02-13 | 3 | 10324.2131
2034-02-13 | 4 | 10320.3499
2034-02-13 | 5 | 10390.4725
2034-02-13 | 6 | 10608.8608
2034-02-13 | 7 | 11033.9306
2034-02-13 | 8 | 11255.9797
2034-02-13 | 9 | 11292.6259
2034-02-13 | 10 | 11091.324
2034-02-13 | 11 | 10920.8969
2034-02-13 | 12 | 10883.0883
2034-02-13 | 13 | 10841.5999
2034-02-13 | 14 | 10815.6203
2034-02-13 | 15 | 10794.4761
2034-02-13 | 16 | 10987.8071
2034-02-13 | 17 | 11240.1113
2034-02-13 | 18 | 11534.4303
2034-02-13 | 19 | 11634.064
2034-02-13 | 20 | 11609.4607
2034-02-13 | 21 | 11459.9794
2034-02-13 | 22 | 11104.3832
2034-02-13 | 23 | 10718.8215
2034-02-13 | 24 | 10417.9984
2034-02-14 | 1 | 10261.7617
2034-02-14 | 2 | 10160.3257
2034-02-14 | 3 | 10115.6887
2034-02-14 | 4 | 10130.2012
2034-02-14 | 5 | 10265.877
2034-02-14 | 6 | 10559.3027
2034-02-14 | 7 | 10963.5521
2034-02-14 | 8 | 11175.3373
2034-02-14 | 9 | 11309.553
2034-02-14 | 10 | 11343.807
2034-02-14 | 11 | 11043.3426
2034-02-14 | 12 | 11207.6211
2034-02-14 | 13 | 11013.4668
2034-02-14 | 14 | 11346.853
2034-02-14 | 15 | 11217.6437
2034-02-14 | 16 | 11312.2166
2034-02-14 | 17 | 11460.5365
2034-02-14 | 18 | 11537.3241
2034-02-14 | 19 | 11574.5346
2034-02-14 | 20 | 11497.2119
2034-02-14 | 21 | 11322.958
2034-02-14 | 22 | 11044.2626
2034-02-14 | 23 | 10668.2371
2034-02-14 | 24 | 10364.8329
2034-02-15 | 1 | 10154.9223
2034-02-15 | 2 | 10055.2512
2034-02-15 | 3 | 10034.5902
2034-02-15 | 4 | 10054.7682
2034-02-15 | 5 | 10272.1647
2034-02-15 | 6 | 10588.0128
2034-02-15 | 7 | 11007.2508
2034-02-15 | 8 | 11180.7021
2034-02-15 | 9 | 11203.1256
2034-02-15 | 10 | 11018.5546
2034-02-15 | 11 | 10884.6734
2034-02-15 | 12 | 10790.6426
2034-02-15 | 13 | 10754.3097
2034-02-15 | 14 | 10683.3154
2034-02-15 | 15 | 10777.2898
2034-02-15 | 16 | 10924.6045
2034-02-15 | 17 | 11107.7364
2034-02-15 | 18 | 11424.8857
2034-02-15 | 19 | 11598.5197
2034-02-15 | 20 | 11576.165
2034-02-15 | 21 | 11385.0401
2034-02-15 | 22 | 11080.5174
2034-02-15 | 23 | 10676.8309
2034-02-15 | 24 | 10483.3799
2034-02-16 | 1 | 10279.3997
2034-02-16 | 2 | 10178.493
2034-02-16 | 3 | 10110.9321
2034-02-16 | 4 | 10105.3708
2034-02-16 | 5 | 10239.5348
2034-02-16 | 6 | 10553.6879
2034-02-16 | 7 | 10998.7211
2034-02-16 | 8 | 11185.7676
2034-02-16 | 9 | 11337.512
2034-02-16 | 10 | 11288.3637
2034-02-16 | 11 | 11330.8563
2034-02-16 | 12 | 11296.8609
2034-02-16 | 13 | 11363.4499
2034-02-16 | 14 | 11195.4253
2034-02-16 | 15 | 11347.3538
2034-02-16 | 16 | 11350.6721
2034-02-16 | 17 | 11387.4101
2034-02-16 | 18 | 11472.3886
2034-02-16 | 19 | 11621.1314
2034-02-16 | 20 | 11566.3679
2034-02-16 | 21 | 11342.121
2034-02-16 | 22 | 11069.8845
2034-02-16 | 23 | 10766.0708
2034-02-16 | 24 | 10470.2478
2034-02-17 | 1 | 10280.0426
2034-02-17 | 2 | 10191.0214
2034-02-17 | 3 | 10141.1731
2034-02-17 | 4 | 10212.9202
2034-02-17 | 5 | 10292.3773
2034-02-17 | 6 | 10591.5346
2034-02-17 | 7 | 11076.8322
2034-02-17 | 8 | 11260.7612
2034-02-17 | 9 | 11305.2826
2034-02-17 | 10 | 11228.396
2034-02-17 | 11 | 11133.8337
2034-02-17 | 12 | 10841.2323
2034-02-17 | 13 | 10760.8723
2034-02-17 | 14 | 10681.8512
2034-02-17 | 15 | 10907.1203
2034-02-17 | 16 | 11243.3375
2034-02-17 | 17 | 11387.9223
2034-02-17 | 18 | 11489.9029
2034-02-17 | 19 | 11652.409
2034-02-17 | 20 | 11590.1911
2034-02-17 | 21 | 11427.1317
2034-02-17 | 22 | 11176.8671
2034-02-17 | 23 | 10831.5971
2034-02-17 | 24 | 10561.2666
2034-02-18 | 1 | 10338.6771
2034-02-18 | 2 | 10219.8474
2034-02-18 | 3 | 10144.8923
2034-02-18 | 4 | 10104.069
2034-02-18 | 5 | 10143.2183
2034-02-18 | 6 | 10239.3729
2034-02-18 | 7 | 10482.7862
2034-02-18 | 8 | 10619.5969
2034-02-18 | 9 | 10751.8601
2034-02-18 | 10 | 10617.3722
2034-02-18 | 11 | 10549.3383
2034-02-18 | 12 | 10593.1228
2034-02-18 | 13 | 10592.393
2034-02-18 | 14 | 10580.5266
2034-02-18 | 15 | 10576.8905
2034-02-18 | 16 | 10667.7032
2034-02-18 | 17 | 10979.4008
2034-02-18 | 18 | 11403.2885
2034-02-18 | 19 | 11646.6638
2034-02-18 | 20 | 11572.2536
2034-02-18 | 21 | 11447.6224
2034-02-18 | 22 | 11275.1983
2034-02-18 | 23 | 11057.6436
2034-02-18 | 24 | 10801.9677
2034-02-19 | 1 | 10644.1581
2034-02-19 | 2 | 10475.6961
2034-02-19 | 3 | 10402.6706
2034-02-19 | 4 | 10375.5642
2034-02-19 | 5 | 10495.6643
2034-02-19 | 6 | 10576.6975
2034-02-19 | 7 | 10699.7748
2034-02-19 | 8 | 10805.5359
2034-02-19 | 9 | 10822.8642
2034-02-19 | 10 | 10777.8658
2034-02-19 | 11 | 10793.2804
2034-02-19 | 12 | 10874.1001
2034-02-19 | 13 | 10898.634
2034-02-19 | 14 | 10903.6792
2034-02-19 | 15 | 10910.3715
2034-02-19 | 16 | 11021.9255
2034-02-19 | 17 | 11399.9643
2034-02-19 | 18 | 11962.7897
2034-02-19 | 19 | 12186.8003
2034-02-19 | 20 | 12104.4558
2034-02-19 | 21 | 11948.0676
2034-02-19 | 22 | 11783.2601
2034-02-19 | 23 | 11467.4722
2034-02-19 | 24 | 11185.4573
2034-02-20 | 1 | 11021.8295
2034-02-20 | 2 | 10869.8081
2034-02-20 | 3 | 10790.9539
2034-02-20 | 4 | 10749.0702
2034-02-20 | 5 | 10814.6949
2034-02-20 | 6 | 10777.553
2034-02-20 | 7 | 10844.9993
2034-02-20 | 8 | 11005.7152
2034-02-20 | 9 | 11042.1535
2034-02-20 | 10 | 10994.0917
2034-02-20 | 11 | 10952.2607
2034-02-20 | 12 | 11001.6544
2034-02-20 | 13 | 10992.8968
2034-02-20 | 14 | 10972.2493
2034-02-20 | 15 | 10966.1066
2034-02-20 | 16 | 11079.0742
2034-02-20 | 17 | 11467.5439
2034-02-20 | 18 | 12035.8891
2034-02-20 | 19 | 12285.8003
2034-02-20 | 20 | 12159.5966
2034-02-20 | 21 | 12070.501
2034-02-20 | 22 | 11881.6217
2034-02-20 | 23 | 11615.8772
2034-02-20 | 24 | 11292.7196
2034-02-21 | 1 | 11116.2688
2034-02-21 | 2 | 10921.7913
2034-02-21 | 3 | 10842.1615
2034-02-21 | 4 | 10832.953
2034-02-21 | 5 | 10911.9016
2034-02-21 | 6 | 11120.8149
2034-02-21 | 7 | 11510.7961
2034-02-21 | 8 | 11785.1126
2034-02-21 | 9 | 11735.7991
2034-02-21 | 10 | 11609.1413
2034-02-21 | 11 | 11618.0383
2034-02-21 | 12 | 11899.1937
2034-02-21 | 13 | 11860.2595
2034-02-21 | 14 | 11762.5643
2034-02-21 | 15 | 11944.9736
2034-02-21 | 16 | 12013.5734
2034-02-21 | 17 | 12195.6624
2034-02-21 | 18 | 12301.6517
2034-02-21 | 19 | 12561.6547
2034-02-21 | 20 | 12507.717
2034-02-21 | 21 | 12397.326
2034-02-21 | 22 | 12224.3289
2034-02-21 | 23 | 11879.1066
2034-02-21 | 24 | 11557.0415
2034-02-22 | 1 | 11230.2178
2034-02-22 | 2 | 11102.4304
2034-02-22 | 3 | 11023.5632
2034-02-22 | 4 | 11011.141
2034-02-22 | 5 | 11114.5783
2034-02-22 | 6 | 11342.359
2034-02-22 | 7 | 11701.2993
2034-02-22 | 8 | 11942.2919
2034-02-22 | 9 | 12066.3879
2034-02-22 | 10 | 12158.6633
2034-02-22 | 11 | 11860.5276
2034-02-22 | 12 | 11861.8297
2034-02-22 | 13 | 11891.6868
2034-02-22 | 14 | 11683.3686
2034-02-22 | 15 | 11725.8074
2034-02-22 | 16 | 11743.9488
2034-02-22 | 17 | 12032.9335
2034-02-22 | 18 | 12237.9171
2034-02-22 | 19 | 12455.8498
2034-02-22 | 20 | 12421.774
2034-02-22 | 21 | 12273.6124
2034-02-22 | 22 | 12069.9245
2034-02-22 | 23 | 11732.1019
2034-02-22 | 24 | 11398.0524
2034-02-23 | 1 | 11175.5797
2034-02-23 | 2 | 11048.1348
2034-02-23 | 3 | 10954.0023
2034-02-23 | 4 | 10901.4694
2034-02-23 | 5 | 10955.0921
2034-02-23 | 6 | 11119.5141
2034-02-23 | 7 | 11520.5164
2034-02-23 | 8 | 11829.7771
2034-02-23 | 9 | 11761.2356
2034-02-23 | 10 | 11771.8629
2034-02-23 | 11 | 11615.4838
2034-02-23 | 12 | 11691.3178
2034-02-23 | 13 | 11366.2718
2034-02-23 | 14 | 11446.9381
2034-02-23 | 15 | 11461.3859
2034-02-23 | 16 | 11441.3954
2034-02-23 | 17 | 11843.6084
2034-02-23 | 18 | 11991.7307
2034-02-23 | 19 | 12187.8065
2034-02-23 | 20 | 12137.7698
2034-02-23 | 21 | 12029.1637
2034-02-23 | 22 | 11794.8337
2034-02-23 | 23 | 11439.0108
2034-02-23 | 24 | 11121.1311
2034-02-24 | 1 | 10881.5884
2034-02-24 | 2 | 10746.7297
2034-02-24 | 3 | 10657.6013
2034-02-24 | 4 | 10593.4851
2034-02-24 | 5 | 10668.8518
2034-02-24 | 6 | 10840.4363
2034-02-24 | 7 | 11261.624
2034-02-24 | 8 | 11570.1052
2034-02-24 | 9 | 11477.2728
2034-02-24 | 10 | 11436.7943
2034-02-24 | 11 | 11275.4892
2034-02-24 | 12 | 11160.4933
2034-02-24 | 13 | 11049.1317
2034-02-24 | 14 | 11012.6764
2034-02-24 | 15 | 10957.0787
2034-02-24 | 16 | 10977.3741
2034-02-24 | 17 | 11236.4126
2034-02-24 | 18 | 11571.2547
2034-02-24 | 19 | 11824.97
2034-02-24 | 20 | 11779.4044
2034-02-24 | 21 | 11651.688
2034-02-24 | 22 | 11388.6012
2034-02-24 | 23 | 11076.2281
2034-02-24 | 24 | 10772.6191
2034-02-25 | 1 | 10541.7063
2034-02-25 | 2 | 10417.854
2034-02-25 | 3 | 10316.9106
2034-02-25 | 4 | 10293.6043
2034-02-25 | 5 | 10331.5225
2034-02-25 | 6 | 10405.6656
2034-02-25 | 7 | 10633.1243
2034-02-25 | 8 | 10847.4344
2034-02-25 | 9 | 10781.6328
2034-02-25 | 10 | 10727.6828
2034-02-25 | 11 | 10715.0327
2034-02-25 | 12 | 10767.0666
2034-02-25 | 13 | 10760.7922
2034-02-25 | 14 | 10758.5709
2034-02-25 | 15 | 10750.8246
2034-02-25 | 16 | 10837.6212
2034-02-25 | 17 | 11154.8978
2034-02-25 | 18 | 11544.7538
2034-02-25 | 19 | 11814.7813
2034-02-25 | 20 | 11742.4145
2034-02-25 | 21 | 11605.1688
2034-02-25 | 22 | 11444.1666
2034-02-25 | 23 | 11191.1801
2034-02-25 | 24 | 10944.7922
2034-02-26 | 1 | 10743.1966
2034-02-26 | 2 | 10608.6408
2034-02-26 | 3 | 10553.5312
2034-02-26 | 4 | 10522.6686
2034-02-26 | 5 | 10555.092
2034-02-26 | 6 | 10583.5919
2034-02-26 | 7 | 10704.9248
2034-02-26 | 8 | 10897.0768
2034-02-26 | 9 | 11032.7414
2034-02-26 | 10 | 11239.1562
2034-02-26 | 11 | 10911.6993
2034-02-26 | 12 | 11135.6798
2034-02-26 | 13 | 11313.8621
2034-02-26 | 14 | 11362.4569
2034-02-26 | 15 | 11369.0577
2034-02-26 | 16 | 11378.1391
2034-02-26 | 17 | 11685.7756
2034-02-26 | 18 | 11895.3909
2034-02-26 | 19 | 12045.7805
2034-02-26 | 20 | 12000.3426
2034-02-26 | 21 | 11956.4211
2034-02-26 | 22 | 11795.6801
2034-02-26 | 23 | 11501.1825
2034-02-26 | 24 | 11163.2747
2034-02-27 | 1 | 10990.8015
2034-02-27 | 2 | 10877.3542
2034-02-27 | 3 | 10816.7301
2034-02-27 | 4 | 10818.687
2034-02-27 | 5 | 10919.6931
2034-02-27 | 6 | 11174.5277
2034-02-27 | 7 | 11582.9838
2034-02-27 | 8 | 11886.3508
2034-02-27 | 9 | 11977.4814
2034-02-27 | 10 | 11678.8099
2034-02-27 | 11 | 11680.2649
2034-02-27 | 12 | 11728.7179
2034-02-27 | 13 | 12017.5072
2034-02-27 | 14 | 11602.3093
2034-02-27 | 15 | 11723.9547
2034-02-27 | 16 | 11877.4044
2034-02-27 | 17 | 11961.4167
2034-02-27 | 18 | 12255.593
2034-02-27 | 19 | 12483.0907
2034-02-27 | 20 | 12541.2195
2034-02-27 | 21 | 12374.5701
2034-02-27 | 22 | 12169.8273
2034-02-27 | 23 | 11839.1673
2034-02-27 | 24 | 11513.8336
2034-02-28 | 1 | 11253.8724
2034-02-28 | 2 | 11119.3131
2034-02-28 | 3 | 11050.8434
2034-02-28 | 4 | 11037.8847
2034-02-28 | 5 | 11127.249
2034-02-28 | 6 | 11302.2761
2034-02-28 | 7 | 11720.2261
2034-02-28 | 8 | 12015.7969
2034-02-28 | 9 | 12052.873
2034-02-28 | 10 | 12146.9123
2034-02-28 | 11 | 11957.2591
2034-02-28 | 12 | 12081.2391
2034-02-28 | 13 | 11943.7998
2034-02-28 | 14 | 11900.5037
2034-02-28 | 15 | 11825.5313
2034-02-28 | 16 | 11858.6607
2034-02-28 | 17 | 11943.4459
2034-02-28 | 18 | 12027.347
2034-02-28 | 19 | 12217.4722
2034-02-28 | 20 | 12215.421
2034-02-28 | 21 | 12117.0224
2034-02-28 | 22 | 11852.8996
2034-02-28 | 23 | 11471.7611
2034-02-28 | 24 | 11133.1242
2034-03-01 | 1 | 10787.3615
2034-03-01 | 2 | 10621.802
2034-03-01 | 3 | 10503.4311
2034-03-01 | 4 | 10467.5305
2034-03-01 | 5 | 10568.2162
2034-03-01 | 6 | 10627.9115
2034-03-01 | 7 | 11015.5081
2034-03-01 | 8 | 11462.1682
2034-03-01 | 9 | 11450.2705
2034-03-01 | 10 | 11467.0276
2034-03-01 | 11 | 11476.3301
2034-03-01 | 12 | 11300.9168
2034-03-01 | 13 | 11354.5483
2034-03-01 | 14 | 11393.1056
2034-03-01 | 15 | 11378.7732
2034-03-01 | 16 | 11478.2242
2034-03-01 | 17 | 11236.3984
2034-03-01 | 18 | 11518.2682
2034-03-01 | 19 | 11842.3214
2034-03-01 | 20 | 11803.6203
2034-03-01 | 21 | 11657.1261
2034-03-01 | 22 | 11374.0625
2034-03-01 | 23 | 10996.9438
2034-03-01 | 24 | 10707.0149
2034-03-02 | 1 | 10540.4441
2034-03-02 | 2 | 10439.1892
2034-03-02 | 3 | 10385.902
2034-03-02 | 4 | 10401.13
2034-03-02 | 5 | 10553.3901
2034-03-02 | 6 | 10902.0352
2034-03-02 | 7 | 11322.0758
2034-03-02 | 8 | 11650.3325
2034-03-02 | 9 | 11577.0641
2034-03-02 | 10 | 11252.8301
2034-03-02 | 11 | 11348.4766
2034-03-02 | 12 | 11151.8314
2034-03-02 | 13 | 11126.3292
2034-03-02 | 14 | 11508.0216
2034-03-02 | 15 | 11636.6622
2034-03-02 | 16 | 11600.2915
2034-03-02 | 17 | 11842.971
2034-03-02 | 18 | 12022.9243
2034-03-02 | 19 | 12082.0648
2034-03-02 | 20 | 12018.7398
2034-03-02 | 21 | 11889.4309
2034-03-02 | 22 | 11682.3005
2034-03-02 | 23 | 11383.8796
2034-03-02 | 24 | 11047.1266
2034-03-03 | 1 | 10881.1608
2034-03-03 | 2 | 10806.4428
2034-03-03 | 3 | 10727.4968
2034-03-03 | 4 | 10730.7276
2034-03-03 | 5 | 10925.951
2034-03-03 | 6 | 11206.5195
2034-03-03 | 7 | 11614.8273
2034-03-03 | 8 | 11929.8694
2034-03-03 | 9 | 11845.6868
2034-03-03 | 10 | 11791.5027
2034-03-03 | 11 | 12099.911
2034-03-03 | 12 | 11650.4852
2034-03-03 | 13 | 11577.2288
2034-03-03 | 14 | 11522.5453
2034-03-03 | 15 | 11496.6684
2034-03-03 | 16 | 11536.0026
2034-03-03 | 17 | 11865.4671
2034-03-03 | 18 | 12245.6818
2034-03-03 | 19 | 12471.5801
2034-03-03 | 20 | 12447.3389
2034-03-03 | 21 | 12331.7924
2034-03-03 | 22 | 12208.41
2034-03-03 | 23 | 11889.4286
2034-03-03 | 24 | 11611.6484
2034-03-04 | 1 | 11350.2113
2034-03-04 | 2 | 11215.2625
2034-03-04 | 3 | 11123.759
2034-03-04 | 4 | 11083.0255
2034-03-04 | 5 | 11092.7572
2034-03-04 | 6 | 11056.959
2034-03-04 | 7 | 11122.655
2034-03-04 | 8 | 11470.3441
2034-03-04 | 9 | 11537.6483
2034-03-04 | 10 | 11743.4978
2034-03-04 | 11 | 11629.2562
2034-03-04 | 12 | 11499.6756
2034-03-04 | 13 | 11158.9316
2034-03-04 | 14 | 11477.8834
2034-03-04 | 15 | 11445.3231
2034-03-04 | 16 | 11369.4152
2034-03-04 | 17 | 11749.8954
2034-03-04 | 18 | 11957.496
2034-03-04 | 19 | 12094.0109
2034-03-04 | 20 | 12089.3268
2034-03-04 | 21 | 12120.989
2034-03-04 | 22 | 11975.9918
2034-03-04 | 23 | 11777.0682
2034-03-04 | 24 | 11481.3613
2034-03-05 | 1 | 11273.3353
2034-03-05 | 2 | 11082.9309
2034-03-05 | 3 | 10962.8384
2034-03-05 | 4 | 10897.3495
2034-03-05 | 5 | 10847.1939
2034-03-05 | 6 | 10766.7546
2034-03-05 | 7 | 10847.5215
2034-03-05 | 8 | 11146.7448
2034-03-05 | 9 | 11025.3077
2034-03-05 | 10 | 10956.3068
2034-03-05 | 11 | 11454.1731
2034-03-05 | 12 | 10953.6728
2034-03-05 | 13 | 10911.9596
2034-03-05 | 14 | 10863.134
2034-03-05 | 15 | 10860.6629
2034-03-05 | 16 | 10912.3354
2034-03-05 | 17 | 11285.5397
2034-03-05 | 18 | 11685.2104
2034-03-05 | 19 | 11967.7681
2034-03-05 | 20 | 11980.7195
2034-03-05 | 21 | 11904.0074
2034-03-05 | 22 | 11754.1561
2034-03-05 | 23 | 11466.3022
2034-03-05 | 24 | 11164.1412
2034-03-06 | 1 | 10987.3781
2034-03-06 | 2 | 10802.4259
2034-03-06 | 3 | 10795.222
2034-03-06 | 4 | 10772.6489
2034-03-06 | 5 | 10852.9298
2034-03-06 | 6 | 11018.37
2034-03-06 | 7 | 11431.6756
2034-03-06 | 8 | 11835.7884
2034-03-06 | 9 | 11637.1588
2034-03-06 | 10 | 11503.9131
2034-03-06 | 11 | 11545.875
2034-03-06 | 12 | 11481.59
2034-03-06 | 13 | 11413.8705
2034-03-06 | 14 | 11321.4998
2034-03-06 | 15 | 11290.2925
2034-03-06 | 16 | 11394.4763
2034-03-06 | 17 | 11632.7212
2034-03-06 | 18 | 11978.608
2034-03-06 | 19 | 12192.0211
2034-03-06 | 20 | 12194.2646
2034-03-06 | 21 | 12084.8582
2034-03-06 | 22 | 11871.9679
2034-03-06 | 23 | 11580.4332
2034-03-06 | 24 | 11234.81
2034-03-07 | 1 | 10958.0519
2034-03-07 | 2 | 10821.5084
2034-03-07 | 3 | 10800.6742
2034-03-07 | 4 | 10754.2092
2034-03-07 | 5 | 10889.0809
2034-03-07 | 6 | 11103.3577
2034-03-07 | 7 | 11523.779
2034-03-07 | 8 | 11943.0292
2034-03-07 | 9 | 11665.7611
2034-03-07 | 10 | 11518.1438
2034-03-07 | 11 | 11432.6648
2034-03-07 | 12 | 11496.0463
2034-03-07 | 13 | 11385.3954
2034-03-07 | 14 | 11372.6647
2034-03-07 | 15 | 11506.3093
2034-03-07 | 16 | 11589.0655
2034-03-07 | 17 | 11879.4887
2034-03-07 | 18 | 12081.0033
2034-03-07 | 19 | 12225.2194
2034-03-07 | 20 | 12312.0958
2034-03-07 | 21 | 12177.0982
2034-03-07 | 22 | 11980.1432
2034-03-07 | 23 | 11657.6753
2034-03-07 | 24 | 11321.7581
2034-03-08 | 1 | 11030.0557
2034-03-08 | 2 | 10895.2141
2034-03-08 | 3 | 10794.0204
2034-03-08 | 4 | 10781.4754
2034-03-08 | 5 | 10884.1174
2034-03-08 | 6 | 11109.9701
2034-03-08 | 7 | 11459.4689
2034-03-08 | 8 | 11893.1086
2034-03-08 | 9 | 11922.8147
2034-03-08 | 10 | 11991.7544
2034-03-08 | 11 | 11904.4501
2034-03-08 | 12 | 11919.2583
2034-03-08 | 13 | 11801.8352
2034-03-08 | 14 | 11613.2436
2034-03-08 | 15 | 11561.1982
2034-03-08 | 16 | 11381.2191
2034-03-08 | 17 | 11988.3433
2034-03-08 | 18 | 12113.9111
2034-03-08 | 19 | 12185.9077
2034-03-08 | 20 | 12209.0163
2034-03-08 | 21 | 12091.4175
2034-03-08 | 22 | 11883.0552
2034-03-08 | 23 | 11535.3276
2034-03-08 | 24 | 11195.2399
2034-03-09 | 1 | 11020.6025
2034-03-09 | 2 | 10895.8296
2034-03-09 | 3 | 10824.6931
2034-03-09 | 4 | 10809.2717
2034-03-09 | 5 | 10901.8236
2034-03-09 | 6 | 11160.8896
2034-03-09 | 7 | 11476.8542
2034-03-09 | 8 | 11913.6328
2034-03-09 | 9 | 11922.3739
2034-03-09 | 10 | 11925.3067
2034-03-09 | 11 | 11741.4714
2034-03-09 | 12 | 11658.1866
2034-03-09 | 13 | 11574.8134
2034-03-09 | 14 | 11578.1838
2034-03-09 | 15 | 11388.1413
2034-03-09 | 16 | 11660.024
2034-03-09 | 17 | 11863.5589
2034-03-09 | 18 | 11940.8451
2034-03-09 | 19 | 12150.7297
2034-03-09 | 20 | 12177.4912
2034-03-09 | 21 | 12163.2792
2034-03-09 | 22 | 11929.2752
2034-03-09 | 23 | 11662.3519
2034-03-09 | 24 | 11301.789
2034-03-10 | 1 | 11093.6154
2034-03-10 | 2 | 11001.5218
2034-03-10 | 3 | 10917.2234
2034-03-10 | 4 | 10887.9435
2034-03-10 | 5 | 10938.3134
2034-03-10 | 6 | 11135.5704
2034-03-10 | 7 | 11340.5734
2034-03-10 | 8 | 11770.3024
2034-03-10 | 9 | 11707.19
2034-03-10 | 10 | 11495.5485
2034-03-10 | 11 | 11512.9135
2034-03-10 | 12 | 11329.4803
2034-03-10 | 13 | 11276.1933
2034-03-10 | 14 | 11216.2518
2034-03-10 | 15 | 11233.1916
2034-03-10 | 16 | 11402.2878
2034-03-10 | 17 | 11491.7357
2034-03-10 | 18 | 11818.0341
2034-03-10 | 19 | 11983.6556
2034-03-10 | 20 | 12135.2782
2034-03-10 | 21 | 12020.7578
2034-03-10 | 22 | 11791.1748
2034-03-10 | 23 | 11540.2381
2034-03-10 | 24 | 11154.9187
2034-03-11 | 1 | 10920.2092
2034-03-11 | 2 | 10799.1874
2034-03-11 | 3 | 10757.6814
2034-03-11 | 4 | 10731.6016
2034-03-11 | 5 | 10736.8569
2034-03-11 | 6 | 10715.4855
2034-03-11 | 7 | 10688.953
2034-03-11 | 8 | 10958.7064
2034-03-11 | 9 | 11050.0352
2034-03-11 | 10 | 11247.4041
2034-03-11 | 11 | 11055.794
2034-03-11 | 12 | 10771.5596
2034-03-11 | 13 | 10699.7089
2034-03-11 | 14 | 10616.036
2034-03-11 | 15 | 10694.0727
2034-03-11 | 16 | 10917.4183
2034-03-11 | 17 | 11200.8911
2034-03-11 | 18 | 11433.6546
2034-03-11 | 19 | 11538.9417
2034-03-11 | 20 | 11619.7132
2034-03-11 | 21 | 11549.1408
2034-03-11 | 22 | 11399.9059
2034-03-11 | 23 | 11184.1784
2034-03-11 | 24 | 10812.7079
2034-03-12 | 1 | 10637.9696
2034-03-12 | 3 | 10437.8162
2034-03-12 | 4 | 10186.972
2034-03-12 | 5 | 10172.3467
2034-03-12 | 6 | 10158.7254
2034-03-12 | 7 | 10137.7999
2034-03-12 | 8 | 10105.1434
2034-03-12 | 9 | 10399.7767
2034-03-12 | 10 | 10697.7345
2034-03-12 | 11 | 10821.4119
2034-03-12 | 12 | 10438.2833
2034-03-12 | 13 | 10347.036
2034-03-12 | 14 | 10214.1024
2034-03-12 | 15 | 10565.8825
2034-03-12 | 16 | 10117.7855
2034-03-12 | 17 | 10239.0146
2034-03-12 | 18 | 10765.7942
2034-03-12 | 19 | 11034.7631
2034-03-12 | 20 | 11083.5353
2034-03-12 | 21 | 11280.8348
2034-03-12 | 22 | 11195.8295
2034-03-12 | 23 | 10907.9208
2034-03-12 | 24 | 10638.8214
2034-03-13 | 1 | 10378.667
2034-03-13 | 2 | 10227.0618
2034-03-13 | 3 | 10165.2429
2034-03-13 | 4 | 10047.0504
2034-03-13 | 5 | 10057.5513
2034-03-13 | 6 | 10186.8841
2034-03-13 | 7 | 10511.0261
2034-03-13 | 8 | 10797.8746
2034-03-13 | 9 | 11169.4267
2034-03-13 | 10 | 11329.2765
2034-03-13 | 11 | 11388.159
2034-03-13 | 12 | 11200.9876
2034-03-13 | 13 | 10884.7322
2034-03-13 | 14 | 10782.7993
2034-03-13 | 15 | 10760.139
2034-03-13 | 16 | 10759.2065
2034-03-13 | 17 | 10830.1457
2034-03-13 | 18 | 10965.1463
2034-03-13 | 19 | 11437.3974
2034-03-13 | 20 | 11555.8093
2034-03-13 | 21 | 11796.4826
2034-03-13 | 22 | 11646.0611
2034-03-13 | 23 | 11372.9412
2034-03-13 | 24 | 11010.8412
2034-03-14 | 1 | 10768.263
2034-03-14 | 2 | 10511.2703
2034-03-14 | 3 | 10416.7804
2034-03-14 | 4 | 10369.301
2034-03-14 | 5 | 10374.1553
2034-03-14 | 6 | 10525.1857
2034-03-14 | 7 | 10834.3812
2034-03-14 | 8 | 11118.4055
2034-03-14 | 9 | 11425.5136
2034-03-14 | 10 | 11558.6203
2034-03-14 | 11 | 11610.8697
2034-03-14 | 12 | 11547.4283
2034-03-14 | 13 | 11686.0645
2034-03-14 | 14 | 11110.2342
2034-03-14 | 15 | 11080.9452
2034-03-14 | 16 | 11027.1565
2034-03-14 | 17 | 11098.073
2034-03-14 | 18 | 11342.428
2034-03-14 | 19 | 11578.3673
2034-03-14 | 20 | 11767.5511
2034-03-14 | 21 | 11962.6797
2034-03-14 | 22 | 11832.9297
2034-03-14 | 23 | 11573.3868
2034-03-14 | 24 | 11188.2799
2034-03-15 | 1 | 10872.5716
2034-03-15 | 2 | 10576.5795
2034-03-15 | 3 | 10460.9347
2034-03-15 | 4 | 10378.0688
2034-03-15 | 5 | 10377.4885
2034-03-15 | 6 | 10489.098
2034-03-15 | 7 | 10742.5377
2034-03-15 | 8 | 10985.1227
2034-03-15 | 9 | 11371.8036
2034-03-15 | 10 | 11501.0148
2034-03-15 | 11 | 11474.3419
2034-03-15 | 12 | 11423.7228
2034-03-15 | 13 | 11279.9516
2034-03-15 | 14 | 10923.5284
2034-03-15 | 15 | 11043.9095
2034-03-15 | 16 | 11044.4374
2034-03-15 | 17 | 10963.9961
2034-03-15 | 18 | 11025.3494
2034-03-15 | 19 | 11245.7594
2034-03-15 | 20 | 11375.4282
2034-03-15 | 21 | 11546.7364
2034-03-15 | 22 | 11413.4741
2034-03-15 | 23 | 11097.6076
2034-03-15 | 24 | 10731.7129
2034-03-16 | 1 | 10428.1693
2034-03-16 | 2 | 10247.0801
2034-03-16 | 3 | 10169.6736
2034-03-16 | 4 | 10114.8269
2034-03-16 | 5 | 10140.1618
2034-03-16 | 6 | 10292.8975
2034-03-16 | 7 | 10554.8743
2034-03-16 | 8 | 10819.7343
2034-03-16 | 9 | 11146.2209
2034-03-16 | 10 | 11249.3987
2034-03-16 | 11 | 11098.4141
2034-03-16 | 12 | 10829.4883
2034-03-16 | 13 | 10641.7816
2034-03-16 | 14 | 10563.8158
2034-03-16 | 15 | 10524.0478
2034-03-16 | 16 | 10482.484
2034-03-16 | 17 | 10514.5243
2034-03-16 | 18 | 10770.8389
2034-03-16 | 19 | 11052.5419
2034-03-16 | 20 | 11289.1735
2034-03-16 | 21 | 11388.235
2034-03-16 | 22 | 11236.5021
2034-03-16 | 23 | 10913.6398
2034-03-16 | 24 | 10564.9537
2034-03-17 | 1 | 10279.3315
2034-03-17 | 2 | 10111.3497
2034-03-17 | 3 | 10001.9382
2034-03-17 | 4 | 9944.2868
2034-03-17 | 5 | 9908.4356
2034-03-17 | 6 | 10052.2256
2034-03-17 | 7 | 10330.998
2034-03-17 | 8 | 10616.4382
2034-03-17 | 9 | 10924.9862
2034-03-17 | 10 | 11029.7165
2034-03-17 | 11 | 10864.115
2034-03-17 | 12 | 10683.2768
2034-03-17 | 13 | 10553.4182
2034-03-17 | 14 | 10532.8111
2034-03-17 | 15 | 10499.3031
2034-03-17 | 16 | 10493.4303
2034-03-17 | 17 | 10489.8151
2034-03-17 | 18 | 10579.7258
2034-03-17 | 19 | 10841.7419
2034-03-17 | 20 | 11077.9417
2034-03-17 | 21 | 11330.0754
2034-03-17 | 22 | 11136.8033
2034-03-17 | 23 | 10874.3931
2034-03-17 | 24 | 10556.0296
2034-03-18 | 1 | 10324.4213
2034-03-18 | 2 | 10113.1265
2034-03-18 | 3 | 9958.8524
2034-03-18 | 4 | 9889.0774
2034-03-18 | 5 | 9882.7682
2034-03-18 | 6 | 9924.1996
2034-03-18 | 7 | 10098.7485
2034-03-18 | 8 | 10164.1913
2034-03-18 | 9 | 10397.7416
2034-03-18 | 10 | 10626.719
2034-03-18 | 11 | 10741.7433
2034-03-18 | 12 | 10758.5877
2034-03-18 | 13 | 10425.4001
2034-03-18 | 14 | 10351.8525
2034-03-18 | 15 | 10220.4312
2034-03-18 | 16 | 10126.5335
2034-03-18 | 17 | 10161.5161
2034-03-18 | 18 | 10345.875
2034-03-18 | 19 | 10696.2021
2034-03-18 | 20 | 10852.2525
2034-03-18 | 21 | 11048.8751
2034-03-18 | 22 | 10956.8307
2034-03-18 | 23 | 10764.5077
2034-03-18 | 24 | 10569.1315
2034-03-19 | 1 | 10329.3554
2034-03-19 | 2 | 10127.0384
2034-03-19 | 3 | 9977.2266
2034-03-19 | 4 | 9931.4077
2034-03-19 | 5 | 9969.0633
2034-03-19 | 6 | 10000.6508
2034-03-19 | 7 | 10000.7993
2034-03-19 | 8 | 10066.913
2034-03-19 | 9 | 10213.1089
2034-03-19 | 10 | 10423.5221
2034-03-19 | 11 | 10425.765
2034-03-19 | 12 | 10583.8035
2034-03-19 | 13 | 10669.3677
2034-03-19 | 14 | 10283.7723
2034-03-19 | 15 | 10313.7192
2034-03-19 | 16 | 10255.3739
2034-03-19 | 17 | 10483.7643
2034-03-19 | 18 | 10563.222
2034-03-19 | 19 | 10744.4313
2034-03-19 | 20 | 11016.2705
2034-03-19 | 21 | 11216.4537
2034-03-19 | 22 | 11077.4767
2034-03-19 | 23 | 10838.2593
2034-03-19 | 24 | 10526.404
2034-03-20 | 1 | 10263.3044
2034-03-20 | 2 | 10137.2127
2034-03-20 | 3 | 10042.0338
2034-03-20 | 4 | 9986.9144
2034-03-20 | 5 | 9996.8957
2034-03-20 | 6 | 10130.6999
2034-03-20 | 7 | 10399.2757
2034-03-20 | 8 | 10731.154
2034-03-20 | 9 | 11046.5094
2034-03-20 | 10 | 11214.8808
2034-03-20 | 11 | 11181.0364
2034-03-20 | 12 | 11160.6256
2034-03-20 | 13 | 11082.1829
2034-03-20 | 14 | 10938.2726
2034-03-20 | 15 | 10824.7386
2034-03-20 | 16 | 10785.826
2034-03-20 | 17 | 10886.4114
2034-03-20 | 18 | 11035.371
2034-03-20 | 19 | 11124.6747
2034-03-20 | 20 | 11186.8614
2034-03-20 | 21 | 11381.303
2034-03-20 | 22 | 11229.1577
2034-03-20 | 23 | 10930.3189
2034-03-20 | 24 | 10568.5919
2034-03-21 | 1 | 10298.3259
2034-03-21 | 2 | 10143.9517
2034-03-21 | 3 | 10047.8234
2034-03-21 | 4 | 9975.2387
2034-03-21 | 5 | 10043.2631
2034-03-21 | 6 | 10241.503
2034-03-21 | 7 | 10563.0086
2034-03-21 | 8 | 10863.9644
2034-03-21 | 9 | 11062.5792
2034-03-21 | 10 | 11191.7841
2034-03-21 | 11 | 11197.1282
2034-03-21 | 12 | 11169.1175
2034-03-21 | 13 | 10944.984
2034-03-21 | 14 | 11014.3579
2034-03-21 | 15 | 11021.3921
2034-03-21 | 16 | 10868.4688
2034-03-21 | 17 | 11068.042
2034-03-21 | 18 | 11137.8673
2034-03-21 | 19 | 11171.564
2034-03-21 | 20 | 11240.1832
2034-03-21 | 21 | 11441.093
2034-03-21 | 22 | 11291.7946
2034-03-21 | 23 | 10988.6351
2034-03-21 | 24 | 10616.7158
2034-03-22 | 1 | 10329.0299
2034-03-22 | 2 | 10130.9859
2034-03-22 | 3 | 10045.8552
2034-03-22 | 4 | 9997.0827
2034-03-22 | 5 | 10007.7596
2034-03-22 | 6 | 10179.2814
2034-03-22 | 7 | 10518.0852
2034-03-22 | 8 | 10891.558
2034-03-22 | 9 | 11113.5837
2034-03-22 | 10 | 11253.3703
2034-03-22 | 11 | 11282.9309
2034-03-22 | 12 | 11208.4926
2034-03-22 | 13 | 11033.2239
2034-03-22 | 14 | 11007.7008
2034-03-22 | 15 | 10998.6772
2034-03-22 | 16 | 11098.0869
2034-03-22 | 17 | 11205.499
2034-03-22 | 18 | 11335.0819
2034-03-22 | 19 | 11381.9074
2034-03-22 | 20 | 11388.0618
2034-03-22 | 21 | 11542.2875
2034-03-22 | 22 | 11378.0756
2034-03-22 | 23 | 11067.1434
2034-03-22 | 24 | 10695.4104
2034-03-23 | 1 | 10404.2403
2034-03-23 | 2 | 10184.3208
2034-03-23 | 3 | 10117.4763
2034-03-23 | 4 | 10025.193
2034-03-23 | 5 | 10036.2376
2034-03-23 | 6 | 10177.6362
2034-03-23 | 7 | 10526.0497
2034-03-23 | 8 | 10881.7443
2034-03-23 | 9 | 11139.755
2034-03-23 | 10 | 11330.6898
2034-03-23 | 11 | 11340.3725
2034-03-23 | 12 | 11340.5179
2034-03-23 | 13 | 11287.5443
2034-03-23 | 14 | 11153.6972
2034-03-23 | 15 | 11208.2595
2034-03-23 | 16 | 11144.599
2034-03-23 | 17 | 11209.1373
2034-03-23 | 18 | 11311.6815
2034-03-23 | 19 | 11354.3358
2034-03-23 | 20 | 11387.7796
2034-03-23 | 21 | 11481.1116
2034-03-23 | 22 | 11339.2096
2034-03-23 | 23 | 11061.056
2034-03-23 | 24 | 10764.2909
2034-03-24 | 1 | 10428.2582
2034-03-24 | 2 | 10272.451
2034-03-24 | 3 | 10132.7859
2034-03-24 | 4 | 10078.2787
2034-03-24 | 5 | 10086.8955
2034-03-24 | 6 | 10214.2697
2034-03-24 | 7 | 10512.0014
2034-03-24 | 8 | 10888.143
2034-03-24 | 9 | 11101.3107
2034-03-24 | 10 | 11278.5192
2034-03-24 | 11 | 11349.471
2034-03-24 | 12 | 11340.5526
2034-03-24 | 13 | 11268.6448
2034-03-24 | 14 | 11247.1739
2034-03-24 | 15 | 11198.6314
2034-03-24 | 16 | 11216.601
2034-03-24 | 17 | 11248.5472
2034-03-24 | 18 | 11262.8283
2034-03-24 | 19 | 11367.3176
2034-03-24 | 20 | 11351.9239
2034-03-24 | 21 | 11496.6439
2034-03-24 | 22 | 11298.6484
2034-03-24 | 23 | 11023.8081
2034-03-24 | 24 | 10693.4896
2034-03-25 | 1 | 10385.7245
2034-03-25 | 2 | 10180.8994
2034-03-25 | 3 | 10043.8032
2034-03-25 | 4 | 9961.7317
2034-03-25 | 5 | 9944.158
2034-03-25 | 6 | 9978.744
2034-03-25 | 7 | 10056.1122
2034-03-25 | 8 | 10179.3595
2034-03-25 | 9 | 10358.6255
2034-03-25 | 10 | 10633.5726
2034-03-25 | 11 | 10499.466
2034-03-25 | 12 | 10804.8447
2034-03-25 | 13 | 10819.5245
2034-03-25 | 14 | 10753.9682
2034-03-25 | 15 | 10657.1433
2034-03-25 | 16 | 10713.7954
2034-03-25 | 17 | 10533.2076
2034-03-25 | 18 | 10887.3021
2034-03-25 | 19 | 10948.4667
2034-03-25 | 20 | 10874.0743
2034-03-25 | 21 | 11084.163
2034-03-25 | 22 | 10969.9132
2034-03-25 | 23 | 10783.7344
2034-03-25 | 24 | 10545.5902
2034-03-26 | 1 | 10282.9137
2034-03-26 | 2 | 10085.54
2034-03-26 | 3 | 9952.5717
2034-03-26 | 4 | 9868.792
2034-03-26 | 5 | 9858.4393
2034-03-26 | 6 | 9891.9012
2034-03-26 | 7 | 9957.3255
2034-03-26 | 8 | 10073.9906
2034-03-26 | 9 | 10186.8757
2034-03-26 | 10 | 10398.8475
2034-03-26 | 11 | 10509.5242
2034-03-26 | 12 | 10665.5953
2034-03-26 | 13 | 10713.7038
2034-03-26 | 14 | 10686.8837
2034-03-26 | 15 | 10541.7661
2034-03-26 | 16 | 10505.2354
2034-03-26 | 17 | 10707.8469
2034-03-26 | 18 | 10834.9863
2034-03-26 | 19 | 10911.0245
2034-03-26 | 20 | 10953.6524
2034-03-26 | 21 | 11144.0176
2034-03-26 | 22 | 11008.8605
2034-03-26 | 23 | 10779.1491
2034-03-26 | 24 | 10479.7477
2034-03-27 | 1 | 10222.1475
2034-03-27 | 2 | 10086.1466
2034-03-27 | 3 | 9979.4797
2034-03-27 | 4 | 9933.2915
2034-03-27 | 5 | 9943.0642
2034-03-27 | 6 | 10099.2254
2034-03-27 | 7 | 10425.6223
2034-03-27 | 8 | 10839.8267
2034-03-27 | 9 | 11046.3317
2034-03-27 | 10 | 11192.2848
2034-03-27 | 11 | 11220.4228
2034-03-27 | 12 | 11099.3572
2034-03-27 | 13 | 10964.5525
2034-03-27 | 14 | 10907.0806
2034-03-27 | 15 | 10918.6737
2034-03-27 | 16 | 10926.7956
2034-03-27 | 17 | 11140.1904
2034-03-27 | 18 | 11347.138
2034-03-27 | 19 | 11255.741
2034-03-27 | 20 | 11248.539
2034-03-27 | 21 | 11535.0108
2034-03-27 | 22 | 11403.1258
2034-03-27 | 23 | 11052.6229
2034-03-27 | 24 | 10690.335
2034-03-28 | 1 | 10386.137
2034-03-28 | 2 | 10172.0362
2034-03-28 | 3 | 10049.7615
2034-03-28 | 4 | 9989.7688
2034-03-28 | 5 | 9990.9007
2034-03-28 | 6 | 10118.0558
2034-03-28 | 7 | 10420.3827
2034-03-28 | 8 | 10899.9702
2034-03-28 | 9 | 11100.6134
2034-03-28 | 10 | 11206.1885
2034-03-28 | 11 | 11060.2035
2034-03-28 | 12 | 11132.6471
2034-03-28 | 13 | 10722.348
2034-03-28 | 14 | 10703.3265
2034-03-28 | 15 | 10674.5197
2034-03-28 | 16 | 10650.8794
2034-03-28 | 17 | 10710.5666
2034-03-28 | 18 | 10895.3168
2034-03-28 | 19 | 11013.4908
2034-03-28 | 20 | 11247.8854
2034-03-28 | 21 | 11530.0558
2034-03-28 | 22 | 11402.7873
2034-03-28 | 23 | 11096.5062
2034-03-28 | 24 | 10726.9547
2034-03-29 | 1 | 10367.5202
2034-03-29 | 2 | 10136.5193
2034-03-29 | 3 | 10050.8683
2034-03-29 | 4 | 9975.7231
2034-03-29 | 5 | 9995.9958
2034-03-29 | 6 | 10112.8468
2034-03-29 | 7 | 10385.0821
2034-03-29 | 8 | 10813.8177
2034-03-29 | 9 | 11015.0892
2034-03-29 | 10 | 11182.6049
2034-03-29 | 11 | 11084.1083
2034-03-29 | 12 | 10851.339
2034-03-29 | 13 | 10776.976
2034-03-29 | 14 | 10645.2204
2034-03-29 | 15 | 10639.7273
2034-03-29 | 16 | 10611.9432
2034-03-29 | 17 | 10634.992
2034-03-29 | 18 | 10856.8121
2034-03-29 | 19 | 10861.9275
2034-03-29 | 20 | 11138.6138
2034-03-29 | 21 | 11368.8004
2034-03-29 | 22 | 11254.9025
2034-03-29 | 23 | 10932.3192
2034-03-29 | 24 | 10560.3971
2034-03-30 | 1 | 10245.0088
2034-03-30 | 2 | 10076.2735
2034-03-30 | 3 | 9951.2641
2034-03-30 | 4 | 9882.956
2034-03-30 | 5 | 9872.936
2034-03-30 | 6 | 9995.7211
2034-03-30 | 7 | 10241.7753
2034-03-30 | 8 | 10654.4831
2034-03-30 | 9 | 10904.3414
2034-03-30 | 10 | 11080.3561
2034-03-30 | 11 | 11102.1389
2034-03-30 | 12 | 11083.4989
2034-03-30 | 13 | 10678.2327
2034-03-30 | 14 | 10638.2338
2034-03-30 | 15 | 10610.1032
2034-03-30 | 16 | 10604.7233
2034-03-30 | 17 | 10607.2062
2034-03-30 | 18 | 10691.4448
2034-03-30 | 19 | 10901.016
2034-03-30 | 20 | 10999.0693
2034-03-30 | 21 | 11246.9331
2034-03-30 | 22 | 11162.5145
2034-03-30 | 23 | 10885.3205
2034-03-30 | 24 | 10580.0018
2034-03-31 | 1 | 10268.3363
2034-03-31 | 2 | 10040.1419
2034-03-31 | 3 | 9923.2106
2034-03-31 | 4 | 9866.8165
2034-03-31 | 5 | 9864.3979
2034-03-31 | 6 | 9987.9231
2034-03-31 | 7 | 10234.3821
2034-03-31 | 8 | 10644.1454
2034-03-31 | 9 | 10887.7067
2034-03-31 | 10 | 11052.8218
2034-03-31 | 11 | 11109.5848
2034-03-31 | 12 | 10964.6412
2034-03-31 | 13 | 10785.648
2034-03-31 | 14 | 10610.5737
2034-03-31 | 15 | 10489.8711
2034-03-31 | 16 | 10463.6776
2034-03-31 | 17 | 10556.3192
2034-03-31 | 18 | 10821.5734
2034-03-31 | 19 | 10882.4547
2034-03-31 | 20 | 10923.247
2034-03-31 | 21 | 11151.3714
2034-03-31 | 22 | 11046.2569
2034-03-31 | 23 | 10795.3857
2034-03-31 | 24 | 10463.8021
2034-04-01 | 1 | 10195.6856
2034-04-01 | 2 | 9741.4869
2034-04-01 | 3 | 9680.3285
2034-04-01 | 4 | 9624.6654
2034-04-01 | 5 | 9578.8213
2034-04-01 | 6 | 9627.6621
2034-04-01 | 7 | 9674.8614
2034-04-01 | 8 | 9852.1393
2034-04-01 | 9 | 10006.5609
2034-04-01 | 10 | 10145.4974
2034-04-01 | 11 | 10257.4586
2034-04-01 | 12 | 10267.7104
2034-04-01 | 13 | 10276.0492
2034-04-01 | 14 | 10167.206
2034-04-01 | 15 | 10043.213
2034-04-01 | 16 | 10087.1216
2034-04-01 | 17 | 10076.3858
2034-04-01 | 18 | 10190.463
2034-04-01 | 19 | 10286.0102
2034-04-01 | 20 | 10273.675
2034-04-01 | 21 | 10503.9346
2034-04-01 | 22 | 10517.1499
2034-04-01 | 23 | 10375.7913
2034-04-01 | 24 | 10115.1825
2034-04-02 | 1 | 9872.283
2034-04-02 | 2 | 9698.1848
2034-04-02 | 3 | 9568.1345
2034-04-02 | 4 | 9498.0021
2034-04-02 | 5 | 9499.1022
2034-04-02 | 6 | 9565.2205
2034-04-02 | 7 | 9629.6698
2034-04-02 | 8 | 9803.9316
2034-04-02 | 9 | 9738.1808
2034-04-02 | 10 | 9921.7442
2034-04-02 | 11 | 9727.7152
2034-04-02 | 12 | 9619.4766
2034-04-02 | 13 | 9557.357
2034-04-02 | 14 | 9546.2519
2034-04-02 | 15 | 9510.1485
2034-04-02 | 16 | 9476.3641
2034-04-02 | 17 | 9520.7766
2034-04-02 | 18 | 9663.0179
2034-04-02 | 19 | 9867.0376
2034-04-02 | 20 | 10070.1279
2034-04-02 | 21 | 10413.6609
2034-04-02 | 22 | 10379.4584
2034-04-02 | 23 | 10148.401
2034-04-02 | 24 | 9960.7493
2034-04-03 | 1 | 9694.1651
2034-04-03 | 2 | 9578.9081
2034-04-03 | 3 | 9426.0942
2034-04-03 | 4 | 9330.074
2034-04-03 | 5 | 9361.0881
2034-04-03 | 6 | 9534.6364
2034-04-03 | 7 | 9847.8041
2034-04-03 | 8 | 10310.814
2034-04-03 | 9 | 10470.8105
2034-04-03 | 10 | 10521.0606
2034-04-03 | 11 | 10572.9926
2034-04-03 | 12 | 10370.6659
2034-04-03 | 13 | 10165.6031
2034-04-03 | 14 | 10027.9237
2034-04-03 | 15 | 10004.3824
2034-04-03 | 16 | 9987.1599
2034-04-03 | 17 | 10028.5858
2034-04-03 | 18 | 10108.1358
2034-04-03 | 19 | 10285.9268
2034-04-03 | 20 | 10436.5735
2034-04-03 | 21 | 10704.5204
2034-04-03 | 22 | 10622.0473
2034-04-03 | 23 | 10384.3943
2034-04-03 | 24 | 10050.3459
2034-04-04 | 1 | 9763.7786
2034-04-04 | 2 | 9572.0138
2034-04-04 | 3 | 9453.4716
2034-04-04 | 4 | 9425.518
2034-04-04 | 5 | 9442.8545
2034-04-04 | 6 | 9641.7123
2034-04-04 | 7 | 9864.7455
2034-04-04 | 8 | 10261.0903
2034-04-04 | 9 | 10461.8892
2034-04-04 | 10 | 10559.0056
2034-04-04 | 11 | 10310.7564
2034-04-04 | 12 | 10208.0114
2034-04-04 | 13 | 10046.7503
2034-04-04 | 14 | 10016.98
2034-04-04 | 15 | 10000.5769
2034-04-04 | 16 | 10014.0513
2034-04-04 | 17 | 10548.5452
2034-04-04 | 18 | 10500.0244
2034-04-04 | 19 | 10669.0358
2034-04-04 | 20 | 10510.0717
2034-04-04 | 21 | 10738.5266
2034-04-04 | 22 | 10687.6027
2034-04-04 | 23 | 10478.8762
2034-04-04 | 24 | 10087.7338
2034-04-05 | 1 | 9789.9054
2034-04-05 | 2 | 9612.7793
2034-04-05 | 3 | 9541.0542
2034-04-05 | 4 | 9509.9099
2034-04-05 | 5 | 9531.323
2034-04-05 | 6 | 9698.0073
2034-04-05 | 7 | 9918.1095
2034-04-05 | 8 | 10305.5675
2034-04-05 | 9 | 10554.2866
2034-04-05 | 10 | 10663.4238
2034-04-05 | 11 | 10509.7392
2034-04-05 | 12 | 10496.7068
2034-04-05 | 13 | 10493.9064
2034-04-05 | 14 | 10445.1869
2034-04-05 | 15 | 10374.0815
2034-04-05 | 16 | 10337.1775
2034-04-05 | 17 | 10352.6864
2034-04-05 | 18 | 10517.1394
2034-04-05 | 19 | 10583.4408
2034-04-05 | 20 | 10712.0818
2034-04-05 | 21 | 10902.0039
2034-04-05 | 22 | 10741.8304
2034-04-05 | 23 | 10494.8974
2034-04-05 | 24 | 10130.4087
2034-04-06 | 1 | 9830.641
2034-04-06 | 2 | 9652.4831
2034-04-06 | 3 | 9518.5725
2034-04-06 | 4 | 9500.8904
2034-04-06 | 5 | 9494.664
2034-04-06 | 6 | 9639.1446
2034-04-06 | 7 | 9854.5414
2034-04-06 | 8 | 10302.5736
2034-04-06 | 9 | 10608.6491
2034-04-06 | 10 | 10649.4179
2034-04-06 | 11 | 10590.8572
2034-04-06 | 12 | 10500.468
2034-04-06 | 13 | 10383.8783
2034-04-06 | 14 | 10307.4087
2034-04-06 | 15 | 10322.6358
2034-04-06 | 16 | 10077.232
2034-04-06 | 17 | 10106.9056
2034-04-06 | 18 | 10307.0267
2034-04-06 | 19 | 10384.2944
2034-04-06 | 20 | 10509.2849
2034-04-06 | 21 | 10783.7061
2034-04-06 | 22 | 10756.7134
2034-04-06 | 23 | 10453.2838
2034-04-06 | 24 | 10095.8493
2034-04-07 | 1 | 9801.0201
2034-04-07 | 2 | 9572.8115
2034-04-07 | 3 | 9504.0369
2034-04-07 | 4 | 9416.0721
2034-04-07 | 5 | 9411.4876
2034-04-07 | 6 | 9416.1063
2034-04-07 | 7 | 9295.7243
2034-04-07 | 8 | 9443.1263
2034-04-07 | 9 | 9643.479
2034-04-07 | 10 | 9717.2109
2034-04-07 | 11 | 9603.4463
2034-04-07 | 12 | 9478.4682
2034-04-07 | 13 | 9434.9653
2034-04-07 | 14 | 9428.7106
2034-04-07 | 15 | 9385.9374
2034-04-07 | 16 | 9396.581
2034-04-07 | 17 | 9496.3691
2034-04-07 | 18 | 9654.6369
2034-04-07 | 19 | 9947.6829
2034-04-07 | 20 | 10094.3994
2034-04-07 | 21 | 10362.2722
2034-04-07 | 22 | 10364.6686
2034-04-07 | 23 | 10134.3944
2034-04-07 | 24 | 9829.6704
2034-04-08 | 1 | 9564.5584
2034-04-08 | 2 | 9495.922
2034-04-08 | 3 | 9392.6521
2034-04-08 | 4 | 9305.6796
2034-04-08 | 5 | 9300.9576
2034-04-08 | 6 | 9414.9624
2034-04-08 | 7 | 9376.1211
2034-04-08 | 8 | 9469.6669
2034-04-08 | 9 | 9640.3422
2034-04-08 | 10 | 9824.5673
2034-04-08 | 11 | 9875.282
2034-04-08 | 12 | 9726.7699
2034-04-08 | 13 | 9642.5825
2034-04-08 | 14 | 9715.2538
2034-04-08 | 15 | 9548.4678
2034-04-08 | 16 | 9605.6922
2034-04-08 | 17 | 9781.2056
2034-04-08 | 18 | 9891.2837
2034-04-08 | 19 | 10031.5731
2034-04-08 | 20 | 10236.3495
2034-04-08 | 21 | 10377.7951
2034-04-08 | 22 | 10396.6976
2034-04-08 | 23 | 10142.758
2034-04-08 | 24 | 9853.9696
2034-04-09 | 1 | 9624.2603
2034-04-09 | 2 | 9543.0917
2034-04-09 | 3 | 9426.2463
2034-04-09 | 4 | 9403.9554
2034-04-09 | 5 | 9401.5461
2034-04-09 | 6 | 9477.0774
2034-04-09 | 7 | 9416.8097
2034-04-09 | 8 | 9562.6274
2034-04-09 | 9 | 9680.9548
2034-04-09 | 10 | 9757.8816
2034-04-09 | 11 | 9699.0203
2034-04-09 | 12 | 9620.0633
2034-04-09 | 13 | 9525.5139
2034-04-09 | 14 | 9536.8424
2034-04-09 | 15 | 9546.4502
2034-04-09 | 16 | 9561.2148
2034-04-09 | 17 | 9838.1897
2034-04-09 | 18 | 10088.8548
2034-04-09 | 19 | 10271.8479
2034-04-09 | 20 | 10130.0786
2034-04-09 | 21 | 10391.6438
2034-04-09 | 22 | 10425.4594
2034-04-09 | 23 | 10218.0685
2034-04-09 | 24 | 9882.3355