## Information Page 1
Information Documents are not authoritative. Information Documents are provided for information
purposes only and are intended to provide guidance. In the event of any discrepancy between an
Information Document and any Authoritative Document(s) in effect, the Authoritative Document(s)
governs.
1 Purpose
This Information Document relates to the following Authoritative Documents1:
• section 5 of the ISO tariff, Financial Obligations for Connection Projects;
• section 8 of the ISO tariff, Construction Contributions for Connection Projects;
• section 9 of the ISO tariff, Changes to System Access Service After Energization; and
• section 10 of the ISO tariff, Generating Unit Owner’s Contribution.
The purpose of this Information Document is to allow the calculation of a construction contribution for
system access service under Rate DTS, Demand Transmission Service, and of a construction
contribution and a generating unit owner’s contribution for system access service under Rate STS,
Supply Transmission Service. The calculations described in this Information Document primarily reflect
provisions in sections 8 and 10 of the 2017 ISO tariff that became effective on January 1, 2017 on an interim
refundable basis.
The calculation described in this Information Document is not valid for connection projects where contract
capacity is transferred from another point of delivery.
2 Completing the Contribution Calculator
This section describes how a market participant may complete the contribution calculator to calculate a
construction contribution and generating unit owner’s contribution for a connection project.
Initial Steps
Confirm that the contribution calculator applies to the project by checking the effective dates in the upper
right-hand corner of the “A1 Costs and Contract” sheet. In accordance with subsection 7(1) of section 8 of
the 2017 ISO tariff, the construction contribution provisions that apply to a project are those in effect on
the date on which the Alberta Utilities Commission issues permit and licence for the connection project.
(The date of permit and licence for the connection project is entered on row (m) of the “A1 Costs and
Contract” sheet.)
Enter the values used in the determination of a construction contribution on the “A1 Costs and Contract”
sheet only, in the cells highlighted in yellow. Enter information identifying the project and relating to the
preparation of the calculation at the top of the same sheet (replacing the default text). Input messages
have been provided for cells where information is to be entered.
1 “Authoritative Documents” is the general name given by the AESO to categories of documents made by the AESO
under the authority of the Electric Utilities Act and regulations, and that contain binding legal requirements for either
market participants or the AESO, or both. Authoritative Documents include: the ISO rules, the Alberta reliability
standards and the ISO tariff.
Information Document No. 2017-016T | Page 1 of 4 | Confidentiality: Public
Information Document
Contribution Calculator for 2017 Tariff
ID No. 2017-016T

## Information Page 2
Entering certain combinations of cell values may cause an error message to appear to the right of the
printable area of the “A1 Costs and Contract” sheet. An error message generally indicates how the error
can be corrected. Related cells are highlighted in red for most error messages.
Project Details
Provide project details by making the applicable choices in rows (a), (b), (c) and (d) of the “A1 Costs and
Contract” sheet. The choices selected in these cells affect other input cells on the sheet as well as
calculations on other sheets.
Cost of Connection Project
Enter all amounts for the cost of the connection project, rounded to the nearest dollar (not millions of
dollars), in rows (e) to (l) of the “A1 Costs and Contract” sheet.
If the connection project will utilize transmission facilities through which another market participant is
connected, a share of the cost of those transmission facilities should be entered in row (f). The allocation
of shared facilities costs between market participants is described in subsection 5 of section 9 of the 2017
ISO tariff.
If a transformer is being installed to replace a smaller transformer which will be removed, the replacement
cost new of the removed transformer (that is, the current cost of similar new equipment having the
nearest equivalent capability) should generally be entered in row (j), in accordance with subsection 5 of
section 8 of the 2017 ISO tariff.
Contract Details
Enter the dates on which the Commission issues permit and licence, the AESO issues energization
authorization and commercial operation begins for the connection project in rows (m), (n) and (o). In
general, commissioning activities occur between the dates of energization authorization and commercial
operation, although not all projects require commissioning before beginning commercial operation.
Enter twenty (20) years for the maximum investment term for the connection project in row (p), unless a
market participant intends to cease operations after a shorter period.
Enter the discount rate in row (q) if more than one contract stage exists for the project (that is, if any
changes to contract capacity occur after the project begins commercial operation). The discount rate is
determined in accordance with subsection 11 of section 8 of the 2017 ISO tariff and is set out in
Information Document 2011-005T, Discount Rates for ISO Tariff, which is updated regularly by the AESO.
The discount rate to be used is the rate that is in effect for the month in which the Commission issues
permit and licence for the connection project. If the Commission has not yet issued permit and licence for
the project, the discount rate to be used is the most recent rate available.
Enter the amount of a construction contribution that was previously paid by the market participant in
row (r) only when:
• the construction contribution calculation is being reconciled to final costs after the connection project
has entered commercial operation; or
• the construction contribution is being adjusted after energization in accordance with section 9 of the
2017 ISO tariff.
During the development of the connection project up to energization, the transmission facility owner
determines the amount and timing of construction contributions and row (r) should be left blank.
Contract Stages
Contract capacities on the “A1 Costs and Contract” sheet should be entered as total (not incremental)
capacity. For example, if a market participant contracts initially for 20 MW in stage (1) with a later
Information Document No. 2017-016T | Page 2 of 4 | Confidentiality: Public
Information Document
Contribution Calculator for 2017 Tariff (cont’d)
ID No. 2017-016T

## Information Page 3
increase of 10 MW in stage (2), those amounts must be entered as 20 MW in stage (1) and 30 MW in
stage (2).
For each stage, the applicable contract capacity amount should be entered in each cell that is not shaded
with diagonal lines. For example, if “Other Participant” capacity remained at 10 MW through multiple
stages of a project, 10 MW must be entered in the “Other Participant” column in the row for each stage of
the project (for stage (1), stage (2), stage (3) and so on). If an unshaded capacity cell is left blank in a
row, it is treated as an amount of 0 (zero) MW.
Generating Unit Owner’s Contribution
If the project “Type” on the “A1 Costs and Contract” sheet is identified as “STS Only” or as “DTS and STS
(Dual-Use)”, input cells will become visible to determine a generating unit owner’s contribution under
section 10 of the 2017 ISO tariff. Select the planning region in which the generating unit will be located in
row (s) of the “A1 Costs and Contract” sheet. For the contribution amount years, select the range that
includes the year in which the generating unit will enter commercial operation. If that date is later than the
available choices, select the latest range of years available in the list.
Planning regions have changed over time, and not all planning regions exist in every date range. The
planning regions and date ranges are listed on the “Generator’s Contribution” sheet (the last sheet in the
workbook).
3 Contribution Determination
After all relevant values have been entered or selected on the “A1 Costs and Contract” sheet, the
construction contribution determination is summarized on the “A2 Contribution” sheet.
The generating unit owner’s contribution determination reflects the average of the twelve (12) months of
highest Rate STS contract capacity during the ten (10) years following commercial operation, in
accordance with subsection 3 of section 10 of the 2017 ISO tariff.
Additional information on calculations used for the contribution determination are provided on the
“A3 Allocation and Fractions” and the “A4 Investment” sheets. In particular, the investment term that is
required to minimize the construction contribution is provided at the bottom of the “A4 Investment”
sheet, including beginning and ending dates. (The investment term is also provided in row (m) of the
“A2 Contribution” sheet.)
These first four sheets (“A1 Costs and Contract”, “A2 Contribution”, “A3 Allocation and Fractions” and
“A4 Investment”) are set up for printing, each as a single letter-size page.
4 Additional Detail
Detailed monthly investment calculations are provided in additional sheets. These calculations appear as
a summary on the “Discounted Increments” and “Nominal Increments” sheets, and then incrementally for
each contract stage on the “Stage (1-10) Investment” sheets. For all incremental contract capacity after
stage (1), “nominal” investment is first calculated based on the capacity and years for each increment.
“Discounted” investment is then calculated back to the date of commercial operation in accordance with
subsection 8(4) of section 8 of the 2017 ISO tariff.
Detail on the calculation of the Rate STS contract capacity used to determine a generating unit owner’s
contribution is provided on the “Generator's Capacity” sheet (the second-last sheet in the workbook).
Information Document No. 2017-016T | Page 3 of 4 | Confidentiality: Public
Information Document
Contribution Calculator for 2017 Tariff (cont’d)
ID No. 2017-016T

## Information Page 4
Revision History
Posting Date | Description
2017-01-04 | Initial Release
2017-06-19 | Minor fix to calculator 'A2 Contribution' to properly identify if Generator's Unit Owner Contribution is to be refunded or additional GUOC required.
Confidentiality: Public
Information Document No. 2016-016T |  | Page 3 of 3
Information Document
Contribution Calculator for 2017 Tariff (cont’d)
ID No. 2017-016T

## A1 Costs and Contract
Attachment A1: Costs and Contract Details
Participant: |  | Name of Market Participant (Customer) |  |  |  |  | Tariff: | AESO 2017
Project: |  | Project Name |  |  |  |  | Effective: | 1 Jan 2017
Number: |  | Project Number |  | Type: | DTS Only |  | To: | Current
Prepared by: |  | Name of Preparer |  | Date: | Date Prepared |  | Version: | 2017.0.1
PROJECT DETAILS
(a) | New Service or Expansion of Existing Service? |  |  |  | New Service
(b) | Is Service at New or Existing Substation? |  |  |  | New Substation
(c) | Will Primary Service Credit Apply to Service? |  |  |  | No
(d) | Any Other Market Participant(s) at Substation? |  |  |  | No
COST OF CONNECTION PROJECT | [6 empty] | Reference
(e) | Cost of New Transmission Facilities:
(f) | Shared Cost of Existing Transmission Facilities:
(g) | Less: System-Related Costs:
(h) | Participant-Related Costs: |  |  |  | 0
(i) | Less: Facilities in Excess of Good Practice:
(j) | Less: Reduction for Replaced Transformer:
(k) | Balance of Participant-Related Costs: |  |  |  | 0
(l) | Estimated Operations and Maintenance:
CONTRACT DETAILS | [6 empty] | Reference
(m) | Date of Commission Permit and Licence:
(n) | Date of AESO Energization Authorization: |  |  |  | 2017-01-01
(o) | Date of Commercial Operation of Project: |  |  |  | 2017-01-01
(p) | Maximum Investment Term (years): |  |  |  | 20
(q) | Discount Rate for Incremental Capacity:
(r) | Prior Contribution (for Final Costs or Adjustment):
Contract Stages |  |  | Contract Capacities at Substation (MW)
|  |  | Contracted After Project |  |  | Contracted Prior to Project
| Start | Duration | This Participant |  | Other | This Participant |  | Other
No | Date | Months | DTS | NA | Participant | NA | NA | Participant
1 | 2017-01-01 | 240
0 |  | 0
0 |  | 0
0 |  | 0
0 |  | 0
0 |  | 0
0 |  | 0
0 |  | 0
0 |  | 0
0 |  | 0
| Total | 240

## A2 Contribution
Attachment A2: Contribution Determination
Participant: |  | Name of Market Participant (Customer) |  |  |  |  | Tariff: | AESO 2017
Project: |  | Project Name |  |  |  |  | Effective: | 1 Jan 2017
Number: |  | Project Number |  | Type: | DTS Only |  | To: | Current
Prepared by: |  | Name of Preparer |  | Date: | Date Prepared |  | Version: | 2017.0.1
Line | Description |  | Reference |  | Amount |  |  | Section
(a) | Cost of New Facilities |  |  |  |  | 0 |  | 8:2
(b) | Plus: Shared Cost of Existing Facilities |  |  |  |  | 0 |  | 8:3(2)(c)
(c) | Less: System-Related Costs |  |  |  |  | 0 |  | 8:3(3)
(d) | Participant-Related Costs |  | (a) + (b) – (c) |  |  | 0 |  | 8:3(2)
(e) | Less: Facilities in Excess of Good Practice |  |  |  |  | 0 |  | 8:4
(f) | Less: Reduction for Replaced Transformer |  |  |  |  | 0 |  | 8:5(2)
(g) | Balance of Participant-Related Costs |  | (d) – (e) – (f) |  |  | 0 |  | 8:6(1)
[5 empty] | Required Facilities |  | In Excess of Good Practice
[5 empty] | Demand-Related | Supply-Related
Line | Description |  | Reference |  |  |  |  | Section
(h) | Participant-Related Costs |  | From (g) and (e) |  | 0 |  | 0 | 8:6(3)
(i) | Operations and Maintenance Charge |  | Estimated by Market Participant |  | NA |  | 0 | 8:9
(j) | Total Costs Allocated to Market Participant |  | (h) + (i) |  | 0 |  | 0 | 8:6
(k) | Substation Fractions |  | Other Participant NA |  | 1 | 0 | NA | 8:6(3)
(l) | Allocated Costs (j) × (k) |  | Other Participant NA |  | 0 | 0 | 0 | 8:6
(m) | Less: Maximum Local Investment |  | Investment Term of 5 Years |  | 0 | NA | NA | 8:8
(n) | Construction Contribution Required |  | (l) – (m) |  | 0 | 0 | 0 | 8:7
(o) | Total Construction Contribution Required |  |  |  |  | 0 |  | 8:7

## A3 Allocation and Fractions
Attachment A3: Allocation of Costs and Substation Fractions
Participant: |  | Name of Market Participant (Customer) |  |  |  |  | Tariff: | AESO 2017
Project: |  | Project Name |  |  |  |  | Effective: | 1 Jan 2017
Number: |  | Project Number |  | Type: | DTS Only |  | To: | Current
ALLOCATION OF COSTS TO SERVICES AT SUBSTATION
Participant-Related Costs of Required Facilities | [5 empty] | 0
Contract Stages |  |  | New Contract Capacity |  |  | Incremental Substation Fractions
| Start | Duration | This Participant |  | Other | This Participant |  | Other
No | Date | Years | DTS | NA | Participant | DTS | NA | Participant
1 | 2017-01-01 | 20 | 0 | 0 | 0 | 1 | 0 | 0
0 |  | 0
0 |  | 0
0 |  | 0
0 |  | 0
0 |  | 0
0 |  | 0
0 |  | 0
0 |  | 0
0 |  | 0
| Total | 20 |  |  | Duration-Weighted Average | 1 | 0 | 0
Allocation of Participant-Related Costs | [5 empty] | 0 | 0 | 0
SUBSTATION FRACTIONS FOR DETERMINATION OF MAXIMUM INVESTMENT
Contract Stages |  |  | Contract Capacity After Project |  |  | Substation Fractions After Project
| Start | Duration | This Participant |  | Other | This Participant |  | Other
No | Date | Years | DTS | NA | Participant | DTS | NA | Participant
1 | 2017-01-01 | 20 | 0 | 0 | 0 | 1 | 0 | 0
0 |  | 0
0 |  | 0
0 |  | 0
0 |  | 0
0 |  | 0
0 |  | 0
0 |  | 0
0 |  | 0
0 |  | 0
| Total | 20

## A4 Investment
Attachment A4: Investment Determination
Participant: |  | Name of Market Participant (Customer) |  |  |  |  | Tariff: | AESO 2017
Project: |  | Project Name |  |  |  |  | Effective: | 1 Jan 2017
Number: |  | Project Number |  | Type: | DTS Only |  | To: | Current
Demand-Related Costs of This Participant Eligible for Investment: | [7 empty] | 0
Investment Amounts From Subsection 8(4) of Section 8 of 2015 ISO Tariff
Tier |  | Tier (a) | Tier (b) | Tier (c) | Tier (d) | Tier (e)
Investment |  | 80150 | 32450 | 20350 | 14200 | 9150
Unit |  | /year | /MW/year | /MW/year | /MW/year | /MW/year
Incremental Rate DTS Contract Capacity Eligible for Investment
Stage |  | Tier (a) | Tier (b) MW | Tier (c) MW | Tier (d) MW | Tier (e) MW | Total
No | Years | Sub Frac | 7.5 × SF | 9.5 × SF | 23 × SF | Remaining | MW
1 | 20 | 1 | 0 | 0 | 0 | 0 | 0
0
0
0
0
0
0
0
0
0
Stage/Year |  | Nominal Investment per Year of Investment Term |  |  |  |  | Discounted | Cumulative
No | Year | Tier (a) | Tier (b) | Tier (c) | Tier (d) | Tier (e) | Increments | Total
(1) | 1 | 80150 | 0 | 0 | 0 | 0 | 80150 | Investment term must be a minimum of 5 years
(1) | 2 | 80150 | 0 | 0 | 0 | 0 | 80150
(1) | 3 | 80150 | 0 | 0 | 0 | 0 | 80150
(1) | 4 | 80150 | 0 | 0 | 0 | 0 | 80150
(1) | 5 | 80150 | 0 | 0 | 0 | 0 | 80150 | 400750
Actual Investment (Not Greater Than Costs Eligible for Investment): | [7 empty] | 0
Investment Term Required to Minimize Construction Contribution: | [7 empty] | 5
Investment Term Begins on: | [7 empty] | 2017-01-01
Investment Term ends on: | [7 empty] | 2021-12-31
Formulas:
Cumulative = DATE(YEAR([Cumulative, row above]-1)+I52,MONTH([Cumulative, row above]-1),DAY([Cumulative, row above]-1))

## Discounted Increments
Additional Detail: Monthly Investment
Participant: |  | Name of Market Participant (Customer) | [5 empty] | Tariff: | AESO 2017
Project: |  | Project Name | [5 empty] | Effective: | 1 Jan 2017
Number: |  | Project Number |  | Type: | DTS Only |  |  | To: | Current
Stage and Month Lookup
Stage | 0 |  | 0
1 | 240 |  | 240
0 | 0
0 | 0
0 | 0
0 | 0
0 | 0
0 | 0
0 | 0
0 | 0
0 | 0
Calculated Nominal Investment per Month of Maximum Investment Term | [8 empty] | Calculated Discounted Incremental Investment per Month of Maximum Investment Term by Contract Stage
|  |  | Nominal Investment per Month by Tier |  |  |  |  | Nominal | Discounted | Discounted Incremental Investment per Month by Stage
Month | Count | Stage | Tier (a) | Tier (b) | Tier (c) | Tier (d) | Tier (e) | Monthly | Monthly | Stage (1) | Stage (2) | Stage (3) | Stage (4) | Stage (5) | Stage (6) | Stage (7) | Stage (8) | Stage (9) | Stage (10)
2017-01-01 | 1 | 1 | 6679.1667 | 0 | 0 | 0 | 0 | 6679.1667 | 6679.1667 | 6679.1667 | 0 | 0 | 0 | 0 | 0 | 0 | 0 | 0 | 0
2017-02-01 | 2 | 1 | 6679.1667 | 0 | 0 | 0 | 0 | 6679.1667 | 6679.1667 | 6679.1667 | 0 | 0 | 0 | 0 | 0 | 0 | 0 | 0 | 0
2017-03-01 | 3 | 1 | 6679.1667 | 0 | 0 | 0 | 0 | 6679.1667 | 6679.1667 | 6679.1667 | 0 | 0 | 0 | 0 | 0 | 0 | 0 | 0 | 0
2017-04-01 | 4 | 1 | 6679.1667 | 0 | 0 | 0 | 0 | 6679.1667 | 6679.1667 | 6679.1667 | 0 | 0 | 0 | 0 | 0 | 0 | 0 | 0 | 0
2017-05-01 | 5 | 1 | 6679.1667 | 0 | 0 | 0 | 0 | 6679.1667 | 6679.1667 | 6679.1667 | 0 | 0 | 0 | 0 | 0 | 0 | 0 | 0 | 0
2017-06-01 | 6 | 1 | 6679.1667 | 0 | 0 | 0 | 0 | 6679.1667 | 6679.1667 | 6679.1667 | 0 | 0 | 0 | 0 | 0 | 0 | 0 | 0 | 0
2017-07-01 | 7 | 1 | 6679.1667 | 0 | 0 | 0 | 0 | 6679.1667 | 6679.1667 | 6679.1667 | 0 | 0 | 0 | 0 | 0 | 0 | 0 | 0 | 0
2017-08-01 | 8 | 1 | 6679.1667 | 0 | 0 | 0 | 0 | 6679.1667 | 6679.1667 | 6679.1667 | 0 | 0 | 0 | 0 | 0 | 0 | 0 | 0 | 0
2017-09-01 | 9 | 1 | 6679.1667 | 0 | 0 | 0 | 0 | 6679.1667 | 6679.1667 | 6679.1667 | 0 | 0 | 0 | 0 | 0 | 0 | 0 | 0 | 0
2017-10-01 | 10 | 1 | 6679.1667 | 0 | 0 | 0 | 0 | 6679.1667 | 6679.1667 | 6679.1667 | 0 | 0 | 0 | 0 | 0 | 0 | 0 | 0 | 0
2017-11-01 | 11 | 1 | 6679.1667 | 0 | 0 | 0 | 0 | 6679.1667 | 6679.1667 | 6679.1667 | 0 | 0 | 0 | 0 | 0 | 0 | 0 | 0 | 0
2017-12-01 | 12 | 1 | 6679.1667 | 0 | 0 | 0 | 0 | 6679.1667 | 6679.1667 | 6679.1667 | 0 | 0 | 0 | 0 | 0 | 0 | 0 | 0 | 0
2018-01-01 | 13 | 1 | 6679.1667 | 0 | 0 | 0 | 0 | 6679.1667 | 6679.1667 | 6679.1667 | 0 | 0 | 0 | 0 | 0 | 0 | 0 | 0 | 0
2018-02-01 | 14 | 1 | 6679.1667 | 0 | 0 | 0 | 0 | 6679.1667 | 6679.1667 | 6679.1667 | 0 | 0 | 0 | 0 | 0 | 0 | 0 | 0 | 0
2018-03-01 | 15 | 1 | 6679.1667 | 0 | 0 | 0 | 0 | 6679.1667 | 6679.1667 | 6679.1667 | 0 | 0 | 0 | 0 | 0 | 0 | 0 | 0 | 0
2018-04-01 | 16 | 1 | 6679.1667 | 0 | 0 | 0 | 0 | 6679.1667 | 6679.1667 | 6679.1667 | 0 | 0 | 0 | 0 | 0 | 0 | 0 | 0 | 0
2018-05-01 | 17 | 1 | 6679.1667 | 0 | 0 | 0 | 0 | 6679.1667 | 6679.1667 | 6679.1667 | 0 | 0 | 0 | 0 | 0 | 0 | 0 | 0 | 0
2018-06-01 | 18 | 1 | 6679.1667 | 0 | 0 | 0 | 0 | 6679.1667 | 6679.1667 | 6679.1667 | 0 | 0 | 0 | 0 | 0 | 0 | 0 | 0 | 0
2018-07-01 | 19 | 1 | 6679.1667 | 0 | 0 | 0 | 0 | 6679.1667 | 6679.1667 | 6679.1667 | 0 | 0 | 0 | 0 | 0 | 0 | 0 | 0 | 0
2018-08-01 | 20 | 1 | 6679.1667 | 0 | 0 | 0 | 0 | 6679.1667 | 6679.1667 | 6679.1667 | 0 | 0 | 0 | 0 | 0 | 0 | 0 | 0 | 0
2018-09-01 | 21 | 1 | 6679.1667 | 0 | 0 | 0 | 0 | 6679.1667 | 6679.1667 | 6679.1667 | 0 | 0 | 0 | 0 | 0 | 0 | 0 | 0 | 0
2018-10-01 | 22 | 1 | 6679.1667 | 0 | 0 | 0 | 0 | 6679.1667 | 6679.1667 | 6679.1667 | 0 | 0 | 0 | 0 | 0 | 0 | 0 | 0 | 0
2018-11-01 | 23 | 1 | 6679.1667 | 0 | 0 | 0 | 0 | 6679.1667 | 6679.1667 | 6679.1667 | 0 | 0 | 0 | 0 | 0 | 0 | 0 | 0 | 0
2018-12-01 | 24 | 1 | 6679.1667 | 0 | 0 | 0 | 0 | 6679.1667 | 6679.1667 | 6679.1667 | 0 | 0 | 0 | 0 | 0 | 0 | 0 | 0 | 0
2019-01-01 | 25 | 1 | 6679.1667 | 0 | 0 | 0 | 0 | 6679.1667 | 6679.1667 | 6679.1667 | 0 | 0 | 0 | 0 | 0 | 0 | 0 | 0 | 0
2019-02-01 | 26 | 1 | 6679.1667 | 0 | 0 | 0 | 0 | 6679.1667 | 6679.1667 | 6679.1667 | 0 | 0 | 0 | 0 | 0 | 0 | 0 | 0 | 0
2019-03-01 | 27 | 1 | 6679.1667 | 0 | 0 | 0 | 0 | 6679.1667 | 6679.1667 | 6679.1667 | 0 | 0 | 0 | 0 | 0 | 0 | 0 | 0 | 0
2019-04-01 | 28 | 1 | 6679.1667 | 0 | 0 | 0 | 0 | 6679.1667 | 6679.1667 | 6679.1667 | 0 | 0 | 0 | 0 | 0 | 0 | 0 | 0 | 0
2019-05-01 | 29 | 1 | 6679.1667 | 0 | 0 | 0 | 0 | 6679.1667 | 6679.1667 | 6679.1667 | 0 | 0 | 0 | 0 | 0 | 0 | 0 | 0 | 0
2019-06-01 | 30 | 1 | 6679.1667 | 0 | 0 | 0 | 0 | 6679.1667 | 6679.1667 | 6679.1667 | 0 | 0 | 0 | 0 | 0 | 0 | 0 | 0 | 0
2019-07-01 | 31 | 1 | 6679.1667 | 0 | 0 | 0 | 0 | 6679.1667 | 6679.1667 | 6679.1667 | 0 | 0 | 0 | 0 | 0 | 0 | 0 | 0 | 0
2019-08-01 | 32 | 1 | 6679.1667 | 0 | 0 | 0 | 0 | 6679.1667 | 6679.1667 | 6679.1667 | 0 | 0 | 0 | 0 | 0 | 0 | 0 | 0 | 0
2019-09-01 | 33 | 1 | 6679.1667 | 0 | 0 | 0 | 0 | 6679.1667 | 6679.1667 | 6679.1667 | 0 | 0 | 0 | 0 | 0 | 0 | 0 | 0 | 0
2019-10-01 | 34 | 1 | 6679.1667 | 0 | 0 | 0 | 0 | 6679.1667 | 6679.1667 | 6679.1667 | 0 | 0 | 0 | 0 | 0 | 0 | 0 | 0 | 0
2019-11-01 | 35 | 1 | 6679.1667 | 0 | 0 | 0 | 0 | 6679.1667 | 6679.1667 | 6679.1667 | 0 | 0 | 0 | 0 | 0 | 0 | 0 | 0 | 0
2019-12-01 | 36 | 1 | 6679.1667 | 0 | 0 | 0 | 0 | 6679.1667 | 6679.1667 | 6679.1667 | 0 | 0 | 0 | 0 | 0 | 0 | 0 | 0 | 0
2020-01-01 | 37 | 1 | 6679.1667 | 0 | 0 | 0 | 0 | 6679.1667 | 6679.1667 | 6679.1667 | 0 | 0 | 0 | 0 | 0 | 0 | 0 | 0 | 0
2020-02-01 | 38 | 1 | 6679.1667 | 0 | 0 | 0 | 0 | 6679.1667 | 6679.1667 | 6679.1667 | 0 | 0 | 0 | 0 | 0 | 0 | 0 | 0 | 0
2020-03-01 | 39 | 1 | 6679.1667 | 0 | 0 | 0 | 0 | 6679.1667 | 6679.1667 | 6679.1667 | 0 | 0 | 0 | 0 | 0 | 0 | 0 | 0 | 0
2020-04-01 | 40 | 1 | 6679.1667 | 0 | 0 | 0 | 0 | 6679.1667 | 6679.1667 | 6679.1667 | 0 | 0 | 0 | 0 | 0 | 0 | 0 | 0 | 0
2020-05-01 | 41 | 1 | 6679.1667 | 0 | 0 | 0 | 0 | 6679.1667 | 6679.1667 | 6679.1667 | 0 | 0 | 0 | 0 | 0 | 0 | 0 | 0 | 0
2020-06-01 | 42 | 1 | 6679.1667 | 0 | 0 | 0 | 0 | 6679.1667 | 6679.1667 | 6679.1667 | 0 | 0 | 0 | 0 | 0 | 0 | 0 | 0 | 0
2020-07-01 | 43 | 1 | 6679.1667 | 0 | 0 | 0 | 0 | 6679.1667 | 6679.1667 | 6679.1667 | 0 | 0 | 0 | 0 | 0 | 0 | 0 | 0 | 0
2020-08-01 | 44 | 1 | 6679.1667 | 0 | 0 | 0 | 0 | 6679.1667 | 6679.1667 | 6679.1667 | 0 | 0 | 0 | 0 | 0 | 0 | 0 | 0 | 0
2020-09-01 | 45 | 1 | 6679.1667 | 0 | 0 | 0 | 0 | 6679.1667 | 6679.1667 | 6679.1667 | 0 | 0 | 0 | 0 | 0 | 0 | 0 | 0 | 0
2020-10-01 | 46 | 1 | 6679.1667 | 0 | 0 | 0 | 0 | 6679.1667 | 6679.1667 | 6679.1667 | 0 | 0 | 0 | 0 | 0 | 0 | 0 | 0 | 0
2020-11-01 | 47 | 1 | 6679.1667 | 0 | 0 | 0 | 0 | 6679.1667 | 6679.1667 | 6679.1667 | 0 | 0 | 0 | 0 | 0 | 0 | 0 | 0 | 0
2020-12-01 | 48 | 1 | 6679.1667 | 0 | 0 | 0 | 0 | 6679.1667 | 6679.1667 | 6679.1667 | 0 | 0 | 0 | 0 | 0 | 0 | 0 | 0 | 0
2021-01-01 | 49 | 1 | 6679.1667 | 0 | 0 | 0 | 0 | 6679.1667 | 6679.1667 | 6679.1667 | 0 | 0 | 0 | 0 | 0 | 0 | 0 | 0 | 0
2021-02-01 | 50 | 1 | 6679.1667 | 0 | 0 | 0 | 0 | 6679.1667 | 6679.1667 | 6679.1667 | 0 | 0 | 0 | 0 | 0 | 0 | 0 | 0 | 0
2021-03-01 | 51 | 1 | 6679.1667 | 0 | 0 | 0 | 0 | 6679.1667 | 6679.1667 | 6679.1667 | 0 | 0 | 0 | 0 | 0 | 0 | 0 | 0 | 0
2021-04-01 | 52 | 1 | 6679.1667 | 0 | 0 | 0 | 0 | 6679.1667 | 6679.1667 | 6679.1667 | 0 | 0 | 0 | 0 | 0 | 0 | 0 | 0 | 0
2021-05-01 | 53 | 1 | 6679.1667 | 0 | 0 | 0 | 0 | 6679.1667 | 6679.1667 | 6679.1667 | 0 | 0 | 0 | 0 | 0 | 0 | 0 | 0 | 0
2021-06-01 | 54 | 1 | 6679.1667 | 0 | 0 | 0 | 0 | 6679.1667 | 6679.1667 | 6679.1667 | 0 | 0 | 0 | 0 | 0 | 0 | 0 | 0 | 0
2021-07-01 | 55 | 1 | 6679.1667 | 0 | 0 | 0 | 0 | 6679.1667 | 6679.1667 | 6679.1667 | 0 | 0 | 0 | 0 | 0 | 0 | 0 | 0 | 0
2021-08-01 | 56 | 1 | 6679.1667 | 0 | 0 | 0 | 0 | 6679.1667 | 6679.1667 | 6679.1667 | 0 | 0 | 0 | 0 | 0 | 0 | 0 | 0 | 0
2021-09-01 | 57 | 1 | 6679.1667 | 0 | 0 | 0 | 0 | 6679.1667 | 6679.1667 | 6679.1667 | 0 | 0 | 0 | 0 | 0 | 0 | 0 | 0 | 0
2021-10-01 | 58 | 1 | 6679.1667 | 0 | 0 | 0 | 0 | 6679.1667 | 6679.1667 | 6679.1667 | 0 | 0 | 0 | 0 | 0 | 0 | 0 | 0 | 0
2021-11-01 | 59 | 1 | 6679.1667 | 0 | 0 | 0 | 0 | 6679.1667 | 6679.1667 | 6679.1667 | 0 | 0 | 0 | 0 | 0 | 0 | 0 | 0 | 0
2021-12-01 | 60 | 1 | 6679.1667 | 0 | 0 | 0 | 0 | 6679.1667 | 6679.1667 | 6679.1667 | 0 | 0 | 0 | 0 | 0 | 0 | 0 | 0 | 0
2022-01-01 | 61 | 1 | 6679.1667 | 0 | 0 | 0 | 0 | 6679.1667 | 6679.1667 | 6679.1667 | 0 | 0 | 0 | 0 | 0 | 0 | 0 | 0 | 0
2022-02-01 | 62 | 1 | 6679.1667 | 0 | 0 | 0 | 0 | 6679.1667 | 6679.1667 | 6679.1667 | 0 | 0 | 0 | 0 | 0 | 0 | 0 | 0 | 0
2022-03-01 | 63 | 1 | 6679.1667 | 0 | 0 | 0 | 0 | 6679.1667 | 6679.1667 | 6679.1667 | 0 | 0 | 0 | 0 | 0 | 0 | 0 | 0 | 0
2022-04-01 | 64 | 1 | 6679.1667 | 0 | 0 | 0 | 0 | 6679.1667 | 6679.1667 | 6679.1667 | 0 | 0 | 0 | 0 | 0 | 0 | 0 | 0 | 0
2022-05-01 | 65 | 1 | 6679.1667 | 0 | 0 | 0 | 0 | 6679.1667 | 6679.1667 | 6679.1667 | 0 | 0 | 0 | 0 | 0 | 0 | 0 | 0 | 0
2022-06-01 | 66 | 1 | 6679.1667 | 0 | 0 | 0 | 0 | 6679.1667 | 6679.1667 | 6679.1667 | 0 | 0 | 0 | 0 | 0 | 0 | 0 | 0 | 0
2022-07-01 | 67 | 1 | 6679.1667 | 0 | 0 | 0 | 0 | 6679.1667 | 6679.1667 | 6679.1667 | 0 | 0 | 0 | 0 | 0 | 0 | 0 | 0 | 0
2022-08-01 | 68 | 1 | 6679.1667 | 0 | 0 | 0 | 0 | 6679.1667 | 6679.1667 | 6679.1667 | 0 | 0 | 0 | 0 | 0 | 0 | 0 | 0 | 0
2022-09-01 | 69 | 1 | 6679.1667 | 0 | 0 | 0 | 0 | 6679.1667 | 6679.1667 | 6679.1667 | 0 | 0 | 0 | 0 | 0 | 0 | 0 | 0 | 0
2022-10-01 | 70 | 1 | 6679.1667 | 0 | 0 | 0 | 0 | 6679.1667 | 6679.1667 | 6679.1667 | 0 | 0 | 0 | 0 | 0 | 0 | 0 | 0 | 0
2022-11-01 | 71 | 1 | 6679.1667 | 0 | 0 | 0 | 0 | 6679.1667 | 6679.1667 | 6679.1667 | 0 | 0 | 0 | 0 | 0 | 0 | 0 | 0 | 0
2022-12-01 | 72 | 1 | 6679.1667 | 0 | 0 | 0 | 0 | 6679.1667 | 6679.1667 | 6679.1667 | 0 | 0 | 0 | 0 | 0 | 0 | 0 | 0 | 0
2023-01-01 | 73 | 1 | 6679.1667 | 0 | 0 | 0 | 0 | 6679.1667 | 6679.1667 | 6679.1667 | 0 | 0 | 0 | 0 | 0 | 0 | 0 | 0 | 0
2023-02-01 | 74 | 1 | 6679.1667 | 0 | 0 | 0 | 0 | 6679.1667 | 6679.1667 | 6679.1667 | 0 | 0 | 0 | 0 | 0 | 0 | 0 | 0 | 0
2023-03-01 | 75 | 1 | 6679.1667 | 0 | 0 | 0 | 0 | 6679.1667 | 6679.1667 | 6679.1667 | 0 | 0 | 0 | 0 | 0 | 0 | 0 | 0 | 0
2023-04-01 | 76 | 1 | 6679.1667 | 0 | 0 | 0 | 0 | 6679.1667 | 6679.1667 | 6679.1667 | 0 | 0 | 0 | 0 | 0 | 0 | 0 | 0 | 0
2023-05-01 | 77 | 1 | 6679.1667 | 0 | 0 | 0 | 0 | 6679.1667 | 6679.1667 | 6679.1667 | 0 | 0 | 0 | 0 | 0 | 0 | 0 | 0 | 0
2023-06-01 | 78 | 1 | 6679.1667 | 0 | 0 | 0 | 0 | 6679.1667 | 6679.1667 | 6679.1667 | 0 | 0 | 0 | 0 | 0 | 0 | 0 | 0 | 0
2023-07-01 | 79 | 1 | 6679.1667 | 0 | 0 | 0 | 0 | 6679.1667 | 6679.1667 | 6679.1667 | 0 | 0 | 0 | 0 | 0 | 0 | 0 | 0 | 0
2023-08-01 | 80 | 1 | 6679.1667 | 0 | 0 | 0 | 0 | 6679.1667 | 6679.1667 | 6679.1667 | 0 | 0 | 0 | 0 | 0 | 0 | 0 | 0 | 0
2023-09-01 | 81 | 1 | 6679.1667 | 0 | 0 | 0 | 0 | 6679.1667 | 6679.1667 | 6679.1667 | 0 | 0 | 0 | 0 | 0 | 0 | 0 | 0 | 0
2023-10-01 | 82 | 1 | 6679.1667 | 0 | 0 | 0 | 0 | 6679.1667 | 6679.1667 | 6679.1667 | 0 | 0 | 0 | 0 | 0 | 0 | 0 | 0 | 0
2023-11-01 | 83 | 1 | 6679.1667 | 0 | 0 | 0 | 0 | 6679.1667 | 6679.1667 | 6679.1667 | 0 | 0 | 0 | 0 | 0 | 0 | 0 | 0 | 0
2023-12-01 | 84 | 1 | 6679.1667 | 0 | 0 | 0 | 0 | 6679.1667 | 6679.1667 | 6679.1667 | 0 | 0 | 0 | 0 | 0 | 0 | 0 | 0 | 0
2024-01-01 | 85 | 1 | 6679.1667 | 0 | 0 | 0 | 0 | 6679.1667 | 6679.1667 | 6679.1667 | 0 | 0 | 0 | 0 | 0 | 0 | 0 | 0 | 0
2024-02-01 | 86 | 1 | 6679.1667 | 0 | 0 | 0 | 0 | 6679.1667 | 6679.1667 | 6679.1667 | 0 | 0 | 0 | 0 | 0 | 0 | 0 | 0 | 0
2024-03-01 | 87 | 1 | 6679.1667 | 0 | 0 | 0 | 0 | 6679.1667 | 6679.1667 | 6679.1667 | 0 | 0 | 0 | 0 | 0 | 0 | 0 | 0 | 0
2024-04-01 | 88 | 1 | 6679.1667 | 0 | 0 | 0 | 0 | 6679.1667 | 6679.1667 | 6679.1667 | 0 | 0 | 0 | 0 | 0 | 0 | 0 | 0 | 0
2024-05-01 | 89 | 1 | 6679.1667 | 0 | 0 | 0 | 0 | 6679.1667 | 6679.1667 | 6679.1667 | 0 | 0 | 0 | 0 | 0 | 0 | 0 | 0 | 0
2024-06-01 | 90 | 1 | 6679.1667 | 0 | 0 | 0 | 0 | 6679.1667 | 6679.1667 | 6679.1667 | 0 | 0 | 0 | 0 | 0 | 0 | 0 | 0 | 0
2024-07-01 | 91 | 1 | 6679.1667 | 0 | 0 | 0 | 0 | 6679.1667 | 6679.1667 | 6679.1667 | 0 | 0 | 0 | 0 | 0 | 0 | 0 | 0 | 0
2024-08-01 | 92 | 1 | 6679.1667 | 0 | 0 | 0 | 0 | 6679.1667 | 6679.1667 | 6679.1667 | 0 | 0 | 0 | 0 | 0 | 0 | 0 | 0 | 0
2024-09-01 | 93 | 1 | 6679.1667 | 0 | 0 | 0 | 0 | 6679.1667 | 6679.1667 | 6679.1667 | 0 | 0 | 0 | 0 | 0 | 0 | 0 | 0 | 0
2024-10-01 | 94 | 1 | 6679.1667 | 0 | 0 | 0 | 0 | 6679.1667 | 6679.1667 | 6679.1667 | 0 | 0 | 0 | 0 | 0 | 0 | 0 | 0 | 0
2024-11-01 | 95 | 1 | 6679.1667 | 0 | 0 | 0 | 0 | 6679.1667 | 6679.1667 | 6679.1667 | 0 | 0 | 0 | 0 | 0 | 0 | 0 | 0 | 0
2024-12-01 | 96 | 1 | 6679.1667 | 0 | 0 | 0 | 0 | 6679.1667 | 6679.1667 | 6679.1667 | 0 | 0 | 0 | 0 | 0 | 0 | 0 | 0 | 0
2025-01-01 | 97 | 1 | 6679.1667 | 0 | 0 | 0 | 0 | 6679.1667 | 6679.1667 | 6679.1667 | 0 | 0 | 0 | 0 | 0 | 0 | 0 | 0 | 0
2025-02-01 | 98 | 1 | 6679.1667 | 0 | 0 | 0 | 0 | 6679.1667 | 6679.1667 | 6679.1667 | 0 | 0 | 0 | 0 | 0 | 0 | 0 | 0 | 0
2025-03-01 | 99 | 1 | 6679.1667 | 0 | 0 | 0 | 0 | 6679.1667 | 6679.1667 | 6679.1667 | 0 | 0 | 0 | 0 | 0 | 0 | 0 | 0 | 0
2025-04-01 | 100 | 1 | 6679.1667 | 0 | 0 | 0 | 0 | 6679.1667 | 6679.1667 | 6679.1667 | 0 | 0 | 0 | 0 | 0 | 0 | 0 | 0 | 0
2025-05-01 | 101 | 1 | 6679.1667 | 0 | 0 | 0 | 0 | 6679.1667 | 6679.1667 | 6679.1667 | 0 | 0 | 0 | 0 | 0 | 0 | 0 | 0 | 0
2025-06-01 | 102 | 1 | 6679.1667 | 0 | 0 | 0 | 0 | 6679.1667 | 6679.1667 | 6679.1667 | 0 | 0 | 0 | 0 | 0 | 0 | 0 | 0 | 0
2025-07-01 | 103 | 1 | 6679.1667 | 0 | 0 | 0 | 0 | 6679.1667 | 6679.1667 | 6679.1667 | 0 | 0 | 0 | 0 | 0 | 0 | 0 | 0 | 0
2025-08-01 | 104 | 1 | 6679.1667 | 0 | 0 | 0 | 0 | 6679.1667 | 6679.1667 | 6679.1667 | 0 | 0 | 0 | 0 | 0 | 0 | 0 | 0 | 0
2025-09-01 | 105 | 1 | 6679.1667 | 0 | 0 | 0 | 0 | 6679.1667 | 6679.1667 | 6679.1667 | 0 | 0 | 0 | 0 | 0 | 0 | 0 | 0 | 0
2025-10-01 | 106 | 1 | 6679.1667 | 0 | 0 | 0 | 0 | 6679.1667 | 6679.1667 | 6679.1667 | 0 | 0 | 0 | 0 | 0 | 0 | 0 | 0 | 0
2025-11-01 | 107 | 1 | 6679.1667 | 0 | 0 | 0 | 0 | 6679.1667 | 6679.1667 | 6679.1667 | 0 | 0 | 0 | 0 | 0 | 0 | 0 | 0 | 0
2025-12-01 | 108 | 1 | 6679.1667 | 0 | 0 | 0 | 0 | 6679.1667 | 6679.1667 | 6679.1667 | 0 | 0 | 0 | 0 | 0 | 0 | 0 | 0 | 0
2026-01-01 | 109 | 1 | 6679.1667 | 0 | 0 | 0 | 0 | 6679.1667 | 6679.1667 | 6679.1667 | 0 | 0 | 0 | 0 | 0 | 0 | 0 | 0 | 0
2026-02-01 | 110 | 1 | 6679.1667 | 0 | 0 | 0 | 0 | 6679.1667 | 6679.1667 | 6679.1667 | 0 | 0 | 0 | 0 | 0 | 0 | 0 | 0 | 0
2026-03-01 | 111 | 1 | 6679.1667 | 0 | 0 | 0 | 0 | 6679.1667 | 6679.1667 | 6679.1667 | 0 | 0 | 0 | 0 | 0 | 0 | 0 | 0 | 0
2026-04-01 | 112 | 1 | 6679.1667 | 0 | 0 | 0 | 0 | 6679.1667 | 6679.1667 | 6679.1667 | 0 | 0 | 0 | 0 | 0 | 0 | 0 | 0 | 0
2026-05-01 | 113 | 1 | 6679.1667 | 0 | 0 | 0 | 0 | 6679.1667 | 6679.1667 | 6679.1667 | 0 | 0 | 0 | 0 | 0 | 0 | 0 | 0 | 0
2026-06-01 | 114 | 1 | 6679.1667 | 0 | 0 | 0 | 0 | 6679.1667 | 6679.1667 | 6679.1667 | 0 | 0 | 0 | 0 | 0 | 0 | 0 | 0 | 0
2026-07-01 | 115 | 1 | 6679.1667 | 0 | 0 | 0 | 0 | 6679.1667 | 6679.1667 | 6679.1667 | 0 | 0 | 0 | 0 | 0 | 0 | 0 | 0 | 0
2026-08-01 | 116 | 1 | 6679.1667 | 0 | 0 | 0 | 0 | 6679.1667 | 6679.1667 | 6679.1667 | 0 | 0 | 0 | 0 | 0 | 0 | 0 | 0 | 0
2026-09-01 | 117 | 1 | 6679.1667 | 0 | 0 | 0 | 0 | 6679.1667 | 6679.1667 | 6679.1667 | 0 | 0 | 0 | 0 | 0 | 0 | 0 | 0 | 0
2026-10-01 | 118 | 1 | 6679.1667 | 0 | 0 | 0 | 0 | 6679.1667 | 6679.1667 | 6679.1667 | 0 | 0 | 0 | 0 | 0 | 0 | 0 | 0 | 0
2026-11-01 | 119 | 1 | 6679.1667 | 0 | 0 | 0 | 0 | 6679.1667 | 6679.1667 | 6679.1667 | 0 | 0 | 0 | 0 | 0 | 0 | 0 | 0 | 0
2026-12-01 | 120 | 1 | 6679.1667 | 0 | 0 | 0 | 0 | 6679.1667 | 6679.1667 | 6679.1667 | 0 | 0 | 0 | 0 | 0 | 0 | 0 | 0 | 0
2027-01-01 | 121 | 1 | 6679.1667 | 0 | 0 | 0 | 0 | 6679.1667 | 6679.1667 | 6679.1667 | 0 | 0 | 0 | 0 | 0 | 0 | 0 | 0 | 0
2027-02-01 | 122 | 1 | 6679.1667 | 0 | 0 | 0 | 0 | 6679.1667 | 6679.1667 | 6679.1667 | 0 | 0 | 0 | 0 | 0 | 0 | 0 | 0 | 0
2027-03-01 | 123 | 1 | 6679.1667 | 0 | 0 | 0 | 0 | 6679.1667 | 6679.1667 | 6679.1667 | 0 | 0 | 0 | 0 | 0 | 0 | 0 | 0 | 0
2027-04-01 | 124 | 1 | 6679.1667 | 0 | 0 | 0 | 0 | 6679.1667 | 6679.1667 | 6679.1667 | 0 | 0 | 0 | 0 | 0 | 0 | 0 | 0 | 0
2027-05-01 | 125 | 1 | 6679.1667 | 0 | 0 | 0 | 0 | 6679.1667 | 6679.1667 | 6679.1667 | 0 | 0 | 0 | 0 | 0 | 0 | 0 | 0 | 0
2027-06-01 | 126 | 1 | 6679.1667 | 0 | 0 | 0 | 0 | 6679.1667 | 6679.1667 | 6679.1667 | 0 | 0 | 0 | 0 | 0 | 0 | 0 | 0 | 0
2027-07-01 | 127 | 1 | 6679.1667 | 0 | 0 | 0 | 0 | 6679.1667 | 6679.1667 | 6679.1667 | 0 | 0 | 0 | 0 | 0 | 0 | 0 | 0 | 0
2027-08-01 | 128 | 1 | 6679.1667 | 0 | 0 | 0 | 0 | 6679.1667 | 6679.1667 | 6679.1667 | 0 | 0 | 0 | 0 | 0 | 0 | 0 | 0 | 0
2027-09-01 | 129 | 1 | 6679.1667 | 0 | 0 | 0 | 0 | 6679.1667 | 6679.1667 | 6679.1667 | 0 | 0 | 0 | 0 | 0 | 0 | 0 | 0 | 0
2027-10-01 | 130 | 1 | 6679.1667 | 0 | 0 | 0 | 0 | 6679.1667 | 6679.1667 | 6679.1667 | 0 | 0 | 0 | 0 | 0 | 0 | 0 | 0 | 0
2027-11-01 | 131 | 1 | 6679.1667 | 0 | 0 | 0 | 0 | 6679.1667 | 6679.1667 | 6679.1667 | 0 | 0 | 0 | 0 | 0 | 0 | 0 | 0 | 0
2027-12-01 | 132 | 1 | 6679.1667 | 0 | 0 | 0 | 0 | 6679.1667 | 6679.1667 | 6679.1667 | 0 | 0 | 0 | 0 | 0 | 0 | 0 | 0 | 0
2028-01-01 | 133 | 1 | 6679.1667 | 0 | 0 | 0 | 0 | 6679.1667 | 6679.1667 | 6679.1667 | 0 | 0 | 0 | 0 | 0 | 0 | 0 | 0 | 0
2028-02-01 | 134 | 1 | 6679.1667 | 0 | 0 | 0 | 0 | 6679.1667 | 6679.1667 | 6679.1667 | 0 | 0 | 0 | 0 | 0 | 0 | 0 | 0 | 0
2028-03-01 | 135 | 1 | 6679.1667 | 0 | 0 | 0 | 0 | 6679.1667 | 6679.1667 | 6679.1667 | 0 | 0 | 0 | 0 | 0 | 0 | 0 | 0 | 0
2028-04-01 | 136 | 1 | 6679.1667 | 0 | 0 | 0 | 0 | 6679.1667 | 6679.1667 | 6679.1667 | 0 | 0 | 0 | 0 | 0 | 0 | 0 | 0 | 0
2028-05-01 | 137 | 1 | 6679.1667 | 0 | 0 | 0 | 0 | 6679.1667 | 6679.1667 | 6679.1667 | 0 | 0 | 0 | 0 | 0 | 0 | 0 | 0 | 0
2028-06-01 | 138 | 1 | 6679.1667 | 0 | 0 | 0 | 0 | 6679.1667 | 6679.1667 | 6679.1667 | 0 | 0 | 0 | 0 | 0 | 0 | 0 | 0 | 0
2028-07-01 | 139 | 1 | 6679.1667 | 0 | 0 | 0 | 0 | 6679.1667 | 6679.1667 | 6679.1667 | 0 | 0 | 0 | 0 | 0 | 0 | 0 | 0 | 0
2028-08-01 | 140 | 1 | 6679.1667 | 0 | 0 | 0 | 0 | 6679.1667 | 6679.1667 | 6679.1667 | 0 | 0 | 0 | 0 | 0 | 0 | 0 | 0 | 0
2028-09-01 | 141 | 1 | 6679.1667 | 0 | 0 | 0 | 0 | 6679.1667 | 6679.1667 | 6679.1667 | 0 | 0 | 0 | 0 | 0 | 0 | 0 | 0 | 0
2028-10-01 | 142 | 1 | 6679.1667 | 0 | 0 | 0 | 0 | 6679.1667 | 6679.1667 | 6679.1667 | 0 | 0 | 0 | 0 | 0 | 0 | 0 | 0 | 0
2028-11-01 | 143 | 1 | 6679.1667 | 0 | 0 | 0 | 0 | 6679.1667 | 6679.1667 | 6679.1667 | 0 | 0 | 0 | 0 | 0 | 0 | 0 | 0 | 0
2028-12-01 | 144 | 1 | 6679.1667 | 0 | 0 | 0 | 0 | 6679.1667 | 6679.1667 | 6679.1667 | 0 | 0 | 0 | 0 | 0 | 0 | 0 | 0 | 0
2029-01-01 | 145 | 1 | 6679.1667 | 0 | 0 | 0 | 0 | 6679.1667 | 6679.1667 | 6679.1667 | 0 | 0 | 0 | 0 | 0 | 0 | 0 | 0 | 0
2029-02-01 | 146 | 1 | 6679.1667 | 0 | 0 | 0 | 0 | 6679.1667 | 6679.1667 | 6679.1667 | 0 | 0 | 0 | 0 | 0 | 0 | 0 | 0 | 0
2029-03-01 | 147 | 1 | 6679.1667 | 0 | 0 | 0 | 0 | 6679.1667 | 6679.1667 | 6679.1667 | 0 | 0 | 0 | 0 | 0 | 0 | 0 | 0 | 0
2029-04-01 | 148 | 1 | 6679.1667 | 0 | 0 | 0 | 0 | 6679.1667 | 6679.1667 | 6679.1667 | 0 | 0 | 0 | 0 | 0 | 0 | 0 | 0 | 0
2029-05-01 | 149 | 1 | 6679.1667 | 0 | 0 | 0 | 0 | 6679.1667 | 6679.1667 | 6679.1667 | 0 | 0 | 0 | 0 | 0 | 0 | 0 | 0 | 0
2029-06-01 | 150 | 1 | 6679.1667 | 0 | 0 | 0 | 0 | 6679.1667 | 6679.1667 | 6679.1667 | 0 | 0 | 0 | 0 | 0 | 0 | 0 | 0 | 0
2029-07-01 | 151 | 1 | 6679.1667 | 0 | 0 | 0 | 0 | 6679.1667 | 6679.1667 | 6679.1667 | 0 | 0 | 0 | 0 | 0 | 0 | 0 | 0 | 0
2029-08-01 | 152 | 1 | 6679.1667 | 0 | 0 | 0 | 0 | 6679.1667 | 6679.1667 | 6679.1667 | 0 | 0 | 0 | 0 | 0 | 0 | 0 | 0 | 0
2029-09-01 | 153 | 1 | 6679.1667 | 0 | 0 | 0 | 0 | 6679.1667 | 6679.1667 | 6679.1667 | 0 | 0 | 0 | 0 | 0 | 0 | 0 | 0 | 0
2029-10-01 | 154 | 1 | 6679.1667 | 0 | 0 | 0 | 0 | 6679.1667 | 6679.1667 | 6679.1667 | 0 | 0 | 0 | 0 | 0 | 0 | 0 | 0 | 0
2029-11-01 | 155 | 1 | 6679.1667 | 0 | 0 | 0 | 0 | 6679.1667 | 6679.1667 | 6679.1667 | 0 | 0 | 0 | 0 | 0 | 0 | 0 | 0 | 0
2029-12-01 | 156 | 1 | 6679.1667 | 0 | 0 | 0 | 0 | 6679.1667 | 6679.1667 | 6679.1667 | 0 | 0 | 0 | 0 | 0 | 0 | 0 | 0 | 0
2030-01-01 | 157 | 1 | 6679.1667 | 0 | 0 | 0 | 0 | 6679.1667 | 6679.1667 | 6679.1667 | 0 | 0 | 0 | 0 | 0 | 0 | 0 | 0 | 0
2030-02-01 | 158 | 1 | 6679.1667 | 0 | 0 | 0 | 0 | 6679.1667 | 6679.1667 | 6679.1667 | 0 | 0 | 0 | 0 | 0 | 0 | 0 | 0 | 0
2030-03-01 | 159 | 1 | 6679.1667 | 0 | 0 | 0 | 0 | 6679.1667 | 6679.1667 | 6679.1667 | 0 | 0 | 0 | 0 | 0 | 0 | 0 | 0 | 0
2030-04-01 | 160 | 1 | 6679.1667 | 0 | 0 | 0 | 0 | 6679.1667 | 6679.1667 | 6679.1667 | 0 | 0 | 0 | 0 | 0 | 0 | 0 | 0 | 0
2030-05-01 | 161 | 1 | 6679.1667 | 0 | 0 | 0 | 0 | 6679.1667 | 6679.1667 | 6679.1667 | 0 | 0 | 0 | 0 | 0 | 0 | 0 | 0 | 0
2030-06-01 | 162 | 1 | 6679.1667 | 0 | 0 | 0 | 0 | 6679.1667 | 6679.1667 | 6679.1667 | 0 | 0 | 0 | 0 | 0 | 0 | 0 | 0 | 0
2030-07-01 | 163 | 1 | 6679.1667 | 0 | 0 | 0 | 0 | 6679.1667 | 6679.1667 | 6679.1667 | 0 | 0 | 0 | 0 | 0 | 0 | 0 | 0 | 0
2030-08-01 | 164 | 1 | 6679.1667 | 0 | 0 | 0 | 0 | 6679.1667 | 6679.1667 | 6679.1667 | 0 | 0 | 0 | 0 | 0 | 0 | 0 | 0 | 0
2030-09-01 | 165 | 1 | 6679.1667 | 0 | 0 | 0 | 0 | 6679.1667 | 6679.1667 | 6679.1667 | 0 | 0 | 0 | 0 | 0 | 0 | 0 | 0 | 0
2030-10-01 | 166 | 1 | 6679.1667 | 0 | 0 | 0 | 0 | 6679.1667 | 6679.1667 | 6679.1667 | 0 | 0 | 0 | 0 | 0 | 0 | 0 | 0 | 0
2030-11-01 | 167 | 1 | 6679.1667 | 0 | 0 | 0 | 0 | 6679.1667 | 6679.1667 | 6679.1667 | 0 | 0 | 0 | 0 | 0 | 0 | 0 | 0 | 0
2030-12-01 | 168 | 1 | 6679.1667 | 0 | 0 | 0 | 0 | 6679.1667 | 6679.1667 | 6679.1667 | 0 | 0 | 0 | 0 | 0 | 0 | 0 | 0 | 0
2031-01-01 | 169 | 1 | 6679.1667 | 0 | 0 | 0 | 0 | 6679.1667 | 6679.1667 | 6679.1667 | 0 | 0 | 0 | 0 | 0 | 0 | 0 | 0 | 0
2031-02-01 | 170 | 1 | 6679.1667 | 0 | 0 | 0 | 0 | 6679.1667 | 6679.1667 | 6679.1667 | 0 | 0 | 0 | 0 | 0 | 0 | 0 | 0 | 0
2031-03-01 | 171 | 1 | 6679.1667 | 0 | 0 | 0 | 0 | 6679.1667 | 6679.1667 | 6679.1667 | 0 | 0 | 0 | 0 | 0 | 0 | 0 | 0 | 0
2031-04-01 | 172 | 1 | 6679.1667 | 0 | 0 | 0 | 0 | 6679.1667 | 6679.1667 | 6679.1667 | 0 | 0 | 0 | 0 | 0 | 0 | 0 | 0 | 0
2031-05-01 | 173 | 1 | 6679.1667 | 0 | 0 | 0 | 0 | 6679.1667 | 6679.1667 | 6679.1667 | 0 | 0 | 0 | 0 | 0 | 0 | 0 | 0 | 0
2031-06-01 | 174 | 1 | 6679.1667 | 0 | 0 | 0 | 0 | 6679.1667 | 6679.1667 | 6679.1667 | 0 | 0 | 0 | 0 | 0 | 0 | 0 | 0 | 0
2031-07-01 | 175 | 1 | 6679.1667 | 0 | 0 | 0 | 0 | 6679.1667 | 6679.1667 | 6679.1667 | 0 | 0 | 0 | 0 | 0 | 0 | 0 | 0 | 0
2031-08-01 | 176 | 1 | 6679.1667 | 0 | 0 | 0 | 0 | 6679.1667 | 6679.1667 | 6679.1667 | 0 | 0 | 0 | 0 | 0 | 0 | 0 | 0 | 0
2031-09-01 | 177 | 1 | 6679.1667 | 0 | 0 | 0 | 0 | 6679.1667 | 6679.1667 | 6679.1667 | 0 | 0 | 0 | 0 | 0 | 0 | 0 | 0 | 0
2031-10-01 | 178 | 1 | 6679.1667 | 0 | 0 | 0 | 0 | 6679.1667 | 6679.1667 | 6679.1667 | 0 | 0 | 0 | 0 | 0 | 0 | 0 | 0 | 0
2031-11-01 | 179 | 1 | 6679.1667 | 0 | 0 | 0 | 0 | 6679.1667 | 6679.1667 | 6679.1667 | 0 | 0 | 0 | 0 | 0 | 0 | 0 | 0 | 0
2031-12-01 | 180 | 1 | 6679.1667 | 0 | 0 | 0 | 0 | 6679.1667 | 6679.1667 | 6679.1667 | 0 | 0 | 0 | 0 | 0 | 0 | 0 | 0 | 0
2032-01-01 | 181 | 1 | 6679.1667 | 0 | 0 | 0 | 0 | 6679.1667 | 6679.1667 | 6679.1667 | 0 | 0 | 0 | 0 | 0 | 0 | 0 | 0 | 0
2032-02-01 | 182 | 1 | 6679.1667 | 0 | 0 | 0 | 0 | 6679.1667 | 6679.1667 | 6679.1667 | 0 | 0 | 0 | 0 | 0 | 0 | 0 | 0 | 0
2032-03-01 | 183 | 1 | 6679.1667 | 0 | 0 | 0 | 0 | 6679.1667 | 6679.1667 | 6679.1667 | 0 | 0 | 0 | 0 | 0 | 0 | 0 | 0 | 0
2032-04-01 | 184 | 1 | 6679.1667 | 0 | 0 | 0 | 0 | 6679.1667 | 6679.1667 | 6679.1667 | 0 | 0 | 0 | 0 | 0 | 0 | 0 | 0 | 0
2032-05-01 | 185 | 1 | 6679.1667 | 0 | 0 | 0 | 0 | 6679.1667 | 6679.1667 | 6679.1667 | 0 | 0 | 0 | 0 | 0 | 0 | 0 | 0 | 0
2032-06-01 | 186 | 1 | 6679.1667 | 0 | 0 | 0 | 0 | 6679.1667 | 6679.1667 | 6679.1667 | 0 | 0 | 0 | 0 | 0 | 0 | 0 | 0 | 0
2032-07-01 | 187 | 1 | 6679.1667 | 0 | 0 | 0 | 0 | 6679.1667 | 6679.1667 | 6679.1667 | 0 | 0 | 0 | 0 | 0 | 0 | 0 | 0 | 0
2032-08-01 | 188 | 1 | 6679.1667 | 0 | 0 | 0 | 0 | 6679.1667 | 6679.1667 | 6679.1667 | 0 | 0 | 0 | 0 | 0 | 0 | 0 | 0 | 0
2032-09-01 | 189 | 1 | 6679.1667 | 0 | 0 | 0 | 0 | 6679.1667 | 6679.1667 | 6679.1667 | 0 | 0 | 0 | 0 | 0 | 0 | 0 | 0 | 0
2032-10-01 | 190 | 1 | 6679.1667 | 0 | 0 | 0 | 0 | 6679.1667 | 6679.1667 | 6679.1667 | 0 | 0 | 0 | 0 | 0 | 0 | 0 | 0 | 0
2032-11-01 | 191 | 1 | 6679.1667 | 0 | 0 | 0 | 0 | 6679.1667 | 6679.1667 | 6679.1667 | 0 | 0 | 0 | 0 | 0 | 0 | 0 | 0 | 0
2032-12-01 | 192 | 1 | 6679.1667 | 0 | 0 | 0 | 0 | 6679.1667 | 6679.1667 | 6679.1667 | 0 | 0 | 0 | 0 | 0 | 0 | 0 | 0 | 0
2033-01-01 | 193 | 1 | 6679.1667 | 0 | 0 | 0 | 0 | 6679.1667 | 6679.1667 | 6679.1667 | 0 | 0 | 0 | 0 | 0 | 0 | 0 | 0 | 0
2033-02-01 | 194 | 1 | 6679.1667 | 0 | 0 | 0 | 0 | 6679.1667 | 6679.1667 | 6679.1667 | 0 | 0 | 0 | 0 | 0 | 0 | 0 | 0 | 0
2033-03-01 | 195 | 1 | 6679.1667 | 0 | 0 | 0 | 0 | 6679.1667 | 6679.1667 | 6679.1667 | 0 | 0 | 0 | 0 | 0 | 0 | 0 | 0 | 0
2033-04-01 | 196 | 1 | 6679.1667 | 0 | 0 | 0 | 0 | 6679.1667 | 6679.1667 | 6679.1667 | 0 | 0 | 0 | 0 | 0 | 0 | 0 | 0 | 0
2033-05-01 | 197 | 1 | 6679.1667 | 0 | 0 | 0 | 0 | 6679.1667 | 6679.1667 | 6679.1667 | 0 | 0 | 0 | 0 | 0 | 0 | 0 | 0 | 0
2033-06-01 | 198 | 1 | 6679.1667 | 0 | 0 | 0 | 0 | 6679.1667 | 6679.1667 | 6679.1667 | 0 | 0 | 0 | 0 | 0 | 0 | 0 | 0 | 0
2033-07-01 | 199 | 1 | 6679.1667 | 0 | 0 | 0 | 0 | 6679.1667 | 6679.1667 | 6679.1667 | 0 | 0 | 0 | 0 | 0 | 0 | 0 | 0 | 0
2033-08-01 | 200 | 1 | 6679.1667 | 0 | 0 | 0 | 0 | 6679.1667 | 6679.1667 | 6679.1667 | 0 | 0 | 0 | 0 | 0 | 0 | 0 | 0 | 0
2033-09-01 | 201 | 1 | 6679.1667 | 0 | 0 | 0 | 0 | 6679.1667 | 6679.1667 | 6679.1667 | 0 | 0 | 0 | 0 | 0 | 0 | 0 | 0 | 0
2033-10-01 | 202 | 1 | 6679.1667 | 0 | 0 | 0 | 0 | 6679.1667 | 6679.1667 | 6679.1667 | 0 | 0 | 0 | 0 | 0 | 0 | 0 | 0 | 0
2033-11-01 | 203 | 1 | 6679.1667 | 0 | 0 | 0 | 0 | 6679.1667 | 6679.1667 | 6679.1667 | 0 | 0 | 0 | 0 | 0 | 0 | 0 | 0 | 0
2033-12-01 | 204 | 1 | 6679.1667 | 0 | 0 | 0 | 0 | 6679.1667 | 6679.1667 | 6679.1667 | 0 | 0 | 0 | 0 | 0 | 0 | 0 | 0 | 0
2034-01-01 | 205 | 1 | 6679.1667 | 0 | 0 | 0 | 0 | 6679.1667 | 6679.1667 | 6679.1667 | 0 | 0 | 0 | 0 | 0 | 0 | 0 | 0 | 0
2034-02-01 | 206 | 1 | 6679.1667 | 0 | 0 | 0 | 0 | 6679.1667 | 6679.1667 | 6679.1667 | 0 | 0 | 0 | 0 | 0 | 0 | 0 | 0 | 0
2034-03-01 | 207 | 1 | 6679.1667 | 0 | 0 | 0 | 0 | 6679.1667 | 6679.1667 | 6679.1667 | 0 | 0 | 0 | 0 | 0 | 0 | 0 | 0 | 0
2034-04-01 | 208 | 1 | 6679.1667 | 0 | 0 | 0 | 0 | 6679.1667 | 6679.1667 | 6679.1667 | 0 | 0 | 0 | 0 | 0 | 0 | 0 | 0 | 0
2034-05-01 | 209 | 1 | 6679.1667 | 0 | 0 | 0 | 0 | 6679.1667 | 6679.1667 | 6679.1667 | 0 | 0 | 0 | 0 | 0 | 0 | 0 | 0 | 0
2034-06-01 | 210 | 1 | 6679.1667 | 0 | 0 | 0 | 0 | 6679.1667 | 6679.1667 | 6679.1667 | 0 | 0 | 0 | 0 | 0 | 0 | 0 | 0 | 0
2034-07-01 | 211 | 1 | 6679.1667 | 0 | 0 | 0 | 0 | 6679.1667 | 6679.1667 | 6679.1667 | 0 | 0 | 0 | 0 | 0 | 0 | 0 | 0 | 0
2034-08-01 | 212 | 1 | 6679.1667 | 0 | 0 | 0 | 0 | 6679.1667 | 6679.1667 | 6679.1667 | 0 | 0 | 0 | 0 | 0 | 0 | 0 | 0 | 0
2034-09-01 | 213 | 1 | 6679.1667 | 0 | 0 | 0 | 0 | 6679.1667 | 6679.1667 | 6679.1667 | 0 | 0 | 0 | 0 | 0 | 0 | 0 | 0 | 0
2034-10-01 | 214 | 1 | 6679.1667 | 0 | 0 | 0 | 0 | 6679.1667 | 6679.1667 | 6679.1667 | 0 | 0 | 0 | 0 | 0 | 0 | 0 | 0 | 0
2034-11-01 | 215 | 1 | 6679.1667 | 0 | 0 | 0 | 0 | 6679.1667 | 6679.1667 | 6679.1667 | 0 | 0 | 0 | 0 | 0 | 0 | 0 | 0 | 0
2034-12-01 | 216 | 1 | 6679.1667 | 0 | 0 | 0 | 0 | 6679.1667 | 6679.1667 | 6679.1667 | 0 | 0 | 0 | 0 | 0 | 0 | 0 | 0 | 0
2035-01-01 | 217 | 1 | 6679.1667 | 0 | 0 | 0 | 0 | 6679.1667 | 6679.1667 | 6679.1667 | 0 | 0 | 0 | 0 | 0 | 0 | 0 | 0 | 0
2035-02-01 | 218 | 1 | 6679.1667 | 0 | 0 | 0 | 0 | 6679.1667 | 6679.1667 | 6679.1667 | 0 | 0 | 0 | 0 | 0 | 0 | 0 | 0 | 0
2035-03-01 | 219 | 1 | 6679.1667 | 0 | 0 | 0 | 0 | 6679.1667 | 6679.1667 | 6679.1667 | 0 | 0 | 0 | 0 | 0 | 0 | 0 | 0 | 0
2035-04-01 | 220 | 1 | 6679.1667 | 0 | 0 | 0 | 0 | 6679.1667 | 6679.1667 | 6679.1667 | 0 | 0 | 0 | 0 | 0 | 0 | 0 | 0 | 0
2035-05-01 | 221 | 1 | 6679.1667 | 0 | 0 | 0 | 0 | 6679.1667 | 6679.1667 | 6679.1667 | 0 | 0 | 0 | 0 | 0 | 0 | 0 | 0 | 0
2035-06-01 | 222 | 1 | 6679.1667 | 0 | 0 | 0 | 0 | 6679.1667 | 6679.1667 | 6679.1667 | 0 | 0 | 0 | 0 | 0 | 0 | 0 | 0 | 0
2035-07-01 | 223 | 1 | 6679.1667 | 0 | 0 | 0 | 0 | 6679.1667 | 6679.1667 | 6679.1667 | 0 | 0 | 0 | 0 | 0 | 0 | 0 | 0 | 0
2035-08-01 | 224 | 1 | 6679.1667 | 0 | 0 | 0 | 0 | 6679.1667 | 6679.1667 | 6679.1667 | 0 | 0 | 0 | 0 | 0 | 0 | 0 | 0 | 0
2035-09-01 | 225 | 1 | 6679.1667 | 0 | 0 | 0 | 0 | 6679.1667 | 6679.1667 | 6679.1667 | 0 | 0 | 0 | 0 | 0 | 0 | 0 | 0 | 0
2035-10-01 | 226 | 1 | 6679.1667 | 0 | 0 | 0 | 0 | 6679.1667 | 6679.1667 | 6679.1667 | 0 | 0 | 0 | 0 | 0 | 0 | 0 | 0 | 0
2035-11-01 | 227 | 1 | 6679.1667 | 0 | 0 | 0 | 0 | 6679.1667 | 6679.1667 | 6679.1667 | 0 | 0 | 0 | 0 | 0 | 0 | 0 | 0 | 0
2035-12-01 | 228 | 1 | 6679.1667 | 0 | 0 | 0 | 0 | 6679.1667 | 6679.1667 | 6679.1667 | 0 | 0 | 0 | 0 | 0 | 0 | 0 | 0 | 0
2036-01-01 | 229 | 1 | 6679.1667 | 0 | 0 | 0 | 0 | 6679.1667 | 6679.1667 | 6679.1667 | 0 | 0 | 0 | 0 | 0 | 0 | 0 | 0 | 0
2036-02-01 | 230 | 1 | 6679.1667 | 0 | 0 | 0 | 0 | 6679.1667 | 6679.1667 | 6679.1667 | 0 | 0 | 0 | 0 | 0 | 0 | 0 | 0 | 0
2036-03-01 | 231 | 1 | 6679.1667 | 0 | 0 | 0 | 0 | 6679.1667 | 6679.1667 | 6679.1667 | 0 | 0 | 0 | 0 | 0 | 0 | 0 | 0 | 0
2036-04-01 | 232 | 1 | 6679.1667 | 0 | 0 | 0 | 0 | 6679.1667 | 6679.1667 | 6679.1667 | 0 | 0 | 0 | 0 | 0 | 0 | 0 | 0 | 0
2036-05-01 | 233 | 1 | 6679.1667 | 0 | 0 | 0 | 0 | 6679.1667 | 6679.1667 | 6679.1667 | 0 | 0 | 0 | 0 | 0 | 0 | 0 | 0 | 0
2036-06-01 | 234 | 1 | 6679.1667 | 0 | 0 | 0 | 0 | 6679.1667 | 6679.1667 | 6679.1667 | 0 | 0 | 0 | 0 | 0 | 0 | 0 | 0 | 0
2036-07-01 | 235 | 1 | 6679.1667 | 0 | 0 | 0 | 0 | 6679.1667 | 6679.1667 | 6679.1667 | 0 | 0 | 0 | 0 | 0 | 0 | 0 | 0 | 0
2036-08-01 | 236 | 1 | 6679.1667 | 0 | 0 | 0 | 0 | 6679.1667 | 6679.1667 | 6679.1667 | 0 | 0 | 0 | 0 | 0 | 0 | 0 | 0 | 0
2036-09-01 | 237 | 1 | 6679.1667 | 0 | 0 | 0 | 0 | 6679.1667 | 6679.1667 | 6679.1667 | 0 | 0 | 0 | 0 | 0 | 0 | 0 | 0 | 0
2036-10-01 | 238 | 1 | 6679.1667 | 0 | 0 | 0 | 0 | 6679.1667 | 6679.1667 | 6679.1667 | 0 | 0 | 0 | 0 | 0 | 0 | 0 | 0 | 0
2036-11-01 | 239 | 1 | 6679.1667 | 0 | 0 | 0 | 0 | 6679.1667 | 6679.1667 | 6679.1667 | 0 | 0 | 0 | 0 | 0 | 0 | 0 | 0 | 0
2036-12-01 | 240 | 1 | 6679.1667 | 0 | 0 | 0 | 0 | 6679.1667 | 6679.1667 | 6679.1667 | 0 | 0 | 0 | 0 | 0 | 0 | 0 | 0 | 0
Formulas:
Month = DATE(YEAR([Month, row above]),MONTH([Month, row above])+1,1)
Month = IF([Count]="NA","NA",DATE(YEAR([Month, row above]),MONTH([Month, row above])+1,1))

## Nominal Increments
Additional Detail: Monthly Investment
Participant: |  | Name of Market Participant (Customer) | [5 empty] | Tariff: | AESO 2017
Project: |  | Project Name | [5 empty] | Effective: | 1 Jan 2017
Number: |  | Project Number |  | Type: | DTS Only |  |  | To: | Current
Stage and Month Lookup
Stage | 0 |  | 0
1 | 240 |  | 240
0 | 0
0 | 0
0 | 0
0 | 0
0 | 0
0 | 0
0 | 0
0 | 0
0 | 0
Calculated Nominal Investment per Month of Maximum Investment Term | [8 empty] | Calculated Nominal Incremental Investment per Month of Maximum Investment Term by Contract Stage
|  |  | Nominal Investment per Month by Tier |  |  |  |  | Total | Total of | Nominal Incremental Investment per Month by Stage
Month | Count | Stage | Tier (a) | Tier (b) | Tier (c) | Tier (d) | Tier (e) | Tiers | Nominal | Stage (1) | Stage (2) | Stage (3) | Stage (4) | Stage (5) | Stage (6) | Stage (7) | Stage (8) | Stage (9) | Stage (10)
2017-01-01 | 1 | 1 | 6679.1667 | 0 | 0 | 0 | 0 | 6679.1667 | 6679.1667 | 6679.1667 | 0 | 0 | 0 | 0 | 0 | 0 | 0 | 0 | 0
2017-02-01 | 2 | 1 | 6679.1667 | 0 | 0 | 0 | 0 | 6679.1667 | 6679.1667 | 6679.1667 | 0 | 0 | 0 | 0 | 0 | 0 | 0 | 0 | 0
2017-03-01 | 3 | 1 | 6679.1667 | 0 | 0 | 0 | 0 | 6679.1667 | 6679.1667 | 6679.1667 | 0 | 0 | 0 | 0 | 0 | 0 | 0 | 0 | 0
2017-04-01 | 4 | 1 | 6679.1667 | 0 | 0 | 0 | 0 | 6679.1667 | 6679.1667 | 6679.1667 | 0 | 0 | 0 | 0 | 0 | 0 | 0 | 0 | 0
2017-05-01 | 5 | 1 | 6679.1667 | 0 | 0 | 0 | 0 | 6679.1667 | 6679.1667 | 6679.1667 | 0 | 0 | 0 | 0 | 0 | 0 | 0 | 0 | 0
2017-06-01 | 6 | 1 | 6679.1667 | 0 | 0 | 0 | 0 | 6679.1667 | 6679.1667 | 6679.1667 | 0 | 0 | 0 | 0 | 0 | 0 | 0 | 0 | 0
2017-07-01 | 7 | 1 | 6679.1667 | 0 | 0 | 0 | 0 | 6679.1667 | 6679.1667 | 6679.1667 | 0 | 0 | 0 | 0 | 0 | 0 | 0 | 0 | 0
2017-08-01 | 8 | 1 | 6679.1667 | 0 | 0 | 0 | 0 | 6679.1667 | 6679.1667 | 6679.1667 | 0 | 0 | 0 | 0 | 0 | 0 | 0 | 0 | 0
2017-09-01 | 9 | 1 | 6679.1667 | 0 | 0 | 0 | 0 | 6679.1667 | 6679.1667 | 6679.1667 | 0 | 0 | 0 | 0 | 0 | 0 | 0 | 0 | 0
2017-10-01 | 10 | 1 | 6679.1667 | 0 | 0 | 0 | 0 | 6679.1667 | 6679.1667 | 6679.1667 | 0 | 0 | 0 | 0 | 0 | 0 | 0 | 0 | 0
2017-11-01 | 11 | 1 | 6679.1667 | 0 | 0 | 0 | 0 | 6679.1667 | 6679.1667 | 6679.1667 | 0 | 0 | 0 | 0 | 0 | 0 | 0 | 0 | 0
2017-12-01 | 12 | 1 | 6679.1667 | 0 | 0 | 0 | 0 | 6679.1667 | 6679.1667 | 6679.1667 | 0 | 0 | 0 | 0 | 0 | 0 | 0 | 0 | 0
2018-01-01 | 13 | 1 | 6679.1667 | 0 | 0 | 0 | 0 | 6679.1667 | 6679.1667 | 6679.1667 | 0 | 0 | 0 | 0 | 0 | 0 | 0 | 0 | 0
2018-02-01 | 14 | 1 | 6679.1667 | 0 | 0 | 0 | 0 | 6679.1667 | 6679.1667 | 6679.1667 | 0 | 0 | 0 | 0 | 0 | 0 | 0 | 0 | 0
2018-03-01 | 15 | 1 | 6679.1667 | 0 | 0 | 0 | 0 | 6679.1667 | 6679.1667 | 6679.1667 | 0 | 0 | 0 | 0 | 0 | 0 | 0 | 0 | 0
2018-04-01 | 16 | 1 | 6679.1667 | 0 | 0 | 0 | 0 | 6679.1667 | 6679.1667 | 6679.1667 | 0 | 0 | 0 | 0 | 0 | 0 | 0 | 0 | 0
2018-05-01 | 17 | 1 | 6679.1667 | 0 | 0 | 0 | 0 | 6679.1667 | 6679.1667 | 6679.1667 | 0 | 0 | 0 | 0 | 0 | 0 | 0 | 0 | 0
2018-06-01 | 18 | 1 | 6679.1667 | 0 | 0 | 0 | 0 | 6679.1667 | 6679.1667 | 6679.1667 | 0 | 0 | 0 | 0 | 0 | 0 | 0 | 0 | 0
2018-07-01 | 19 | 1 | 6679.1667 | 0 | 0 | 0 | 0 | 6679.1667 | 6679.1667 | 6679.1667 | 0 | 0 | 0 | 0 | 0 | 0 | 0 | 0 | 0
2018-08-01 | 20 | 1 | 6679.1667 | 0 | 0 | 0 | 0 | 6679.1667 | 6679.1667 | 6679.1667 | 0 | 0 | 0 | 0 | 0 | 0 | 0 | 0 | 0
2018-09-01 | 21 | 1 | 6679.1667 | 0 | 0 | 0 | 0 | 6679.1667 | 6679.1667 | 6679.1667 | 0 | 0 | 0 | 0 | 0 | 0 | 0 | 0 | 0
2018-10-01 | 22 | 1 | 6679.1667 | 0 | 0 | 0 | 0 | 6679.1667 | 6679.1667 | 6679.1667 | 0 | 0 | 0 | 0 | 0 | 0 | 0 | 0 | 0
2018-11-01 | 23 | 1 | 6679.1667 | 0 | 0 | 0 | 0 | 6679.1667 | 6679.1667 | 6679.1667 | 0 | 0 | 0 | 0 | 0 | 0 | 0 | 0 | 0
2018-12-01 | 24 | 1 | 6679.1667 | 0 | 0 | 0 | 0 | 6679.1667 | 6679.1667 | 6679.1667 | 0 | 0 | 0 | 0 | 0 | 0 | 0 | 0 | 0
2019-01-01 | 25 | 1 | 6679.1667 | 0 | 0 | 0 | 0 | 6679.1667 | 6679.1667 | 6679.1667 | 0 | 0 | 0 | 0 | 0 | 0 | 0 | 0 | 0
2019-02-01 | 26 | 1 | 6679.1667 | 0 | 0 | 0 | 0 | 6679.1667 | 6679.1667 | 6679.1667 | 0 | 0 | 0 | 0 | 0 | 0 | 0 | 0 | 0
2019-03-01 | 27 | 1 | 6679.1667 | 0 | 0 | 0 | 0 | 6679.1667 | 6679.1667 | 6679.1667 | 0 | 0 | 0 | 0 | 0 | 0 | 0 | 0 | 0
2019-04-01 | 28 | 1 | 6679.1667 | 0 | 0 | 0 | 0 | 6679.1667 | 6679.1667 | 6679.1667 | 0 | 0 | 0 | 0 | 0 | 0 | 0 | 0 | 0
2019-05-01 | 29 | 1 | 6679.1667 | 0 | 0 | 0 | 0 | 6679.1667 | 6679.1667 | 6679.1667 | 0 | 0 | 0 | 0 | 0 | 0 | 0 | 0 | 0
2019-06-01 | 30 | 1 | 6679.1667 | 0 | 0 | 0 | 0 | 6679.1667 | 6679.1667 | 6679.1667 | 0 | 0 | 0 | 0 | 0 | 0 | 0 | 0 | 0
2019-07-01 | 31 | 1 | 6679.1667 | 0 | 0 | 0 | 0 | 6679.1667 | 6679.1667 | 6679.1667 | 0 | 0 | 0 | 0 | 0 | 0 | 0 | 0 | 0
2019-08-01 | 32 | 1 | 6679.1667 | 0 | 0 | 0 | 0 | 6679.1667 | 6679.1667 | 6679.1667 | 0 | 0 | 0 | 0 | 0 | 0 | 0 | 0 | 0
2019-09-01 | 33 | 1 | 6679.1667 | 0 | 0 | 0 | 0 | 6679.1667 | 6679.1667 | 6679.1667 | 0 | 0 | 0 | 0 | 0 | 0 | 0 | 0 | 0
2019-10-01 | 34 | 1 | 6679.1667 | 0 | 0 | 0 | 0 | 6679.1667 | 6679.1667 | 6679.1667 | 0 | 0 | 0 | 0 | 0 | 0 | 0 | 0 | 0
2019-11-01 | 35 | 1 | 6679.1667 | 0 | 0 | 0 | 0 | 6679.1667 | 6679.1667 | 6679.1667 | 0 | 0 | 0 | 0 | 0 | 0 | 0 | 0 | 0
2019-12-01 | 36 | 1 | 6679.1667 | 0 | 0 | 0 | 0 | 6679.1667 | 6679.1667 | 6679.1667 | 0 | 0 | 0 | 0 | 0 | 0 | 0 | 0 | 0
2020-01-01 | 37 | 1 | 6679.1667 | 0 | 0 | 0 | 0 | 6679.1667 | 6679.1667 | 6679.1667 | 0 | 0 | 0 | 0 | 0 | 0 | 0 | 0 | 0
2020-02-01 | 38 | 1 | 6679.1667 | 0 | 0 | 0 | 0 | 6679.1667 | 6679.1667 | 6679.1667 | 0 | 0 | 0 | 0 | 0 | 0 | 0 | 0 | 0
2020-03-01 | 39 | 1 | 6679.1667 | 0 | 0 | 0 | 0 | 6679.1667 | 6679.1667 | 6679.1667 | 0 | 0 | 0 | 0 | 0 | 0 | 0 | 0 | 0
2020-04-01 | 40 | 1 | 6679.1667 | 0 | 0 | 0 | 0 | 6679.1667 | 6679.1667 | 6679.1667 | 0 | 0 | 0 | 0 | 0 | 0 | 0 | 0 | 0
2020-05-01 | 41 | 1 | 6679.1667 | 0 | 0 | 0 | 0 | 6679.1667 | 6679.1667 | 6679.1667 | 0 | 0 | 0 | 0 | 0 | 0 | 0 | 0 | 0
2020-06-01 | 42 | 1 | 6679.1667 | 0 | 0 | 0 | 0 | 6679.1667 | 6679.1667 | 6679.1667 | 0 | 0 | 0 | 0 | 0 | 0 | 0 | 0 | 0
2020-07-01 | 43 | 1 | 6679.1667 | 0 | 0 | 0 | 0 | 6679.1667 | 6679.1667 | 6679.1667 | 0 | 0 | 0 | 0 | 0 | 0 | 0 | 0 | 0
2020-08-01 | 44 | 1 | 6679.1667 | 0 | 0 | 0 | 0 | 6679.1667 | 6679.1667 | 6679.1667 | 0 | 0 | 0 | 0 | 0 | 0 | 0 | 0 | 0
2020-09-01 | 45 | 1 | 6679.1667 | 0 | 0 | 0 | 0 | 6679.1667 | 6679.1667 | 6679.1667 | 0 | 0 | 0 | 0 | 0 | 0 | 0 | 0 | 0
2020-10-01 | 46 | 1 | 6679.1667 | 0 | 0 | 0 | 0 | 6679.1667 | 6679.1667 | 6679.1667 | 0 | 0 | 0 | 0 | 0 | 0 | 0 | 0 | 0
2020-11-01 | 47 | 1 | 6679.1667 | 0 | 0 | 0 | 0 | 6679.1667 | 6679.1667 | 6679.1667 | 0 | 0 | 0 | 0 | 0 | 0 | 0 | 0 | 0
2020-12-01 | 48 | 1 | 6679.1667 | 0 | 0 | 0 | 0 | 6679.1667 | 6679.1667 | 6679.1667 | 0 | 0 | 0 | 0 | 0 | 0 | 0 | 0 | 0
2021-01-01 | 49 | 1 | 6679.1667 | 0 | 0 | 0 | 0 | 6679.1667 | 6679.1667 | 6679.1667 | 0 | 0 | 0 | 0 | 0 | 0 | 0 | 0 | 0
2021-02-01 | 50 | 1 | 6679.1667 | 0 | 0 | 0 | 0 | 6679.1667 | 6679.1667 | 6679.1667 | 0 | 0 | 0 | 0 | 0 | 0 | 0 | 0 | 0
2021-03-01 | 51 | 1 | 6679.1667 | 0 | 0 | 0 | 0 | 6679.1667 | 6679.1667 | 6679.1667 | 0 | 0 | 0 | 0 | 0 | 0 | 0 | 0 | 0
2021-04-01 | 52 | 1 | 6679.1667 | 0 | 0 | 0 | 0 | 6679.1667 | 6679.1667 | 6679.1667 | 0 | 0 | 0 | 0 | 0 | 0 | 0 | 0 | 0
2021-05-01 | 53 | 1 | 6679.1667 | 0 | 0 | 0 | 0 | 6679.1667 | 6679.1667 | 6679.1667 | 0 | 0 | 0 | 0 | 0 | 0 | 0 | 0 | 0
2021-06-01 | 54 | 1 | 6679.1667 | 0 | 0 | 0 | 0 | 6679.1667 | 6679.1667 | 6679.1667 | 0 | 0 | 0 | 0 | 0 | 0 | 0 | 0 | 0
2021-07-01 | 55 | 1 | 6679.1667 | 0 | 0 | 0 | 0 | 6679.1667 | 6679.1667 | 6679.1667 | 0 | 0 | 0 | 0 | 0 | 0 | 0 | 0 | 0
2021-08-01 | 56 | 1 | 6679.1667 | 0 | 0 | 0 | 0 | 6679.1667 | 6679.1667 | 6679.1667 | 0 | 0 | 0 | 0 | 0 | 0 | 0 | 0 | 0
2021-09-01 | 57 | 1 | 6679.1667 | 0 | 0 | 0 | 0 | 6679.1667 | 6679.1667 | 6679.1667 | 0 | 0 | 0 | 0 | 0 | 0 | 0 | 0 | 0
2021-10-01 | 58 | 1 | 6679.1667 | 0 | 0 | 0 | 0 | 6679.1667 | 6679.1667 | 6679.1667 | 0 | 0 | 0 | 0 | 0 | 0 | 0 | 0 | 0
2021-11-01 | 59 | 1 | 6679.1667 | 0 | 0 | 0 | 0 | 6679.1667 | 6679.1667 | 6679.1667 | 0 | 0 | 0 | 0 | 0 | 0 | 0 | 0 | 0
2021-12-01 | 60 | 1 | 6679.1667 | 0 | 0 | 0 | 0 | 6679.1667 | 6679.1667 | 6679.1667 | 0 | 0 | 0 | 0 | 0 | 0 | 0 | 0 | 0
2022-01-01 | 61 | 1 | 6679.1667 | 0 | 0 | 0 | 0 | 6679.1667 | 6679.1667 | 6679.1667 | 0 | 0 | 0 | 0 | 0 | 0 | 0 | 0 | 0
2022-02-01 | 62 | 1 | 6679.1667 | 0 | 0 | 0 | 0 | 6679.1667 | 6679.1667 | 6679.1667 | 0 | 0 | 0 | 0 | 0 | 0 | 0 | 0 | 0
2022-03-01 | 63 | 1 | 6679.1667 | 0 | 0 | 0 | 0 | 6679.1667 | 6679.1667 | 6679.1667 | 0 | 0 | 0 | 0 | 0 | 0 | 0 | 0 | 0
2022-04-01 | 64 | 1 | 6679.1667 | 0 | 0 | 0 | 0 | 6679.1667 | 6679.1667 | 6679.1667 | 0 | 0 | 0 | 0 | 0 | 0 | 0 | 0 | 0
2022-05-01 | 65 | 1 | 6679.1667 | 0 | 0 | 0 | 0 | 6679.1667 | 6679.1667 | 6679.1667 | 0 | 0 | 0 | 0 | 0 | 0 | 0 | 0 | 0
2022-06-01 | 66 | 1 | 6679.1667 | 0 | 0 | 0 | 0 | 6679.1667 | 6679.1667 | 6679.1667 | 0 | 0 | 0 | 0 | 0 | 0 | 0 | 0 | 0
2022-07-01 | 67 | 1 | 6679.1667 | 0 | 0 | 0 | 0 | 6679.1667 | 6679.1667 | 6679.1667 | 0 | 0 | 0 | 0 | 0 | 0 | 0 | 0 | 0
2022-08-01 | 68 | 1 | 6679.1667 | 0 | 0 | 0 | 0 | 6679.1667 | 6679.1667 | 6679.1667 | 0 | 0 | 0 | 0 | 0 | 0 | 0 | 0 | 0
2022-09-01 | 69 | 1 | 6679.1667 | 0 | 0 | 0 | 0 | 6679.1667 | 6679.1667 | 6679.1667 | 0 | 0 | 0 | 0 | 0 | 0 | 0 | 0 | 0
2022-10-01 | 70 | 1 | 6679.1667 | 0 | 0 | 0 | 0 | 6679.1667 | 6679.1667 | 6679.1667 | 0 | 0 | 0 | 0 | 0 | 0 | 0 | 0 | 0
2022-11-01 | 71 | 1 | 6679.1667 | 0 | 0 | 0 | 0 | 6679.1667 | 6679.1667 | 6679.1667 | 0 | 0 | 0 | 0 | 0 | 0 | 0 | 0 | 0
2022-12-01 | 72 | 1 | 6679.1667 | 0 | 0 | 0 | 0 | 6679.1667 | 6679.1667 | 6679.1667 | 0 | 0 | 0 | 0 | 0 | 0 | 0 | 0 | 0
2023-01-01 | 73 | 1 | 6679.1667 | 0 | 0 | 0 | 0 | 6679.1667 | 6679.1667 | 6679.1667 | 0 | 0 | 0 | 0 | 0 | 0 | 0 | 0 | 0
2023-02-01 | 74 | 1 | 6679.1667 | 0 | 0 | 0 | 0 | 6679.1667 | 6679.1667 | 6679.1667 | 0 | 0 | 0 | 0 | 0 | 0 | 0 | 0 | 0
2023-03-01 | 75 | 1 | 6679.1667 | 0 | 0 | 0 | 0 | 6679.1667 | 6679.1667 | 6679.1667 | 0 | 0 | 0 | 0 | 0 | 0 | 0 | 0 | 0
2023-04-01 | 76 | 1 | 6679.1667 | 0 | 0 | 0 | 0 | 6679.1667 | 6679.1667 | 6679.1667 | 0 | 0 | 0 | 0 | 0 | 0 | 0 | 0 | 0
2023-05-01 | 77 | 1 | 6679.1667 | 0 | 0 | 0 | 0 | 6679.1667 | 6679.1667 | 6679.1667 | 0 | 0 | 0 | 0 | 0 | 0 | 0 | 0 | 0
2023-06-01 | 78 | 1 | 6679.1667 | 0 | 0 | 0 | 0 | 6679.1667 | 6679.1667 | 6679.1667 | 0 | 0 | 0 | 0 | 0 | 0 | 0 | 0 | 0
2023-07-01 | 79 | 1 | 6679.1667 | 0 | 0 | 0 | 0 | 6679.1667 | 6679.1667 | 6679.1667 | 0 | 0 | 0 | 0 | 0 | 0 | 0 | 0 | 0
2023-08-01 | 80 | 1 | 6679.1667 | 0 | 0 | 0 | 0 | 6679.1667 | 6679.1667 | 6679.1667 | 0 | 0 | 0 | 0 | 0 | 0 | 0 | 0 | 0
2023-09-01 | 81 | 1 | 6679.1667 | 0 | 0 | 0 | 0 | 6679.1667 | 6679.1667 | 6679.1667 | 0 | 0 | 0 | 0 | 0 | 0 | 0 | 0 | 0
2023-10-01 | 82 | 1 | 6679.1667 | 0 | 0 | 0 | 0 | 6679.1667 | 6679.1667 | 6679.1667 | 0 | 0 | 0 | 0 | 0 | 0 | 0 | 0 | 0
2023-11-01 | 83 | 1 | 6679.1667 | 0 | 0 | 0 | 0 | 6679.1667 | 6679.1667 | 6679.1667 | 0 | 0 | 0 | 0 | 0 | 0 | 0 | 0 | 0
2023-12-01 | 84 | 1 | 6679.1667 | 0 | 0 | 0 | 0 | 6679.1667 | 6679.1667 | 6679.1667 | 0 | 0 | 0 | 0 | 0 | 0 | 0 | 0 | 0
2024-01-01 | 85 | 1 | 6679.1667 | 0 | 0 | 0 | 0 | 6679.1667 | 6679.1667 | 6679.1667 | 0 | 0 | 0 | 0 | 0 | 0 | 0 | 0 | 0
2024-02-01 | 86 | 1 | 6679.1667 | 0 | 0 | 0 | 0 | 6679.1667 | 6679.1667 | 6679.1667 | 0 | 0 | 0 | 0 | 0 | 0 | 0 | 0 | 0
2024-03-01 | 87 | 1 | 6679.1667 | 0 | 0 | 0 | 0 | 6679.1667 | 6679.1667 | 6679.1667 | 0 | 0 | 0 | 0 | 0 | 0 | 0 | 0 | 0
2024-04-01 | 88 | 1 | 6679.1667 | 0 | 0 | 0 | 0 | 6679.1667 | 6679.1667 | 6679.1667 | 0 | 0 | 0 | 0 | 0 | 0 | 0 | 0 | 0
2024-05-01 | 89 | 1 | 6679.1667 | 0 | 0 | 0 | 0 | 6679.1667 | 6679.1667 | 6679.1667 | 0 | 0 | 0 | 0 | 0 | 0 | 0 | 0 | 0
2024-06-01 | 90 | 1 | 6679.1667 | 0 | 0 | 0 | 0 | 6679.1667 | 6679.1667 | 6679.1667 | 0 | 0 | 0 | 0 | 0 | 0 | 0 | 0 | 0
2024-07-01 | 91 | 1 | 6679.1667 | 0 | 0 | 0 | 0 | 6679.1667 | 6679.1667 | 6679.1667 | 0 | 0 | 0 | 0 | 0 | 0 | 0 | 0 | 0
2024-08-01 | 92 | 1 | 6679.1667 | 0 | 0 | 0 | 0 | 6679.1667 | 6679.1667 | 6679.1667 | 0 | 0 | 0 | 0 | 0 | 0 | 0 | 0 | 0
2024-09-01 | 93 | 1 | 6679.1667 | 0 | 0 | 0 | 0 | 6679.1667 | 6679.1667 | 6679.1667 | 0 | 0 | 0 | 0 | 0 | 0 | 0 | 0 | 0
2024-10-01 | 94 | 1 | 6679.1667 | 0 | 0 | 0 | 0 | 6679.1667 | 6679.1667 | 6679.1667 | 0 | 0 | 0 | 0 | 0 | 0 | 0 | 0 | 0
2024-11-01 | 95 | 1 | 6679.1667 | 0 | 0 | 0 | 0 | 6679.1667 | 6679.1667 | 6679.1667 | 0 | 0 | 0 | 0 | 0 | 0 | 0 | 0 | 0
2024-12-01 | 96 | 1 | 6679.1667 | 0 | 0 | 0 | 0 | 6679.1667 | 6679.1667 | 6679.1667 | 0 | 0 | 0 | 0 | 0 | 0 | 0 | 0 | 0
2025-01-01 | 97 | 1 | 6679.1667 | 0 | 0 | 0 | 0 | 6679.1667 | 6679.1667 | 6679.1667 | 0 | 0 | 0 | 0 | 0 | 0 | 0 | 0 | 0
2025-02-01 | 98 | 1 | 6679.1667 | 0 | 0 | 0 | 0 | 6679.1667 | 6679.1667 | 6679.1667 | 0 | 0 | 0 | 0 | 0 | 0 | 0 | 0 | 0
2025-03-01 | 99 | 1 | 6679.1667 | 0 | 0 | 0 | 0 | 6679.1667 | 6679.1667 | 6679.1667 | 0 | 0 | 0 | 0 | 0 | 0 | 0 | 0 | 0
2025-04-01 | 100 | 1 | 6679.1667 | 0 | 0 | 0 | 0 | 6679.1667 | 6679.1667 | 6679.1667 | 0 | 0 | 0 | 0 | 0 | 0 | 0 | 0 | 0
2025-05-01 | 101 | 1 | 6679.1667 | 0 | 0 | 0 | 0 | 6679.1667 | 6679.1667 | 6679.1667 | 0 | 0 | 0 | 0 | 0 | 0 | 0 | 0 | 0
2025-06-01 | 102 | 1 | 6679.1667 | 0 | 0 | 0 | 0 | 6679.1667 | 6679.1667 | 6679.1667 | 0 | 0 | 0 | 0 | 0 | 0 | 0 | 0 | 0
2025-07-01 | 103 | 1 | 6679.1667 | 0 | 0 | 0 | 0 | 6679.1667 | 6679.1667 | 6679.1667 | 0 | 0 | 0 | 0 | 0 | 0 | 0 | 0 | 0
2025-08-01 | 104 | 1 | 6679.1667 | 0 | 0 | 0 | 0 | 6679.1667 | 6679.1667 | 6679.1667 | 0 | 0 | 0 | 0 | 0 | 0 | 0 | 0 | 0
2025-09-01 | 105 | 1 | 6679.1667 | 0 | 0 | 0 | 0 | 6679.1667 | 6679.1667 | 6679.1667 | 0 | 0 | 0 | 0 | 0 | 0 | 0 | 0 | 0
2025-10-01 | 106 | 1 | 6679.1667 | 0 | 0 | 0 | 0 | 6679.1667 | 6679.1667 | 6679.1667 | 0 | 0 | 0 | 0 | 0 | 0 | 0 | 0 | 0
2025-11-01 | 107 | 1 | 6679.1667 | 0 | 0 | 0 | 0 | 6679.1667 | 6679.1667 | 6679.1667 | 0 | 0 | 0 | 0 | 0 | 0 | 0 | 0 | 0
2025-12-01 | 108 | 1 | 6679.1667 | 0 | 0 | 0 | 0 | 6679.1667 | 6679.1667 | 6679.1667 | 0 | 0 | 0 | 0 | 0 | 0 | 0 | 0 | 0
2026-01-01 | 109 | 1 | 6679.1667 | 0 | 0 | 0 | 0 | 6679.1667 | 6679.1667 | 6679.1667 | 0 | 0 | 0 | 0 | 0 | 0 | 0 | 0 | 0
2026-02-01 | 110 | 1 | 6679.1667 | 0 | 0 | 0 | 0 | 6679.1667 | 6679.1667 | 6679.1667 | 0 | 0 | 0 | 0 | 0 | 0 | 0 | 0 | 0
2026-03-01 | 111 | 1 | 6679.1667 | 0 | 0 | 0 | 0 | 6679.1667 | 6679.1667 | 6679.1667 | 0 | 0 | 0 | 0 | 0 | 0 | 0 | 0 | 0
2026-04-01 | 112 | 1 | 6679.1667 | 0 | 0 | 0 | 0 | 6679.1667 | 6679.1667 | 6679.1667 | 0 | 0 | 0 | 0 | 0 | 0 | 0 | 0 | 0
2026-05-01 | 113 | 1 | 6679.1667 | 0 | 0 | 0 | 0 | 6679.1667 | 6679.1667 | 6679.1667 | 0 | 0 | 0 | 0 | 0 | 0 | 0 | 0 | 0
2026-06-01 | 114 | 1 | 6679.1667 | 0 | 0 | 0 | 0 | 6679.1667 | 6679.1667 | 6679.1667 | 0 | 0 | 0 | 0 | 0 | 0 | 0 | 0 | 0
2026-07-01 | 115 | 1 | 6679.1667 | 0 | 0 | 0 | 0 | 6679.1667 | 6679.1667 | 6679.1667 | 0 | 0 | 0 | 0 | 0 | 0 | 0 | 0 | 0
2026-08-01 | 116 | 1 | 6679.1667 | 0 | 0 | 0 | 0 | 6679.1667 | 6679.1667 | 6679.1667 | 0 | 0 | 0 | 0 | 0 | 0 | 0 | 0 | 0
2026-09-01 | 117 | 1 | 6679.1667 | 0 | 0 | 0 | 0 | 6679.1667 | 6679.1667 | 6679.1667 | 0 | 0 | 0 | 0 | 0 | 0 | 0 | 0 | 0
2026-10-01 | 118 | 1 | 6679.1667 | 0 | 0 | 0 | 0 | 6679.1667 | 6679.1667 | 6679.1667 | 0 | 0 | 0 | 0 | 0 | 0 | 0 | 0 | 0
2026-11-01 | 119 | 1 | 6679.1667 | 0 | 0 | 0 | 0 | 6679.1667 | 6679.1667 | 6679.1667 | 0 | 0 | 0 | 0 | 0 | 0 | 0 | 0 | 0
2026-12-01 | 120 | 1 | 6679.1667 | 0 | 0 | 0 | 0 | 6679.1667 | 6679.1667 | 6679.1667 | 0 | 0 | 0 | 0 | 0 | 0 | 0 | 0 | 0
2027-01-01 | 121 | 1 | 6679.1667 | 0 | 0 | 0 | 0 | 6679.1667 | 6679.1667 | 6679.1667 | 0 | 0 | 0 | 0 | 0 | 0 | 0 | 0 | 0
2027-02-01 | 122 | 1 | 6679.1667 | 0 | 0 | 0 | 0 | 6679.1667 | 6679.1667 | 6679.1667 | 0 | 0 | 0 | 0 | 0 | 0 | 0 | 0 | 0
2027-03-01 | 123 | 1 | 6679.1667 | 0 | 0 | 0 | 0 | 6679.1667 | 6679.1667 | 6679.1667 | 0 | 0 | 0 | 0 | 0 | 0 | 0 | 0 | 0
2027-04-01 | 124 | 1 | 6679.1667 | 0 | 0 | 0 | 0 | 6679.1667 | 6679.1667 | 6679.1667 | 0 | 0 | 0 | 0 | 0 | 0 | 0 | 0 | 0
2027-05-01 | 125 | 1 | 6679.1667 | 0 | 0 | 0 | 0 | 6679.1667 | 6679.1667 | 6679.1667 | 0 | 0 | 0 | 0 | 0 | 0 | 0 | 0 | 0
2027-06-01 | 126 | 1 | 6679.1667 | 0 | 0 | 0 | 0 | 6679.1667 | 6679.1667 | 6679.1667 | 0 | 0 | 0 | 0 | 0 | 0 | 0 | 0 | 0
2027-07-01 | 127 | 1 | 6679.1667 | 0 | 0 | 0 | 0 | 6679.1667 | 6679.1667 | 6679.1667 | 0 | 0 | 0 | 0 | 0 | 0 | 0 | 0 | 0
2027-08-01 | 128 | 1 | 6679.1667 | 0 | 0 | 0 | 0 | 6679.1667 | 6679.1667 | 6679.1667 | 0 | 0 | 0 | 0 | 0 | 0 | 0 | 0 | 0
2027-09-01 | 129 | 1 | 6679.1667 | 0 | 0 | 0 | 0 | 6679.1667 | 6679.1667 | 6679.1667 | 0 | 0 | 0 | 0 | 0 | 0 | 0 | 0 | 0
2027-10-01 | 130 | 1 | 6679.1667 | 0 | 0 | 0 | 0 | 6679.1667 | 6679.1667 | 6679.1667 | 0 | 0 | 0 | 0 | 0 | 0 | 0 | 0 | 0
2027-11-01 | 131 | 1 | 6679.1667 | 0 | 0 | 0 | 0 | 6679.1667 | 6679.1667 | 6679.1667 | 0 | 0 | 0 | 0 | 0 | 0 | 0 | 0 | 0
2027-12-01 | 132 | 1 | 6679.1667 | 0 | 0 | 0 | 0 | 6679.1667 | 6679.1667 | 6679.1667 | 0 | 0 | 0 | 0 | 0 | 0 | 0 | 0 | 0
2028-01-01 | 133 | 1 | 6679.1667 | 0 | 0 | 0 | 0 | 6679.1667 | 6679.1667 | 6679.1667 | 0 | 0 | 0 | 0 | 0 | 0 | 0 | 0 | 0
2028-02-01 | 134 | 1 | 6679.1667 | 0 | 0 | 0 | 0 | 6679.1667 | 6679.1667 | 6679.1667 | 0 | 0 | 0 | 0 | 0 | 0 | 0 | 0 | 0
2028-03-01 | 135 | 1 | 6679.1667 | 0 | 0 | 0 | 0 | 6679.1667 | 6679.1667 | 6679.1667 | 0 | 0 | 0 | 0 | 0 | 0 | 0 | 0 | 0
2028-04-01 | 136 | 1 | 6679.1667 | 0 | 0 | 0 | 0 | 6679.1667 | 6679.1667 | 6679.1667 | 0 | 0 | 0 | 0 | 0 | 0 | 0 | 0 | 0
2028-05-01 | 137 | 1 | 6679.1667 | 0 | 0 | 0 | 0 | 6679.1667 | 6679.1667 | 6679.1667 | 0 | 0 | 0 | 0 | 0 | 0 | 0 | 0 | 0
2028-06-01 | 138 | 1 | 6679.1667 | 0 | 0 | 0 | 0 | 6679.1667 | 6679.1667 | 6679.1667 | 0 | 0 | 0 | 0 | 0 | 0 | 0 | 0 | 0
2028-07-01 | 139 | 1 | 6679.1667 | 0 | 0 | 0 | 0 | 6679.1667 | 6679.1667 | 6679.1667 | 0 | 0 | 0 | 0 | 0 | 0 | 0 | 0 | 0
2028-08-01 | 140 | 1 | 6679.1667 | 0 | 0 | 0 | 0 | 6679.1667 | 6679.1667 | 6679.1667 | 0 | 0 | 0 | 0 | 0 | 0 | 0 | 0 | 0
2028-09-01 | 141 | 1 | 6679.1667 | 0 | 0 | 0 | 0 | 6679.1667 | 6679.1667 | 6679.1667 | 0 | 0 | 0 | 0 | 0 | 0 | 0 | 0 | 0
2028-10-01 | 142 | 1 | 6679.1667 | 0 | 0 | 0 | 0 | 6679.1667 | 6679.1667 | 6679.1667 | 0 | 0 | 0 | 0 | 0 | 0 | 0 | 0 | 0
2028-11-01 | 143 | 1 | 6679.1667 | 0 | 0 | 0 | 0 | 6679.1667 | 6679.1667 | 6679.1667 | 0 | 0 | 0 | 0 | 0 | 0 | 0 | 0 | 0
2028-12-01 | 144 | 1 | 6679.1667 | 0 | 0 | 0 | 0 | 6679.1667 | 6679.1667 | 6679.1667 | 0 | 0 | 0 | 0 | 0 | 0 | 0 | 0 | 0
2029-01-01 | 145 | 1 | 6679.1667 | 0 | 0 | 0 | 0 | 6679.1667 | 6679.1667 | 6679.1667 | 0 | 0 | 0 | 0 | 0 | 0 | 0 | 0 | 0
2029-02-01 | 146 | 1 | 6679.1667 | 0 | 0 | 0 | 0 | 6679.1667 | 6679.1667 | 6679.1667 | 0 | 0 | 0 | 0 | 0 | 0 | 0 | 0 | 0
2029-03-01 | 147 | 1 | 6679.1667 | 0 | 0 | 0 | 0 | 6679.1667 | 6679.1667 | 6679.1667 | 0 | 0 | 0 | 0 | 0 | 0 | 0 | 0 | 0
2029-04-01 | 148 | 1 | 6679.1667 | 0 | 0 | 0 | 0 | 6679.1667 | 6679.1667 | 6679.1667 | 0 | 0 | 0 | 0 | 0 | 0 | 0 | 0 | 0
2029-05-01 | 149 | 1 | 6679.1667 | 0 | 0 | 0 | 0 | 6679.1667 | 6679.1667 | 6679.1667 | 0 | 0 | 0 | 0 | 0 | 0 | 0 | 0 | 0
2029-06-01 | 150 | 1 | 6679.1667 | 0 | 0 | 0 | 0 | 6679.1667 | 6679.1667 | 6679.1667 | 0 | 0 | 0 | 0 | 0 | 0 | 0 | 0 | 0
2029-07-01 | 151 | 1 | 6679.1667 | 0 | 0 | 0 | 0 | 6679.1667 | 6679.1667 | 6679.1667 | 0 | 0 | 0 | 0 | 0 | 0 | 0 | 0 | 0
2029-08-01 | 152 | 1 | 6679.1667 | 0 | 0 | 0 | 0 | 6679.1667 | 6679.1667 | 6679.1667 | 0 | 0 | 0 | 0 | 0 | 0 | 0 | 0 | 0
2029-09-01 | 153 | 1 | 6679.1667 | 0 | 0 | 0 | 0 | 6679.1667 | 6679.1667 | 6679.1667 | 0 | 0 | 0 | 0 | 0 | 0 | 0 | 0 | 0
2029-10-01 | 154 | 1 | 6679.1667 | 0 | 0 | 0 | 0 | 6679.1667 | 6679.1667 | 6679.1667 | 0 | 0 | 0 | 0 | 0 | 0 | 0 | 0 | 0
2029-11-01 | 155 | 1 | 6679.1667 | 0 | 0 | 0 | 0 | 6679.1667 | 6679.1667 | 6679.1667 | 0 | 0 | 0 | 0 | 0 | 0 | 0 | 0 | 0
2029-12-01 | 156 | 1 | 6679.1667 | 0 | 0 | 0 | 0 | 6679.1667 | 6679.1667 | 6679.1667 | 0 | 0 | 0 | 0 | 0 | 0 | 0 | 0 | 0
2030-01-01 | 157 | 1 | 6679.1667 | 0 | 0 | 0 | 0 | 6679.1667 | 6679.1667 | 6679.1667 | 0 | 0 | 0 | 0 | 0 | 0 | 0 | 0 | 0
2030-02-01 | 158 | 1 | 6679.1667 | 0 | 0 | 0 | 0 | 6679.1667 | 6679.1667 | 6679.1667 | 0 | 0 | 0 | 0 | 0 | 0 | 0 | 0 | 0
2030-03-01 | 159 | 1 | 6679.1667 | 0 | 0 | 0 | 0 | 6679.1667 | 6679.1667 | 6679.1667 | 0 | 0 | 0 | 0 | 0 | 0 | 0 | 0 | 0
2030-04-01 | 160 | 1 | 6679.1667 | 0 | 0 | 0 | 0 | 6679.1667 | 6679.1667 | 6679.1667 | 0 | 0 | 0 | 0 | 0 | 0 | 0 | 0 | 0
2030-05-01 | 161 | 1 | 6679.1667 | 0 | 0 | 0 | 0 | 6679.1667 | 6679.1667 | 6679.1667 | 0 | 0 | 0 | 0 | 0 | 0 | 0 | 0 | 0
2030-06-01 | 162 | 1 | 6679.1667 | 0 | 0 | 0 | 0 | 6679.1667 | 6679.1667 | 6679.1667 | 0 | 0 | 0 | 0 | 0 | 0 | 0 | 0 | 0
2030-07-01 | 163 | 1 | 6679.1667 | 0 | 0 | 0 | 0 | 6679.1667 | 6679.1667 | 6679.1667 | 0 | 0 | 0 | 0 | 0 | 0 | 0 | 0 | 0
2030-08-01 | 164 | 1 | 6679.1667 | 0 | 0 | 0 | 0 | 6679.1667 | 6679.1667 | 6679.1667 | 0 | 0 | 0 | 0 | 0 | 0 | 0 | 0 | 0
2030-09-01 | 165 | 1 | 6679.1667 | 0 | 0 | 0 | 0 | 6679.1667 | 6679.1667 | 6679.1667 | 0 | 0 | 0 | 0 | 0 | 0 | 0 | 0 | 0
2030-10-01 | 166 | 1 | 6679.1667 | 0 | 0 | 0 | 0 | 6679.1667 | 6679.1667 | 6679.1667 | 0 | 0 | 0 | 0 | 0 | 0 | 0 | 0 | 0
2030-11-01 | 167 | 1 | 6679.1667 | 0 | 0 | 0 | 0 | 6679.1667 | 6679.1667 | 6679.1667 | 0 | 0 | 0 | 0 | 0 | 0 | 0 | 0 | 0
2030-12-01 | 168 | 1 | 6679.1667 | 0 | 0 | 0 | 0 | 6679.1667 | 6679.1667 | 6679.1667 | 0 | 0 | 0 | 0 | 0 | 0 | 0 | 0 | 0
2031-01-01 | 169 | 1 | 6679.1667 | 0 | 0 | 0 | 0 | 6679.1667 | 6679.1667 | 6679.1667 | 0 | 0 | 0 | 0 | 0 | 0 | 0 | 0 | 0
2031-02-01 | 170 | 1 | 6679.1667 | 0 | 0 | 0 | 0 | 6679.1667 | 6679.1667 | 6679.1667 | 0 | 0 | 0 | 0 | 0 | 0 | 0 | 0 | 0
2031-03-01 | 171 | 1 | 6679.1667 | 0 | 0 | 0 | 0 | 6679.1667 | 6679.1667 | 6679.1667 | 0 | 0 | 0 | 0 | 0 | 0 | 0 | 0 | 0
2031-04-01 | 172 | 1 | 6679.1667 | 0 | 0 | 0 | 0 | 6679.1667 | 6679.1667 | 6679.1667 | 0 | 0 | 0 | 0 | 0 | 0 | 0 | 0 | 0
2031-05-01 | 173 | 1 | 6679.1667 | 0 | 0 | 0 | 0 | 6679.1667 | 6679.1667 | 6679.1667 | 0 | 0 | 0 | 0 | 0 | 0 | 0 | 0 | 0
2031-06-01 | 174 | 1 | 6679.1667 | 0 | 0 | 0 | 0 | 6679.1667 | 6679.1667 | 6679.1667 | 0 | 0 | 0 | 0 | 0 | 0 | 0 | 0 | 0
2031-07-01 | 175 | 1 | 6679.1667 | 0 | 0 | 0 | 0 | 6679.1667 | 6679.1667 | 6679.1667 | 0 | 0 | 0 | 0 | 0 | 0 | 0 | 0 | 0
2031-08-01 | 176 | 1 | 6679.1667 | 0 | 0 | 0 | 0 | 6679.1667 | 6679.1667 | 6679.1667 | 0 | 0 | 0 | 0 | 0 | 0 | 0 | 0 | 0
2031-09-01 | 177 | 1 | 6679.1667 | 0 | 0 | 0 | 0 | 6679.1667 | 6679.1667 | 6679.1667 | 0 | 0 | 0 | 0 | 0 | 0 | 0 | 0 | 0
2031-10-01 | 178 | 1 | 6679.1667 | 0 | 0 | 0 | 0 | 6679.1667 | 6679.1667 | 6679.1667 | 0 | 0 | 0 | 0 | 0 | 0 | 0 | 0 | 0
2031-11-01 | 179 | 1 | 6679.1667 | 0 | 0 | 0 | 0 | 6679.1667 | 6679.1667 | 6679.1667 | 0 | 0 | 0 | 0 | 0 | 0 | 0 | 0 | 0
2031-12-01 | 180 | 1 | 6679.1667 | 0 | 0 | 0 | 0 | 6679.1667 | 6679.1667 | 6679.1667 | 0 | 0 | 0 | 0 | 0 | 0 | 0 | 0 | 0
2032-01-01 | 181 | 1 | 6679.1667 | 0 | 0 | 0 | 0 | 6679.1667 | 6679.1667 | 6679.1667 | 0 | 0 | 0 | 0 | 0 | 0 | 0 | 0 | 0
2032-02-01 | 182 | 1 | 6679.1667 | 0 | 0 | 0 | 0 | 6679.1667 | 6679.1667 | 6679.1667 | 0 | 0 | 0 | 0 | 0 | 0 | 0 | 0 | 0
2032-03-01 | 183 | 1 | 6679.1667 | 0 | 0 | 0 | 0 | 6679.1667 | 6679.1667 | 6679.1667 | 0 | 0 | 0 | 0 | 0 | 0 | 0 | 0 | 0
2032-04-01 | 184 | 1 | 6679.1667 | 0 | 0 | 0 | 0 | 6679.1667 | 6679.1667 | 6679.1667 | 0 | 0 | 0 | 0 | 0 | 0 | 0 | 0 | 0
2032-05-01 | 185 | 1 | 6679.1667 | 0 | 0 | 0 | 0 | 6679.1667 | 6679.1667 | 6679.1667 | 0 | 0 | 0 | 0 | 0 | 0 | 0 | 0 | 0
2032-06-01 | 186 | 1 | 6679.1667 | 0 | 0 | 0 | 0 | 6679.1667 | 6679.1667 | 6679.1667 | 0 | 0 | 0 | 0 | 0 | 0 | 0 | 0 | 0
2032-07-01 | 187 | 1 | 6679.1667 | 0 | 0 | 0 | 0 | 6679.1667 | 6679.1667 | 6679.1667 | 0 | 0 | 0 | 0 | 0 | 0 | 0 | 0 | 0
2032-08-01 | 188 | 1 | 6679.1667 | 0 | 0 | 0 | 0 | 6679.1667 | 6679.1667 | 6679.1667 | 0 | 0 | 0 | 0 | 0 | 0 | 0 | 0 | 0
2032-09-01 | 189 | 1 | 6679.1667 | 0 | 0 | 0 | 0 | 6679.1667 | 6679.1667 | 6679.1667 | 0 | 0 | 0 | 0 | 0 | 0 | 0 | 0 | 0
2032-10-01 | 190 | 1 | 6679.1667 | 0 | 0 | 0 | 0 | 6679.1667 | 6679.1667 | 6679.1667 | 0 | 0 | 0 | 0 | 0 | 0 | 0 | 0 | 0
2032-11-01 | 191 | 1 | 6679.1667 | 0 | 0 | 0 | 0 | 6679.1667 | 6679.1667 | 6679.1667 | 0 | 0 | 0 | 0 | 0 | 0 | 0 | 0 | 0
2032-12-01 | 192 | 1 | 6679.1667 | 0 | 0 | 0 | 0 | 6679.1667 | 6679.1667 | 6679.1667 | 0 | 0 | 0 | 0 | 0 | 0 | 0 | 0 | 0
2033-01-01 | 193 | 1 | 6679.1667 | 0 | 0 | 0 | 0 | 6679.1667 | 6679.1667 | 6679.1667 | 0 | 0 | 0 | 0 | 0 | 0 | 0 | 0 | 0
2033-02-01 | 194 | 1 | 6679.1667 | 0 | 0 | 0 | 0 | 6679.1667 | 6679.1667 | 6679.1667 | 0 | 0 | 0 | 0 | 0 | 0 | 0 | 0 | 0
2033-03-01 | 195 | 1 | 6679.1667 | 0 | 0 | 0 | 0 | 6679.1667 | 6679.1667 | 6679.1667 | 0 | 0 | 0 | 0 | 0 | 0 | 0 | 0 | 0
2033-04-01 | 196 | 1 | 6679.1667 | 0 | 0 | 0 | 0 | 6679.1667 | 6679.1667 | 6679.1667 | 0 | 0 | 0 | 0 | 0 | 0 | 0 | 0 | 0
2033-05-01 | 197 | 1 | 6679.1667 | 0 | 0 | 0 | 0 | 6679.1667 | 6679.1667 | 6679.1667 | 0 | 0 | 0 | 0 | 0 | 0 | 0 | 0 | 0
2033-06-01 | 198 | 1 | 6679.1667 | 0 | 0 | 0 | 0 | 6679.1667 | 6679.1667 | 6679.1667 | 0 | 0 | 0 | 0 | 0 | 0 | 0 | 0 | 0
2033-07-01 | 199 | 1 | 6679.1667 | 0 | 0 | 0 | 0 | 6679.1667 | 6679.1667 | 6679.1667 | 0 | 0 | 0 | 0 | 0 | 0 | 0 | 0 | 0
2033-08-01 | 200 | 1 | 6679.1667 | 0 | 0 | 0 | 0 | 6679.1667 | 6679.1667 | 6679.1667 | 0 | 0 | 0 | 0 | 0 | 0 | 0 | 0 | 0
2033-09-01 | 201 | 1 | 6679.1667 | 0 | 0 | 0 | 0 | 6679.1667 | 6679.1667 | 6679.1667 | 0 | 0 | 0 | 0 | 0 | 0 | 0 | 0 | 0
2033-10-01 | 202 | 1 | 6679.1667 | 0 | 0 | 0 | 0 | 6679.1667 | 6679.1667 | 6679.1667 | 0 | 0 | 0 | 0 | 0 | 0 | 0 | 0 | 0
2033-11-01 | 203 | 1 | 6679.1667 | 0 | 0 | 0 | 0 | 6679.1667 | 6679.1667 | 6679.1667 | 0 | 0 | 0 | 0 | 0 | 0 | 0 | 0 | 0
2033-12-01 | 204 | 1 | 6679.1667 | 0 | 0 | 0 | 0 | 6679.1667 | 6679.1667 | 6679.1667 | 0 | 0 | 0 | 0 | 0 | 0 | 0 | 0 | 0
2034-01-01 | 205 | 1 | 6679.1667 | 0 | 0 | 0 | 0 | 6679.1667 | 6679.1667 | 6679.1667 | 0 | 0 | 0 | 0 | 0 | 0 | 0 | 0 | 0
2034-02-01 | 206 | 1 | 6679.1667 | 0 | 0 | 0 | 0 | 6679.1667 | 6679.1667 | 6679.1667 | 0 | 0 | 0 | 0 | 0 | 0 | 0 | 0 | 0
2034-03-01 | 207 | 1 | 6679.1667 | 0 | 0 | 0 | 0 | 6679.1667 | 6679.1667 | 6679.1667 | 0 | 0 | 0 | 0 | 0 | 0 | 0 | 0 | 0
2034-04-01 | 208 | 1 | 6679.1667 | 0 | 0 | 0 | 0 | 6679.1667 | 6679.1667 | 6679.1667 | 0 | 0 | 0 | 0 | 0 | 0 | 0 | 0 | 0
2034-05-01 | 209 | 1 | 6679.1667 | 0 | 0 | 0 | 0 | 6679.1667 | 6679.1667 | 6679.1667 | 0 | 0 | 0 | 0 | 0 | 0 | 0 | 0 | 0
2034-06-01 | 210 | 1 | 6679.1667 | 0 | 0 | 0 | 0 | 6679.1667 | 6679.1667 | 6679.1667 | 0 | 0 | 0 | 0 | 0 | 0 | 0 | 0 | 0
2034-07-01 | 211 | 1 | 6679.1667 | 0 | 0 | 0 | 0 | 6679.1667 | 6679.1667 | 6679.1667 | 0 | 0 | 0 | 0 | 0 | 0 | 0 | 0 | 0
2034-08-01 | 212 | 1 | 6679.1667 | 0 | 0 | 0 | 0 | 6679.1667 | 6679.1667 | 6679.1667 | 0 | 0 | 0 | 0 | 0 | 0 | 0 | 0 | 0
2034-09-01 | 213 | 1 | 6679.1667 | 0 | 0 | 0 | 0 | 6679.1667 | 6679.1667 | 6679.1667 | 0 | 0 | 0 | 0 | 0 | 0 | 0 | 0 | 0
2034-10-01 | 214 | 1 | 6679.1667 | 0 | 0 | 0 | 0 | 6679.1667 | 6679.1667 | 6679.1667 | 0 | 0 | 0 | 0 | 0 | 0 | 0 | 0 | 0
2034-11-01 | 215 | 1 | 6679.1667 | 0 | 0 | 0 | 0 | 6679.1667 | 6679.1667 | 6679.1667 | 0 | 0 | 0 | 0 | 0 | 0 | 0 | 0 | 0
2034-12-01 | 216 | 1 | 6679.1667 | 0 | 0 | 0 | 0 | 6679.1667 | 6679.1667 | 6679.1667 | 0 | 0 | 0 | 0 | 0 | 0 | 0 | 0 | 0
2035-01-01 | 217 | 1 | 6679.1667 | 0 | 0 | 0 | 0 | 6679.1667 | 6679.1667 | 6679.1667 | 0 | 0 | 0 | 0 | 0 | 0 | 0 | 0 | 0
2035-02-01 | 218 | 1 | 6679.1667 | 0 | 0 | 0 | 0 | 6679.1667 | 6679.1667 | 6679.1667 | 0 | 0 | 0 | 0 | 0 | 0 | 0 | 0 | 0
2035-03-01 | 219 | 1 | 6679.1667 | 0 | 0 | 0 | 0 | 6679.1667 | 6679.1667 | 6679.1667 | 0 | 0 | 0 | 0 | 0 | 0 | 0 | 0 | 0
2035-04-01 | 220 | 1 | 6679.1667 | 0 | 0 | 0 | 0 | 6679.1667 | 6679.1667 | 6679.1667 | 0 | 0 | 0 | 0 | 0 | 0 | 0 | 0 | 0
2035-05-01 | 221 | 1 | 6679.1667 | 0 | 0 | 0 | 0 | 6679.1667 | 6679.1667 | 6679.1667 | 0 | 0 | 0 | 0 | 0 | 0 | 0 | 0 | 0
2035-06-01 | 222 | 1 | 6679.1667 | 0 | 0 | 0 | 0 | 6679.1667 | 6679.1667 | 6679.1667 | 0 | 0 | 0 | 0 | 0 | 0 | 0 | 0 | 0
2035-07-01 | 223 | 1 | 6679.1667 | 0 | 0 | 0 | 0 | 6679.1667 | 6679.1667 | 6679.1667 | 0 | 0 | 0 | 0 | 0 | 0 | 0 | 0 | 0
2035-08-01 | 224 | 1 | 6679.1667 | 0 | 0 | 0 | 0 | 6679.1667 | 6679.1667 | 6679.1667 | 0 | 0 | 0 | 0 | 0 | 0 | 0 | 0 | 0
2035-09-01 | 225 | 1 | 6679.1667 | 0 | 0 | 0 | 0 | 6679.1667 | 6679.1667 | 6679.1667 | 0 | 0 | 0 | 0 | 0 | 0 | 0 | 0 | 0
2035-10-01 | 226 | 1 | 6679.1667 | 0 | 0 | 0 | 0 | 6679.1667 | 6679.1667 | 6679.1667 | 0 | 0 | 0 | 0 | 0 | 0 | 0 | 0 | 0
2035-11-01 | 227 | 1 | 6679.1667 | 0 | 0 | 0 | 0 | 6679.1667 | 6679.1667 | 6679.1667 | 0 | 0 | 0 | 0 | 0 | 0 | 0 | 0 | 0
2035-12-01 | 228 | 1 | 6679.1667 | 0 | 0 | 0 | 0 | 6679.1667 | 6679.1667 | 6679.1667 | 0 | 0 | 0 | 0 | 0 | 0 | 0 | 0 | 0
2036-01-01 | 229 | 1 | 6679.1667 | 0 | 0 | 0 | 0 | 6679.1667 | 6679.1667 | 6679.1667 | 0 | 0 | 0 | 0 | 0 | 0 | 0 | 0 | 0
2036-02-01 | 230 | 1 | 6679.1667 | 0 | 0 | 0 | 0 | 6679.1667 | 6679.1667 | 6679.1667 | 0 | 0 | 0 | 0 | 0 | 0 | 0 | 0 | 0
2036-03-01 | 231 | 1 | 6679.1667 | 0 | 0 | 0 | 0 | 6679.1667 | 6679.1667 | 6679.1667 | 0 | 0 | 0 | 0 | 0 | 0 | 0 | 0 | 0
2036-04-01 | 232 | 1 | 6679.1667 | 0 | 0 | 0 | 0 | 6679.1667 | 6679.1667 | 6679.1667 | 0 | 0 | 0 | 0 | 0 | 0 | 0 | 0 | 0
2036-05-01 | 233 | 1 | 6679.1667 | 0 | 0 | 0 | 0 | 6679.1667 | 6679.1667 | 6679.1667 | 0 | 0 | 0 | 0 | 0 | 0 | 0 | 0 | 0
2036-06-01 | 234 | 1 | 6679.1667 | 0 | 0 | 0 | 0 | 6679.1667 | 6679.1667 | 6679.1667 | 0 | 0 | 0 | 0 | 0 | 0 | 0 | 0 | 0
2036-07-01 | 235 | 1 | 6679.1667 | 0 | 0 | 0 | 0 | 6679.1667 | 6679.1667 | 6679.1667 | 0 | 0 | 0 | 0 | 0 | 0 | 0 | 0 | 0
2036-08-01 | 236 | 1 | 6679.1667 | 0 | 0 | 0 | 0 | 6679.1667 | 6679.1667 | 6679.1667 | 0 | 0 | 0 | 0 | 0 | 0 | 0 | 0 | 0
2036-09-01 | 237 | 1 | 6679.1667 | 0 | 0 | 0 | 0 | 6679.1667 | 6679.1667 | 6679.1667 | 0 | 0 | 0 | 0 | 0 | 0 | 0 | 0 | 0
2036-10-01 | 238 | 1 | 6679.1667 | 0 | 0 | 0 | 0 | 6679.1667 | 6679.1667 | 6679.1667 | 0 | 0 | 0 | 0 | 0 | 0 | 0 | 0 | 0
2036-11-01 | 239 | 1 | 6679.1667 | 0 | 0 | 0 | 0 | 6679.1667 | 6679.1667 | 6679.1667 | 0 | 0 | 0 | 0 | 0 | 0 | 0 | 0 | 0
2036-12-01 | 240 | 1 | 6679.1667 | 0 | 0 | 0 | 0 | 6679.1667 | 6679.1667 | 6679.1667 | 0 | 0 | 0 | 0 | 0 | 0 | 0 | 0 | 0
Formulas:
Month = DATE(YEAR([Month, row above]),MONTH([Month, row above])+1,1)
Month = IF([Count]="NA","NA",DATE(YEAR([Month, row above]),MONTH([Month, row above])+1,1))

## Stage (1) Investment
Additional Detail: Stage (1) Monthly Investment
Participant: |  | Name of Market Participant (Customer) |  |  |  |  | Tariff: | AESO 2017
Project: |  | Project Name |  |  |  |  | Effective: | 1 Jan 2017
Number: |  | Project Number |  | Type: | DTS Only |  | To: | Current
Stage and Month Lookup
Stage | Months |  | Start | End
1 | 240 |  | 2017-01-01 | 2036-12-31
Stage (1) Calculated Investment per Month of Maximum Investment Term
|  |  | Investment per Month by Tier |  |  |  |  | Nominal
Month | Count | Stage | Tier (a) | Tier (b) | Tier (c) | Tier (d) | Tier (e) | Monthly
2017-01-01 | 1 | 1 | 6679.1667 | 0 | 0 | 0 | 0 | 6679.1667
2017-02-01 | 2 | 1 | 6679.1667 | 0 | 0 | 0 | 0 | 6679.1667
2017-03-01 | 3 | 1 | 6679.1667 | 0 | 0 | 0 | 0 | 6679.1667
2017-04-01 | 4 | 1 | 6679.1667 | 0 | 0 | 0 | 0 | 6679.1667
2017-05-01 | 5 | 1 | 6679.1667 | 0 | 0 | 0 | 0 | 6679.1667
2017-06-01 | 6 | 1 | 6679.1667 | 0 | 0 | 0 | 0 | 6679.1667
2017-07-01 | 7 | 1 | 6679.1667 | 0 | 0 | 0 | 0 | 6679.1667
2017-08-01 | 8 | 1 | 6679.1667 | 0 | 0 | 0 | 0 | 6679.1667
2017-09-01 | 9 | 1 | 6679.1667 | 0 | 0 | 0 | 0 | 6679.1667
2017-10-01 | 10 | 1 | 6679.1667 | 0 | 0 | 0 | 0 | 6679.1667
2017-11-01 | 11 | 1 | 6679.1667 | 0 | 0 | 0 | 0 | 6679.1667
2017-12-01 | 12 | 1 | 6679.1667 | 0 | 0 | 0 | 0 | 6679.1667
2018-01-01 | 13 | 1 | 6679.1667 | 0 | 0 | 0 | 0 | 6679.1667
2018-02-01 | 14 | 1 | 6679.1667 | 0 | 0 | 0 | 0 | 6679.1667
2018-03-01 | 15 | 1 | 6679.1667 | 0 | 0 | 0 | 0 | 6679.1667
2018-04-01 | 16 | 1 | 6679.1667 | 0 | 0 | 0 | 0 | 6679.1667
2018-05-01 | 17 | 1 | 6679.1667 | 0 | 0 | 0 | 0 | 6679.1667
2018-06-01 | 18 | 1 | 6679.1667 | 0 | 0 | 0 | 0 | 6679.1667
2018-07-01 | 19 | 1 | 6679.1667 | 0 | 0 | 0 | 0 | 6679.1667
2018-08-01 | 20 | 1 | 6679.1667 | 0 | 0 | 0 | 0 | 6679.1667
2018-09-01 | 21 | 1 | 6679.1667 | 0 | 0 | 0 | 0 | 6679.1667
2018-10-01 | 22 | 1 | 6679.1667 | 0 | 0 | 0 | 0 | 6679.1667
2018-11-01 | 23 | 1 | 6679.1667 | 0 | 0 | 0 | 0 | 6679.1667
2018-12-01 | 24 | 1 | 6679.1667 | 0 | 0 | 0 | 0 | 6679.1667
2019-01-01 | 25 | 1 | 6679.1667 | 0 | 0 | 0 | 0 | 6679.1667
2019-02-01 | 26 | 1 | 6679.1667 | 0 | 0 | 0 | 0 | 6679.1667
2019-03-01 | 27 | 1 | 6679.1667 | 0 | 0 | 0 | 0 | 6679.1667
2019-04-01 | 28 | 1 | 6679.1667 | 0 | 0 | 0 | 0 | 6679.1667
2019-05-01 | 29 | 1 | 6679.1667 | 0 | 0 | 0 | 0 | 6679.1667
2019-06-01 | 30 | 1 | 6679.1667 | 0 | 0 | 0 | 0 | 6679.1667
2019-07-01 | 31 | 1 | 6679.1667 | 0 | 0 | 0 | 0 | 6679.1667
2019-08-01 | 32 | 1 | 6679.1667 | 0 | 0 | 0 | 0 | 6679.1667
2019-09-01 | 33 | 1 | 6679.1667 | 0 | 0 | 0 | 0 | 6679.1667
2019-10-01 | 34 | 1 | 6679.1667 | 0 | 0 | 0 | 0 | 6679.1667
2019-11-01 | 35 | 1 | 6679.1667 | 0 | 0 | 0 | 0 | 6679.1667
2019-12-01 | 36 | 1 | 6679.1667 | 0 | 0 | 0 | 0 | 6679.1667
2020-01-01 | 37 | 1 | 6679.1667 | 0 | 0 | 0 | 0 | 6679.1667
2020-02-01 | 38 | 1 | 6679.1667 | 0 | 0 | 0 | 0 | 6679.1667
2020-03-01 | 39 | 1 | 6679.1667 | 0 | 0 | 0 | 0 | 6679.1667
2020-04-01 | 40 | 1 | 6679.1667 | 0 | 0 | 0 | 0 | 6679.1667
2020-05-01 | 41 | 1 | 6679.1667 | 0 | 0 | 0 | 0 | 6679.1667
2020-06-01 | 42 | 1 | 6679.1667 | 0 | 0 | 0 | 0 | 6679.1667
2020-07-01 | 43 | 1 | 6679.1667 | 0 | 0 | 0 | 0 | 6679.1667
2020-08-01 | 44 | 1 | 6679.1667 | 0 | 0 | 0 | 0 | 6679.1667
2020-09-01 | 45 | 1 | 6679.1667 | 0 | 0 | 0 | 0 | 6679.1667
2020-10-01 | 46 | 1 | 6679.1667 | 0 | 0 | 0 | 0 | 6679.1667
2020-11-01 | 47 | 1 | 6679.1667 | 0 | 0 | 0 | 0 | 6679.1667
2020-12-01 | 48 | 1 | 6679.1667 | 0 | 0 | 0 | 0 | 6679.1667
2021-01-01 | 49 | 1 | 6679.1667 | 0 | 0 | 0 | 0 | 6679.1667
2021-02-01 | 50 | 1 | 6679.1667 | 0 | 0 | 0 | 0 | 6679.1667
2021-03-01 | 51 | 1 | 6679.1667 | 0 | 0 | 0 | 0 | 6679.1667
2021-04-01 | 52 | 1 | 6679.1667 | 0 | 0 | 0 | 0 | 6679.1667
2021-05-01 | 53 | 1 | 6679.1667 | 0 | 0 | 0 | 0 | 6679.1667
2021-06-01 | 54 | 1 | 6679.1667 | 0 | 0 | 0 | 0 | 6679.1667
2021-07-01 | 55 | 1 | 6679.1667 | 0 | 0 | 0 | 0 | 6679.1667
2021-08-01 | 56 | 1 | 6679.1667 | 0 | 0 | 0 | 0 | 6679.1667
2021-09-01 | 57 | 1 | 6679.1667 | 0 | 0 | 0 | 0 | 6679.1667
2021-10-01 | 58 | 1 | 6679.1667 | 0 | 0 | 0 | 0 | 6679.1667
2021-11-01 | 59 | 1 | 6679.1667 | 0 | 0 | 0 | 0 | 6679.1667
2021-12-01 | 60 | 1 | 6679.1667 | 0 | 0 | 0 | 0 | 6679.1667
2022-01-01 | 61 | 1 | 6679.1667 | 0 | 0 | 0 | 0 | 6679.1667
2022-02-01 | 62 | 1 | 6679.1667 | 0 | 0 | 0 | 0 | 6679.1667
2022-03-01 | 63 | 1 | 6679.1667 | 0 | 0 | 0 | 0 | 6679.1667
2022-04-01 | 64 | 1 | 6679.1667 | 0 | 0 | 0 | 0 | 6679.1667
2022-05-01 | 65 | 1 | 6679.1667 | 0 | 0 | 0 | 0 | 6679.1667
2022-06-01 | 66 | 1 | 6679.1667 | 0 | 0 | 0 | 0 | 6679.1667
2022-07-01 | 67 | 1 | 6679.1667 | 0 | 0 | 0 | 0 | 6679.1667
2022-08-01 | 68 | 1 | 6679.1667 | 0 | 0 | 0 | 0 | 6679.1667
2022-09-01 | 69 | 1 | 6679.1667 | 0 | 0 | 0 | 0 | 6679.1667
2022-10-01 | 70 | 1 | 6679.1667 | 0 | 0 | 0 | 0 | 6679.1667
2022-11-01 | 71 | 1 | 6679.1667 | 0 | 0 | 0 | 0 | 6679.1667
2022-12-01 | 72 | 1 | 6679.1667 | 0 | 0 | 0 | 0 | 6679.1667
2023-01-01 | 73 | 1 | 6679.1667 | 0 | 0 | 0 | 0 | 6679.1667
2023-02-01 | 74 | 1 | 6679.1667 | 0 | 0 | 0 | 0 | 6679.1667
2023-03-01 | 75 | 1 | 6679.1667 | 0 | 0 | 0 | 0 | 6679.1667
2023-04-01 | 76 | 1 | 6679.1667 | 0 | 0 | 0 | 0 | 6679.1667
2023-05-01 | 77 | 1 | 6679.1667 | 0 | 0 | 0 | 0 | 6679.1667
2023-06-01 | 78 | 1 | 6679.1667 | 0 | 0 | 0 | 0 | 6679.1667
2023-07-01 | 79 | 1 | 6679.1667 | 0 | 0 | 0 | 0 | 6679.1667
2023-08-01 | 80 | 1 | 6679.1667 | 0 | 0 | 0 | 0 | 6679.1667
2023-09-01 | 81 | 1 | 6679.1667 | 0 | 0 | 0 | 0 | 6679.1667
2023-10-01 | 82 | 1 | 6679.1667 | 0 | 0 | 0 | 0 | 6679.1667
2023-11-01 | 83 | 1 | 6679.1667 | 0 | 0 | 0 | 0 | 6679.1667
2023-12-01 | 84 | 1 | 6679.1667 | 0 | 0 | 0 | 0 | 6679.1667
2024-01-01 | 85 | 1 | 6679.1667 | 0 | 0 | 0 | 0 | 6679.1667
2024-02-01 | 86 | 1 | 6679.1667 | 0 | 0 | 0 | 0 | 6679.1667
2024-03-01 | 87 | 1 | 6679.1667 | 0 | 0 | 0 | 0 | 6679.1667
2024-04-01 | 88 | 1 | 6679.1667 | 0 | 0 | 0 | 0 | 6679.1667
2024-05-01 | 89 | 1 | 6679.1667 | 0 | 0 | 0 | 0 | 6679.1667
2024-06-01 | 90 | 1 | 6679.1667 | 0 | 0 | 0 | 0 | 6679.1667
2024-07-01 | 91 | 1 | 6679.1667 | 0 | 0 | 0 | 0 | 6679.1667
2024-08-01 | 92 | 1 | 6679.1667 | 0 | 0 | 0 | 0 | 6679.1667
2024-09-01 | 93 | 1 | 6679.1667 | 0 | 0 | 0 | 0 | 6679.1667
2024-10-01 | 94 | 1 | 6679.1667 | 0 | 0 | 0 | 0 | 6679.1667
2024-11-01 | 95 | 1 | 6679.1667 | 0 | 0 | 0 | 0 | 6679.1667
2024-12-01 | 96 | 1 | 6679.1667 | 0 | 0 | 0 | 0 | 6679.1667
2025-01-01 | 97 | 1 | 6679.1667 | 0 | 0 | 0 | 0 | 6679.1667
2025-02-01 | 98 | 1 | 6679.1667 | 0 | 0 | 0 | 0 | 6679.1667
2025-03-01 | 99 | 1 | 6679.1667 | 0 | 0 | 0 | 0 | 6679.1667
2025-04-01 | 100 | 1 | 6679.1667 | 0 | 0 | 0 | 0 | 6679.1667
2025-05-01 | 101 | 1 | 6679.1667 | 0 | 0 | 0 | 0 | 6679.1667
2025-06-01 | 102 | 1 | 6679.1667 | 0 | 0 | 0 | 0 | 6679.1667
2025-07-01 | 103 | 1 | 6679.1667 | 0 | 0 | 0 | 0 | 6679.1667
2025-08-01 | 104 | 1 | 6679.1667 | 0 | 0 | 0 | 0 | 6679.1667
2025-09-01 | 105 | 1 | 6679.1667 | 0 | 0 | 0 | 0 | 6679.1667
2025-10-01 | 106 | 1 | 6679.1667 | 0 | 0 | 0 | 0 | 6679.1667
2025-11-01 | 107 | 1 | 6679.1667 | 0 | 0 | 0 | 0 | 6679.1667
2025-12-01 | 108 | 1 | 6679.1667 | 0 | 0 | 0 | 0 | 6679.1667
2026-01-01 | 109 | 1 | 6679.1667 | 0 | 0 | 0 | 0 | 6679.1667
2026-02-01 | 110 | 1 | 6679.1667 | 0 | 0 | 0 | 0 | 6679.1667
2026-03-01 | 111 | 1 | 6679.1667 | 0 | 0 | 0 | 0 | 6679.1667
2026-04-01 | 112 | 1 | 6679.1667 | 0 | 0 | 0 | 0 | 6679.1667
2026-05-01 | 113 | 1 | 6679.1667 | 0 | 0 | 0 | 0 | 6679.1667
2026-06-01 | 114 | 1 | 6679.1667 | 0 | 0 | 0 | 0 | 6679.1667
2026-07-01 | 115 | 1 | 6679.1667 | 0 | 0 | 0 | 0 | 6679.1667
2026-08-01 | 116 | 1 | 6679.1667 | 0 | 0 | 0 | 0 | 6679.1667
2026-09-01 | 117 | 1 | 6679.1667 | 0 | 0 | 0 | 0 | 6679.1667
2026-10-01 | 118 | 1 | 6679.1667 | 0 | 0 | 0 | 0 | 6679.1667
2026-11-01 | 119 | 1 | 6679.1667 | 0 | 0 | 0 | 0 | 6679.1667
2026-12-01 | 120 | 1 | 6679.1667 | 0 | 0 | 0 | 0 | 6679.1667
2027-01-01 | 121 | 1 | 6679.1667 | 0 | 0 | 0 | 0 | 6679.1667
2027-02-01 | 122 | 1 | 6679.1667 | 0 | 0 | 0 | 0 | 6679.1667
2027-03-01 | 123 | 1 | 6679.1667 | 0 | 0 | 0 | 0 | 6679.1667
2027-04-01 | 124 | 1 | 6679.1667 | 0 | 0 | 0 | 0 | 6679.1667
2027-05-01 | 125 | 1 | 6679.1667 | 0 | 0 | 0 | 0 | 6679.1667
2027-06-01 | 126 | 1 | 6679.1667 | 0 | 0 | 0 | 0 | 6679.1667
2027-07-01 | 127 | 1 | 6679.1667 | 0 | 0 | 0 | 0 | 6679.1667
2027-08-01 | 128 | 1 | 6679.1667 | 0 | 0 | 0 | 0 | 6679.1667
2027-09-01 | 129 | 1 | 6679.1667 | 0 | 0 | 0 | 0 | 6679.1667
2027-10-01 | 130 | 1 | 6679.1667 | 0 | 0 | 0 | 0 | 6679.1667
2027-11-01 | 131 | 1 | 6679.1667 | 0 | 0 | 0 | 0 | 6679.1667
2027-12-01 | 132 | 1 | 6679.1667 | 0 | 0 | 0 | 0 | 6679.1667
2028-01-01 | 133 | 1 | 6679.1667 | 0 | 0 | 0 | 0 | 6679.1667
2028-02-01 | 134 | 1 | 6679.1667 | 0 | 0 | 0 | 0 | 6679.1667
2028-03-01 | 135 | 1 | 6679.1667 | 0 | 0 | 0 | 0 | 6679.1667
2028-04-01 | 136 | 1 | 6679.1667 | 0 | 0 | 0 | 0 | 6679.1667
2028-05-01 | 137 | 1 | 6679.1667 | 0 | 0 | 0 | 0 | 6679.1667
2028-06-01 | 138 | 1 | 6679.1667 | 0 | 0 | 0 | 0 | 6679.1667
2028-07-01 | 139 | 1 | 6679.1667 | 0 | 0 | 0 | 0 | 6679.1667
2028-08-01 | 140 | 1 | 6679.1667 | 0 | 0 | 0 | 0 | 6679.1667
2028-09-01 | 141 | 1 | 6679.1667 | 0 | 0 | 0 | 0 | 6679.1667
2028-10-01 | 142 | 1 | 6679.1667 | 0 | 0 | 0 | 0 | 6679.1667
2028-11-01 | 143 | 1 | 6679.1667 | 0 | 0 | 0 | 0 | 6679.1667
2028-12-01 | 144 | 1 | 6679.1667 | 0 | 0 | 0 | 0 | 6679.1667
2029-01-01 | 145 | 1 | 6679.1667 | 0 | 0 | 0 | 0 | 6679.1667
2029-02-01 | 146 | 1 | 6679.1667 | 0 | 0 | 0 | 0 | 6679.1667
2029-03-01 | 147 | 1 | 6679.1667 | 0 | 0 | 0 | 0 | 6679.1667
2029-04-01 | 148 | 1 | 6679.1667 | 0 | 0 | 0 | 0 | 6679.1667
2029-05-01 | 149 | 1 | 6679.1667 | 0 | 0 | 0 | 0 | 6679.1667
2029-06-01 | 150 | 1 | 6679.1667 | 0 | 0 | 0 | 0 | 6679.1667
2029-07-01 | 151 | 1 | 6679.1667 | 0 | 0 | 0 | 0 | 6679.1667
2029-08-01 | 152 | 1 | 6679.1667 | 0 | 0 | 0 | 0 | 6679.1667
2029-09-01 | 153 | 1 | 6679.1667 | 0 | 0 | 0 | 0 | 6679.1667
2029-10-01 | 154 | 1 | 6679.1667 | 0 | 0 | 0 | 0 | 6679.1667
2029-11-01 | 155 | 1 | 6679.1667 | 0 | 0 | 0 | 0 | 6679.1667
2029-12-01 | 156 | 1 | 6679.1667 | 0 | 0 | 0 | 0 | 6679.1667
2030-01-01 | 157 | 1 | 6679.1667 | 0 | 0 | 0 | 0 | 6679.1667
2030-02-01 | 158 | 1 | 6679.1667 | 0 | 0 | 0 | 0 | 6679.1667
2030-03-01 | 159 | 1 | 6679.1667 | 0 | 0 | 0 | 0 | 6679.1667
2030-04-01 | 160 | 1 | 6679.1667 | 0 | 0 | 0 | 0 | 6679.1667
2030-05-01 | 161 | 1 | 6679.1667 | 0 | 0 | 0 | 0 | 6679.1667
2030-06-01 | 162 | 1 | 6679.1667 | 0 | 0 | 0 | 0 | 6679.1667
2030-07-01 | 163 | 1 | 6679.1667 | 0 | 0 | 0 | 0 | 6679.1667
2030-08-01 | 164 | 1 | 6679.1667 | 0 | 0 | 0 | 0 | 6679.1667
2030-09-01 | 165 | 1 | 6679.1667 | 0 | 0 | 0 | 0 | 6679.1667
2030-10-01 | 166 | 1 | 6679.1667 | 0 | 0 | 0 | 0 | 6679.1667
2030-11-01 | 167 | 1 | 6679.1667 | 0 | 0 | 0 | 0 | 6679.1667
2030-12-01 | 168 | 1 | 6679.1667 | 0 | 0 | 0 | 0 | 6679.1667
2031-01-01 | 169 | 1 | 6679.1667 | 0 | 0 | 0 | 0 | 6679.1667
2031-02-01 | 170 | 1 | 6679.1667 | 0 | 0 | 0 | 0 | 6679.1667
2031-03-01 | 171 | 1 | 6679.1667 | 0 | 0 | 0 | 0 | 6679.1667
2031-04-01 | 172 | 1 | 6679.1667 | 0 | 0 | 0 | 0 | 6679.1667
2031-05-01 | 173 | 1 | 6679.1667 | 0 | 0 | 0 | 0 | 6679.1667
2031-06-01 | 174 | 1 | 6679.1667 | 0 | 0 | 0 | 0 | 6679.1667
2031-07-01 | 175 | 1 | 6679.1667 | 0 | 0 | 0 | 0 | 6679.1667
2031-08-01 | 176 | 1 | 6679.1667 | 0 | 0 | 0 | 0 | 6679.1667
2031-09-01 | 177 | 1 | 6679.1667 | 0 | 0 | 0 | 0 | 6679.1667
2031-10-01 | 178 | 1 | 6679.1667 | 0 | 0 | 0 | 0 | 6679.1667
2031-11-01 | 179 | 1 | 6679.1667 | 0 | 0 | 0 | 0 | 6679.1667
2031-12-01 | 180 | 1 | 6679.1667 | 0 | 0 | 0 | 0 | 6679.1667
2032-01-01 | 181 | 1 | 6679.1667 | 0 | 0 | 0 | 0 | 6679.1667
2032-02-01 | 182 | 1 | 6679.1667 | 0 | 0 | 0 | 0 | 6679.1667
2032-03-01 | 183 | 1 | 6679.1667 | 0 | 0 | 0 | 0 | 6679.1667
2032-04-01 | 184 | 1 | 6679.1667 | 0 | 0 | 0 | 0 | 6679.1667
2032-05-01 | 185 | 1 | 6679.1667 | 0 | 0 | 0 | 0 | 6679.1667
2032-06-01 | 186 | 1 | 6679.1667 | 0 | 0 | 0 | 0 | 6679.1667
2032-07-01 | 187 | 1 | 6679.1667 | 0 | 0 | 0 | 0 | 6679.1667
2032-08-01 | 188 | 1 | 6679.1667 | 0 | 0 | 0 | 0 | 6679.1667
2032-09-01 | 189 | 1 | 6679.1667 | 0 | 0 | 0 | 0 | 6679.1667
2032-10-01 | 190 | 1 | 6679.1667 | 0 | 0 | 0 | 0 | 6679.1667
2032-11-01 | 191 | 1 | 6679.1667 | 0 | 0 | 0 | 0 | 6679.1667
2032-12-01 | 192 | 1 | 6679.1667 | 0 | 0 | 0 | 0 | 6679.1667
2033-01-01 | 193 | 1 | 6679.1667 | 0 | 0 | 0 | 0 | 6679.1667
2033-02-01 | 194 | 1 | 6679.1667 | 0 | 0 | 0 | 0 | 6679.1667
2033-03-01 | 195 | 1 | 6679.1667 | 0 | 0 | 0 | 0 | 6679.1667
2033-04-01 | 196 | 1 | 6679.1667 | 0 | 0 | 0 | 0 | 6679.1667
2033-05-01 | 197 | 1 | 6679.1667 | 0 | 0 | 0 | 0 | 6679.1667
2033-06-01 | 198 | 1 | 6679.1667 | 0 | 0 | 0 | 0 | 6679.1667
2033-07-01 | 199 | 1 | 6679.1667 | 0 | 0 | 0 | 0 | 6679.1667
2033-08-01 | 200 | 1 | 6679.1667 | 0 | 0 | 0 | 0 | 6679.1667
2033-09-01 | 201 | 1 | 6679.1667 | 0 | 0 | 0 | 0 | 6679.1667
2033-10-01 | 202 | 1 | 6679.1667 | 0 | 0 | 0 | 0 | 6679.1667
2033-11-01 | 203 | 1 | 6679.1667 | 0 | 0 | 0 | 0 | 6679.1667
2033-12-01 | 204 | 1 | 6679.1667 | 0 | 0 | 0 | 0 | 6679.1667
2034-01-01 | 205 | 1 | 6679.1667 | 0 | 0 | 0 | 0 | 6679.1667
2034-02-01 | 206 | 1 | 6679.1667 | 0 | 0 | 0 | 0 | 6679.1667
2034-03-01 | 207 | 1 | 6679.1667 | 0 | 0 | 0 | 0 | 6679.1667
2034-04-01 | 208 | 1 | 6679.1667 | 0 | 0 | 0 | 0 | 6679.1667
2034-05-01 | 209 | 1 | 6679.1667 | 0 | 0 | 0 | 0 | 6679.1667
2034-06-01 | 210 | 1 | 6679.1667 | 0 | 0 | 0 | 0 | 6679.1667
2034-07-01 | 211 | 1 | 6679.1667 | 0 | 0 | 0 | 0 | 6679.1667
2034-08-01 | 212 | 1 | 6679.1667 | 0 | 0 | 0 | 0 | 6679.1667
2034-09-01 | 213 | 1 | 6679.1667 | 0 | 0 | 0 | 0 | 6679.1667
2034-10-01 | 214 | 1 | 6679.1667 | 0 | 0 | 0 | 0 | 6679.1667
2034-11-01 | 215 | 1 | 6679.1667 | 0 | 0 | 0 | 0 | 6679.1667
2034-12-01 | 216 | 1 | 6679.1667 | 0 | 0 | 0 | 0 | 6679.1667
2035-01-01 | 217 | 1 | 6679.1667 | 0 | 0 | 0 | 0 | 6679.1667
2035-02-01 | 218 | 1 | 6679.1667 | 0 | 0 | 0 | 0 | 6679.1667
2035-03-01 | 219 | 1 | 6679.1667 | 0 | 0 | 0 | 0 | 6679.1667
2035-04-01 | 220 | 1 | 6679.1667 | 0 | 0 | 0 | 0 | 6679.1667
2035-05-01 | 221 | 1 | 6679.1667 | 0 | 0 | 0 | 0 | 6679.1667
2035-06-01 | 222 | 1 | 6679.1667 | 0 | 0 | 0 | 0 | 6679.1667
2035-07-01 | 223 | 1 | 6679.1667 | 0 | 0 | 0 | 0 | 6679.1667
2035-08-01 | 224 | 1 | 6679.1667 | 0 | 0 | 0 | 0 | 6679.1667
2035-09-01 | 225 | 1 | 6679.1667 | 0 | 0 | 0 | 0 | 6679.1667
2035-10-01 | 226 | 1 | 6679.1667 | 0 | 0 | 0 | 0 | 6679.1667
2035-11-01 | 227 | 1 | 6679.1667 | 0 | 0 | 0 | 0 | 6679.1667
2035-12-01 | 228 | 1 | 6679.1667 | 0 | 0 | 0 | 0 | 6679.1667
2036-01-01 | 229 | 1 | 6679.1667 | 0 | 0 | 0 | 0 | 6679.1667
2036-02-01 | 230 | 1 | 6679.1667 | 0 | 0 | 0 | 0 | 6679.1667
2036-03-01 | 231 | 1 | 6679.1667 | 0 | 0 | 0 | 0 | 6679.1667
2036-04-01 | 232 | 1 | 6679.1667 | 0 | 0 | 0 | 0 | 6679.1667
2036-05-01 | 233 | 1 | 6679.1667 | 0 | 0 | 0 | 0 | 6679.1667
2036-06-01 | 234 | 1 | 6679.1667 | 0 | 0 | 0 | 0 | 6679.1667
2036-07-01 | 235 | 1 | 6679.1667 | 0 | 0 | 0 | 0 | 6679.1667
2036-08-01 | 236 | 1 | 6679.1667 | 0 | 0 | 0 | 0 | 6679.1667
2036-09-01 | 237 | 1 | 6679.1667 | 0 | 0 | 0 | 0 | 6679.1667
2036-10-01 | 238 | 1 | 6679.1667 | 0 | 0 | 0 | 0 | 6679.1667
2036-11-01 | 239 | 1 | 6679.1667 | 0 | 0 | 0 | 0 | 6679.1667
2036-12-01 | 240 | 1 | 6679.1667 | 0 | 0 | 0 | 0 | 6679.1667
Formulas:
End = DATE(YEAR([Start]),MONTH([Start])+'A1 Costs and Contract'!C46,1)-1
Stage = DATE(YEAR([Stage, row above]),MONTH([Stage, row above])+1,1)
Stage = IF([Months]="NA","NA",DATE(YEAR([Stage, row above]),MONTH([Stage, row above])+1,1))

## Stage (2) Investment
Additional Detail: Stage (2) Monthly Investment
Participant: |  | Name of Market Participant (Customer) |  |  |  |  | Tariff: | AESO 2017
Project: |  | Project Name |  |  |  |  | Effective: | 1 Jan 2017
Number: |  | Project Number |  | Type: | DTS Only |  | To: | Current
Stage and Month Lookup
Stage | Months |  | Start | End
1 | 240 |  | 2017-01-01 | 2036-12-31
0 | 0 |  | 0 | 0
Stage (2) Calculated Investment per Month of Maximum Investment Term
|  |  | Investment per Month by Tier |  |  |  |  | Nominal
Month | Count | Stage | Tier (a) | Tier (b) | Tier (c) | Tier (d) | Tier (e) | Monthly
2017-01-01 | 1 | 1 | 6679.1667 | 0 | 0 | 0 | 0 | 6679.1667
2017-02-01 | 2 | 1 | 6679.1667 | 0 | 0 | 0 | 0 | 6679.1667
2017-03-01 | 3 | 1 | 6679.1667 | 0 | 0 | 0 | 0 | 6679.1667
2017-04-01 | 4 | 1 | 6679.1667 | 0 | 0 | 0 | 0 | 6679.1667
2017-05-01 | 5 | 1 | 6679.1667 | 0 | 0 | 0 | 0 | 6679.1667
2017-06-01 | 6 | 1 | 6679.1667 | 0 | 0 | 0 | 0 | 6679.1667
2017-07-01 | 7 | 1 | 6679.1667 | 0 | 0 | 0 | 0 | 6679.1667
2017-08-01 | 8 | 1 | 6679.1667 | 0 | 0 | 0 | 0 | 6679.1667
2017-09-01 | 9 | 1 | 6679.1667 | 0 | 0 | 0 | 0 | 6679.1667
2017-10-01 | 10 | 1 | 6679.1667 | 0 | 0 | 0 | 0 | 6679.1667
2017-11-01 | 11 | 1 | 6679.1667 | 0 | 0 | 0 | 0 | 6679.1667
2017-12-01 | 12 | 1 | 6679.1667 | 0 | 0 | 0 | 0 | 6679.1667
2018-01-01 | 13 | 1 | 6679.1667 | 0 | 0 | 0 | 0 | 6679.1667
2018-02-01 | 14 | 1 | 6679.1667 | 0 | 0 | 0 | 0 | 6679.1667
2018-03-01 | 15 | 1 | 6679.1667 | 0 | 0 | 0 | 0 | 6679.1667
2018-04-01 | 16 | 1 | 6679.1667 | 0 | 0 | 0 | 0 | 6679.1667
2018-05-01 | 17 | 1 | 6679.1667 | 0 | 0 | 0 | 0 | 6679.1667
2018-06-01 | 18 | 1 | 6679.1667 | 0 | 0 | 0 | 0 | 6679.1667
2018-07-01 | 19 | 1 | 6679.1667 | 0 | 0 | 0 | 0 | 6679.1667
2018-08-01 | 20 | 1 | 6679.1667 | 0 | 0 | 0 | 0 | 6679.1667
2018-09-01 | 21 | 1 | 6679.1667 | 0 | 0 | 0 | 0 | 6679.1667
2018-10-01 | 22 | 1 | 6679.1667 | 0 | 0 | 0 | 0 | 6679.1667
2018-11-01 | 23 | 1 | 6679.1667 | 0 | 0 | 0 | 0 | 6679.1667
2018-12-01 | 24 | 1 | 6679.1667 | 0 | 0 | 0 | 0 | 6679.1667
2019-01-01 | 25 | 1 | 6679.1667 | 0 | 0 | 0 | 0 | 6679.1667
2019-02-01 | 26 | 1 | 6679.1667 | 0 | 0 | 0 | 0 | 6679.1667
2019-03-01 | 27 | 1 | 6679.1667 | 0 | 0 | 0 | 0 | 6679.1667
2019-04-01 | 28 | 1 | 6679.1667 | 0 | 0 | 0 | 0 | 6679.1667
2019-05-01 | 29 | 1 | 6679.1667 | 0 | 0 | 0 | 0 | 6679.1667
2019-06-01 | 30 | 1 | 6679.1667 | 0 | 0 | 0 | 0 | 6679.1667
2019-07-01 | 31 | 1 | 6679.1667 | 0 | 0 | 0 | 0 | 6679.1667
2019-08-01 | 32 | 1 | 6679.1667 | 0 | 0 | 0 | 0 | 6679.1667
2019-09-01 | 33 | 1 | 6679.1667 | 0 | 0 | 0 | 0 | 6679.1667
2019-10-01 | 34 | 1 | 6679.1667 | 0 | 0 | 0 | 0 | 6679.1667
2019-11-01 | 35 | 1 | 6679.1667 | 0 | 0 | 0 | 0 | 6679.1667
2019-12-01 | 36 | 1 | 6679.1667 | 0 | 0 | 0 | 0 | 6679.1667
2020-01-01 | 37 | 1 | 6679.1667 | 0 | 0 | 0 | 0 | 6679.1667
2020-02-01 | 38 | 1 | 6679.1667 | 0 | 0 | 0 | 0 | 6679.1667
2020-03-01 | 39 | 1 | 6679.1667 | 0 | 0 | 0 | 0 | 6679.1667
2020-04-01 | 40 | 1 | 6679.1667 | 0 | 0 | 0 | 0 | 6679.1667
2020-05-01 | 41 | 1 | 6679.1667 | 0 | 0 | 0 | 0 | 6679.1667
2020-06-01 | 42 | 1 | 6679.1667 | 0 | 0 | 0 | 0 | 6679.1667
2020-07-01 | 43 | 1 | 6679.1667 | 0 | 0 | 0 | 0 | 6679.1667
2020-08-01 | 44 | 1 | 6679.1667 | 0 | 0 | 0 | 0 | 6679.1667
2020-09-01 | 45 | 1 | 6679.1667 | 0 | 0 | 0 | 0 | 6679.1667
2020-10-01 | 46 | 1 | 6679.1667 | 0 | 0 | 0 | 0 | 6679.1667
2020-11-01 | 47 | 1 | 6679.1667 | 0 | 0 | 0 | 0 | 6679.1667
2020-12-01 | 48 | 1 | 6679.1667 | 0 | 0 | 0 | 0 | 6679.1667
2021-01-01 | 49 | 1 | 6679.1667 | 0 | 0 | 0 | 0 | 6679.1667
2021-02-01 | 50 | 1 | 6679.1667 | 0 | 0 | 0 | 0 | 6679.1667
2021-03-01 | 51 | 1 | 6679.1667 | 0 | 0 | 0 | 0 | 6679.1667
2021-04-01 | 52 | 1 | 6679.1667 | 0 | 0 | 0 | 0 | 6679.1667
2021-05-01 | 53 | 1 | 6679.1667 | 0 | 0 | 0 | 0 | 6679.1667
2021-06-01 | 54 | 1 | 6679.1667 | 0 | 0 | 0 | 0 | 6679.1667
2021-07-01 | 55 | 1 | 6679.1667 | 0 | 0 | 0 | 0 | 6679.1667
2021-08-01 | 56 | 1 | 6679.1667 | 0 | 0 | 0 | 0 | 6679.1667
2021-09-01 | 57 | 1 | 6679.1667 | 0 | 0 | 0 | 0 | 6679.1667
2021-10-01 | 58 | 1 | 6679.1667 | 0 | 0 | 0 | 0 | 6679.1667
2021-11-01 | 59 | 1 | 6679.1667 | 0 | 0 | 0 | 0 | 6679.1667
2021-12-01 | 60 | 1 | 6679.1667 | 0 | 0 | 0 | 0 | 6679.1667
2022-01-01 | 61 | 1 | 6679.1667 | 0 | 0 | 0 | 0 | 6679.1667
2022-02-01 | 62 | 1 | 6679.1667 | 0 | 0 | 0 | 0 | 6679.1667
2022-03-01 | 63 | 1 | 6679.1667 | 0 | 0 | 0 | 0 | 6679.1667
2022-04-01 | 64 | 1 | 6679.1667 | 0 | 0 | 0 | 0 | 6679.1667
2022-05-01 | 65 | 1 | 6679.1667 | 0 | 0 | 0 | 0 | 6679.1667
2022-06-01 | 66 | 1 | 6679.1667 | 0 | 0 | 0 | 0 | 6679.1667
2022-07-01 | 67 | 1 | 6679.1667 | 0 | 0 | 0 | 0 | 6679.1667
2022-08-01 | 68 | 1 | 6679.1667 | 0 | 0 | 0 | 0 | 6679.1667
2022-09-01 | 69 | 1 | 6679.1667 | 0 | 0 | 0 | 0 | 6679.1667
2022-10-01 | 70 | 1 | 6679.1667 | 0 | 0 | 0 | 0 | 6679.1667
2022-11-01 | 71 | 1 | 6679.1667 | 0 | 0 | 0 | 0 | 6679.1667
2022-12-01 | 72 | 1 | 6679.1667 | 0 | 0 | 0 | 0 | 6679.1667
2023-01-01 | 73 | 1 | 6679.1667 | 0 | 0 | 0 | 0 | 6679.1667
2023-02-01 | 74 | 1 | 6679.1667 | 0 | 0 | 0 | 0 | 6679.1667
2023-03-01 | 75 | 1 | 6679.1667 | 0 | 0 | 0 | 0 | 6679.1667
2023-04-01 | 76 | 1 | 6679.1667 | 0 | 0 | 0 | 0 | 6679.1667
2023-05-01 | 77 | 1 | 6679.1667 | 0 | 0 | 0 | 0 | 6679.1667
2023-06-01 | 78 | 1 | 6679.1667 | 0 | 0 | 0 | 0 | 6679.1667
2023-07-01 | 79 | 1 | 6679.1667 | 0 | 0 | 0 | 0 | 6679.1667
2023-08-01 | 80 | 1 | 6679.1667 | 0 | 0 | 0 | 0 | 6679.1667
2023-09-01 | 81 | 1 | 6679.1667 | 0 | 0 | 0 | 0 | 6679.1667
2023-10-01 | 82 | 1 | 6679.1667 | 0 | 0 | 0 | 0 | 6679.1667
2023-11-01 | 83 | 1 | 6679.1667 | 0 | 0 | 0 | 0 | 6679.1667
2023-12-01 | 84 | 1 | 6679.1667 | 0 | 0 | 0 | 0 | 6679.1667
2024-01-01 | 85 | 1 | 6679.1667 | 0 | 0 | 0 | 0 | 6679.1667
2024-02-01 | 86 | 1 | 6679.1667 | 0 | 0 | 0 | 0 | 6679.1667
2024-03-01 | 87 | 1 | 6679.1667 | 0 | 0 | 0 | 0 | 6679.1667
2024-04-01 | 88 | 1 | 6679.1667 | 0 | 0 | 0 | 0 | 6679.1667
2024-05-01 | 89 | 1 | 6679.1667 | 0 | 0 | 0 | 0 | 6679.1667
2024-06-01 | 90 | 1 | 6679.1667 | 0 | 0 | 0 | 0 | 6679.1667
2024-07-01 | 91 | 1 | 6679.1667 | 0 | 0 | 0 | 0 | 6679.1667
2024-08-01 | 92 | 1 | 6679.1667 | 0 | 0 | 0 | 0 | 6679.1667
2024-09-01 | 93 | 1 | 6679.1667 | 0 | 0 | 0 | 0 | 6679.1667
2024-10-01 | 94 | 1 | 6679.1667 | 0 | 0 | 0 | 0 | 6679.1667
2024-11-01 | 95 | 1 | 6679.1667 | 0 | 0 | 0 | 0 | 6679.1667
2024-12-01 | 96 | 1 | 6679.1667 | 0 | 0 | 0 | 0 | 6679.1667
2025-01-01 | 97 | 1 | 6679.1667 | 0 | 0 | 0 | 0 | 6679.1667
2025-02-01 | 98 | 1 | 6679.1667 | 0 | 0 | 0 | 0 | 6679.1667
2025-03-01 | 99 | 1 | 6679.1667 | 0 | 0 | 0 | 0 | 6679.1667
2025-04-01 | 100 | 1 | 6679.1667 | 0 | 0 | 0 | 0 | 6679.1667
2025-05-01 | 101 | 1 | 6679.1667 | 0 | 0 | 0 | 0 | 6679.1667
2025-06-01 | 102 | 1 | 6679.1667 | 0 | 0 | 0 | 0 | 6679.1667
2025-07-01 | 103 | 1 | 6679.1667 | 0 | 0 | 0 | 0 | 6679.1667
2025-08-01 | 104 | 1 | 6679.1667 | 0 | 0 | 0 | 0 | 6679.1667
2025-09-01 | 105 | 1 | 6679.1667 | 0 | 0 | 0 | 0 | 6679.1667
2025-10-01 | 106 | 1 | 6679.1667 | 0 | 0 | 0 | 0 | 6679.1667
2025-11-01 | 107 | 1 | 6679.1667 | 0 | 0 | 0 | 0 | 6679.1667
2025-12-01 | 108 | 1 | 6679.1667 | 0 | 0 | 0 | 0 | 6679.1667
2026-01-01 | 109 | 1 | 6679.1667 | 0 | 0 | 0 | 0 | 6679.1667
2026-02-01 | 110 | 1 | 6679.1667 | 0 | 0 | 0 | 0 | 6679.1667
2026-03-01 | 111 | 1 | 6679.1667 | 0 | 0 | 0 | 0 | 6679.1667
2026-04-01 | 112 | 1 | 6679.1667 | 0 | 0 | 0 | 0 | 6679.1667
2026-05-01 | 113 | 1 | 6679.1667 | 0 | 0 | 0 | 0 | 6679.1667
2026-06-01 | 114 | 1 | 6679.1667 | 0 | 0 | 0 | 0 | 6679.1667
2026-07-01 | 115 | 1 | 6679.1667 | 0 | 0 | 0 | 0 | 6679.1667
2026-08-01 | 116 | 1 | 6679.1667 | 0 | 0 | 0 | 0 | 6679.1667
2026-09-01 | 117 | 1 | 6679.1667 | 0 | 0 | 0 | 0 | 6679.1667
2026-10-01 | 118 | 1 | 6679.1667 | 0 | 0 | 0 | 0 | 6679.1667
2026-11-01 | 119 | 1 | 6679.1667 | 0 | 0 | 0 | 0 | 6679.1667
2026-12-01 | 120 | 1 | 6679.1667 | 0 | 0 | 0 | 0 | 6679.1667
2027-01-01 | 121 | 1 | 6679.1667 | 0 | 0 | 0 | 0 | 6679.1667
2027-02-01 | 122 | 1 | 6679.1667 | 0 | 0 | 0 | 0 | 6679.1667
2027-03-01 | 123 | 1 | 6679.1667 | 0 | 0 | 0 | 0 | 6679.1667
2027-04-01 | 124 | 1 | 6679.1667 | 0 | 0 | 0 | 0 | 6679.1667
2027-05-01 | 125 | 1 | 6679.1667 | 0 | 0 | 0 | 0 | 6679.1667
2027-06-01 | 126 | 1 | 6679.1667 | 0 | 0 | 0 | 0 | 6679.1667
2027-07-01 | 127 | 1 | 6679.1667 | 0 | 0 | 0 | 0 | 6679.1667
2027-08-01 | 128 | 1 | 6679.1667 | 0 | 0 | 0 | 0 | 6679.1667
2027-09-01 | 129 | 1 | 6679.1667 | 0 | 0 | 0 | 0 | 6679.1667
2027-10-01 | 130 | 1 | 6679.1667 | 0 | 0 | 0 | 0 | 6679.1667
2027-11-01 | 131 | 1 | 6679.1667 | 0 | 0 | 0 | 0 | 6679.1667
2027-12-01 | 132 | 1 | 6679.1667 | 0 | 0 | 0 | 0 | 6679.1667
2028-01-01 | 133 | 1 | 6679.1667 | 0 | 0 | 0 | 0 | 6679.1667
2028-02-01 | 134 | 1 | 6679.1667 | 0 | 0 | 0 | 0 | 6679.1667
2028-03-01 | 135 | 1 | 6679.1667 | 0 | 0 | 0 | 0 | 6679.1667
2028-04-01 | 136 | 1 | 6679.1667 | 0 | 0 | 0 | 0 | 6679.1667
2028-05-01 | 137 | 1 | 6679.1667 | 0 | 0 | 0 | 0 | 6679.1667
2028-06-01 | 138 | 1 | 6679.1667 | 0 | 0 | 0 | 0 | 6679.1667
2028-07-01 | 139 | 1 | 6679.1667 | 0 | 0 | 0 | 0 | 6679.1667
2028-08-01 | 140 | 1 | 6679.1667 | 0 | 0 | 0 | 0 | 6679.1667
2028-09-01 | 141 | 1 | 6679.1667 | 0 | 0 | 0 | 0 | 6679.1667
2028-10-01 | 142 | 1 | 6679.1667 | 0 | 0 | 0 | 0 | 6679.1667
2028-11-01 | 143 | 1 | 6679.1667 | 0 | 0 | 0 | 0 | 6679.1667
2028-12-01 | 144 | 1 | 6679.1667 | 0 | 0 | 0 | 0 | 6679.1667
2029-01-01 | 145 | 1 | 6679.1667 | 0 | 0 | 0 | 0 | 6679.1667
2029-02-01 | 146 | 1 | 6679.1667 | 0 | 0 | 0 | 0 | 6679.1667
2029-03-01 | 147 | 1 | 6679.1667 | 0 | 0 | 0 | 0 | 6679.1667
2029-04-01 | 148 | 1 | 6679.1667 | 0 | 0 | 0 | 0 | 6679.1667
2029-05-01 | 149 | 1 | 6679.1667 | 0 | 0 | 0 | 0 | 6679.1667
2029-06-01 | 150 | 1 | 6679.1667 | 0 | 0 | 0 | 0 | 6679.1667
2029-07-01 | 151 | 1 | 6679.1667 | 0 | 0 | 0 | 0 | 6679.1667
2029-08-01 | 152 | 1 | 6679.1667 | 0 | 0 | 0 | 0 | 6679.1667
2029-09-01 | 153 | 1 | 6679.1667 | 0 | 0 | 0 | 0 | 6679.1667
2029-10-01 | 154 | 1 | 6679.1667 | 0 | 0 | 0 | 0 | 6679.1667
2029-11-01 | 155 | 1 | 6679.1667 | 0 | 0 | 0 | 0 | 6679.1667
2029-12-01 | 156 | 1 | 6679.1667 | 0 | 0 | 0 | 0 | 6679.1667
2030-01-01 | 157 | 1 | 6679.1667 | 0 | 0 | 0 | 0 | 6679.1667
2030-02-01 | 158 | 1 | 6679.1667 | 0 | 0 | 0 | 0 | 6679.1667
2030-03-01 | 159 | 1 | 6679.1667 | 0 | 0 | 0 | 0 | 6679.1667
2030-04-01 | 160 | 1 | 6679.1667 | 0 | 0 | 0 | 0 | 6679.1667
2030-05-01 | 161 | 1 | 6679.1667 | 0 | 0 | 0 | 0 | 6679.1667
2030-06-01 | 162 | 1 | 6679.1667 | 0 | 0 | 0 | 0 | 6679.1667
2030-07-01 | 163 | 1 | 6679.1667 | 0 | 0 | 0 | 0 | 6679.1667
2030-08-01 | 164 | 1 | 6679.1667 | 0 | 0 | 0 | 0 | 6679.1667
2030-09-01 | 165 | 1 | 6679.1667 | 0 | 0 | 0 | 0 | 6679.1667
2030-10-01 | 166 | 1 | 6679.1667 | 0 | 0 | 0 | 0 | 6679.1667
2030-11-01 | 167 | 1 | 6679.1667 | 0 | 0 | 0 | 0 | 6679.1667
2030-12-01 | 168 | 1 | 6679.1667 | 0 | 0 | 0 | 0 | 6679.1667
2031-01-01 | 169 | 1 | 6679.1667 | 0 | 0 | 0 | 0 | 6679.1667
2031-02-01 | 170 | 1 | 6679.1667 | 0 | 0 | 0 | 0 | 6679.1667
2031-03-01 | 171 | 1 | 6679.1667 | 0 | 0 | 0 | 0 | 6679.1667
2031-04-01 | 172 | 1 | 6679.1667 | 0 | 0 | 0 | 0 | 6679.1667
2031-05-01 | 173 | 1 | 6679.1667 | 0 | 0 | 0 | 0 | 6679.1667
2031-06-01 | 174 | 1 | 6679.1667 | 0 | 0 | 0 | 0 | 6679.1667
2031-07-01 | 175 | 1 | 6679.1667 | 0 | 0 | 0 | 0 | 6679.1667
2031-08-01 | 176 | 1 | 6679.1667 | 0 | 0 | 0 | 0 | 6679.1667
2031-09-01 | 177 | 1 | 6679.1667 | 0 | 0 | 0 | 0 | 6679.1667
2031-10-01 | 178 | 1 | 6679.1667 | 0 | 0 | 0 | 0 | 6679.1667
2031-11-01 | 179 | 1 | 6679.1667 | 0 | 0 | 0 | 0 | 6679.1667
2031-12-01 | 180 | 1 | 6679.1667 | 0 | 0 | 0 | 0 | 6679.1667
2032-01-01 | 181 | 1 | 6679.1667 | 0 | 0 | 0 | 0 | 6679.1667
2032-02-01 | 182 | 1 | 6679.1667 | 0 | 0 | 0 | 0 | 6679.1667
2032-03-01 | 183 | 1 | 6679.1667 | 0 | 0 | 0 | 0 | 6679.1667
2032-04-01 | 184 | 1 | 6679.1667 | 0 | 0 | 0 | 0 | 6679.1667
2032-05-01 | 185 | 1 | 6679.1667 | 0 | 0 | 0 | 0 | 6679.1667
2032-06-01 | 186 | 1 | 6679.1667 | 0 | 0 | 0 | 0 | 6679.1667
2032-07-01 | 187 | 1 | 6679.1667 | 0 | 0 | 0 | 0 | 6679.1667
2032-08-01 | 188 | 1 | 6679.1667 | 0 | 0 | 0 | 0 | 6679.1667
2032-09-01 | 189 | 1 | 6679.1667 | 0 | 0 | 0 | 0 | 6679.1667
2032-10-01 | 190 | 1 | 6679.1667 | 0 | 0 | 0 | 0 | 6679.1667
2032-11-01 | 191 | 1 | 6679.1667 | 0 | 0 | 0 | 0 | 6679.1667
2032-12-01 | 192 | 1 | 6679.1667 | 0 | 0 | 0 | 0 | 6679.1667
2033-01-01 | 193 | 1 | 6679.1667 | 0 | 0 | 0 | 0 | 6679.1667
2033-02-01 | 194 | 1 | 6679.1667 | 0 | 0 | 0 | 0 | 6679.1667
2033-03-01 | 195 | 1 | 6679.1667 | 0 | 0 | 0 | 0 | 6679.1667
2033-04-01 | 196 | 1 | 6679.1667 | 0 | 0 | 0 | 0 | 6679.1667
2033-05-01 | 197 | 1 | 6679.1667 | 0 | 0 | 0 | 0 | 6679.1667
2033-06-01 | 198 | 1 | 6679.1667 | 0 | 0 | 0 | 0 | 6679.1667
2033-07-01 | 199 | 1 | 6679.1667 | 0 | 0 | 0 | 0 | 6679.1667
2033-08-01 | 200 | 1 | 6679.1667 | 0 | 0 | 0 | 0 | 6679.1667
2033-09-01 | 201 | 1 | 6679.1667 | 0 | 0 | 0 | 0 | 6679.1667
2033-10-01 | 202 | 1 | 6679.1667 | 0 | 0 | 0 | 0 | 6679.1667
2033-11-01 | 203 | 1 | 6679.1667 | 0 | 0 | 0 | 0 | 6679.1667
2033-12-01 | 204 | 1 | 6679.1667 | 0 | 0 | 0 | 0 | 6679.1667
2034-01-01 | 205 | 1 | 6679.1667 | 0 | 0 | 0 | 0 | 6679.1667
2034-02-01 | 206 | 1 | 6679.1667 | 0 | 0 | 0 | 0 | 6679.1667
2034-03-01 | 207 | 1 | 6679.1667 | 0 | 0 | 0 | 0 | 6679.1667
2034-04-01 | 208 | 1 | 6679.1667 | 0 | 0 | 0 | 0 | 6679.1667
2034-05-01 | 209 | 1 | 6679.1667 | 0 | 0 | 0 | 0 | 6679.1667
2034-06-01 | 210 | 1 | 6679.1667 | 0 | 0 | 0 | 0 | 6679.1667
2034-07-01 | 211 | 1 | 6679.1667 | 0 | 0 | 0 | 0 | 6679.1667
2034-08-01 | 212 | 1 | 6679.1667 | 0 | 0 | 0 | 0 | 6679.1667
2034-09-01 | 213 | 1 | 6679.1667 | 0 | 0 | 0 | 0 | 6679.1667
2034-10-01 | 214 | 1 | 6679.1667 | 0 | 0 | 0 | 0 | 6679.1667
2034-11-01 | 215 | 1 | 6679.1667 | 0 | 0 | 0 | 0 | 6679.1667
2034-12-01 | 216 | 1 | 6679.1667 | 0 | 0 | 0 | 0 | 6679.1667
2035-01-01 | 217 | 1 | 6679.1667 | 0 | 0 | 0 | 0 | 6679.1667
2035-02-01 | 218 | 1 | 6679.1667 | 0 | 0 | 0 | 0 | 6679.1667
2035-03-01 | 219 | 1 | 6679.1667 | 0 | 0 | 0 | 0 | 6679.1667
2035-04-01 | 220 | 1 | 6679.1667 | 0 | 0 | 0 | 0 | 6679.1667
2035-05-01 | 221 | 1 | 6679.1667 | 0 | 0 | 0 | 0 | 6679.1667
2035-06-01 | 222 | 1 | 6679.1667 | 0 | 0 | 0 | 0 | 6679.1667
2035-07-01 | 223 | 1 | 6679.1667 | 0 | 0 | 0 | 0 | 6679.1667
2035-08-01 | 224 | 1 | 6679.1667 | 0 | 0 | 0 | 0 | 6679.1667
2035-09-01 | 225 | 1 | 6679.1667 | 0 | 0 | 0 | 0 | 6679.1667
2035-10-01 | 226 | 1 | 6679.1667 | 0 | 0 | 0 | 0 | 6679.1667
2035-11-01 | 227 | 1 | 6679.1667 | 0 | 0 | 0 | 0 | 6679.1667
2035-12-01 | 228 | 1 | 6679.1667 | 0 | 0 | 0 | 0 | 6679.1667
2036-01-01 | 229 | 1 | 6679.1667 | 0 | 0 | 0 | 0 | 6679.1667
2036-02-01 | 230 | 1 | 6679.1667 | 0 | 0 | 0 | 0 | 6679.1667
2036-03-01 | 231 | 1 | 6679.1667 | 0 | 0 | 0 | 0 | 6679.1667
2036-04-01 | 232 | 1 | 6679.1667 | 0 | 0 | 0 | 0 | 6679.1667
2036-05-01 | 233 | 1 | 6679.1667 | 0 | 0 | 0 | 0 | 6679.1667
2036-06-01 | 234 | 1 | 6679.1667 | 0 | 0 | 0 | 0 | 6679.1667
2036-07-01 | 235 | 1 | 6679.1667 | 0 | 0 | 0 | 0 | 6679.1667
2036-08-01 | 236 | 1 | 6679.1667 | 0 | 0 | 0 | 0 | 6679.1667
2036-09-01 | 237 | 1 | 6679.1667 | 0 | 0 | 0 | 0 | 6679.1667
2036-10-01 | 238 | 1 | 6679.1667 | 0 | 0 | 0 | 0 | 6679.1667
2036-11-01 | 239 | 1 | 6679.1667 | 0 | 0 | 0 | 0 | 6679.1667
2036-12-01 | 240 | 1 | 6679.1667 | 0 | 0 | 0 | 0 | 6679.1667
Formulas:
Start = IF([Stage]=0,0,DATE(YEAR('A1 Costs and Contract'!B37),MONTH('A1 Costs and Contract'!B37),1))
End = DATE(YEAR([Start]),MONTH([Start])+'A1 Costs and Contract'!C46,1)-1
End = IF([Stage]=0,0,[End, row above])
Stage = DATE(YEAR([Stage, row above]),MONTH([Stage, row above])+1,1)
Stage = IF([Months]="NA","NA",DATE(YEAR([Stage, row above]),MONTH([Stage, row above])+1,1))

## Stage (3) Investment
Additional Detail: Stage (3) Monthly Investment
Participant: |  | Name of Market Participant (Customer) |  |  |  |  | Tariff: | AESO 2017
Project: |  | Project Name |  |  |  |  | Effective: | 1 Jan 2017
Number: |  | Project Number |  | Type: | DTS Only |  | To: | Current
Stage and Month Lookup
Stage | Months |  | Start | End
1 | 240 |  | 2017-01-01 | 2036-12-31
0 | 0 |  | 0 | 0
0 | 0 |  | 0 | 0
Stage (3) Calculated Investment per Month of Maximum Investment Term
|  |  | Investment per Month by Tier |  |  |  |  | Nominal
Month | Count | Stage | Tier (a) | Tier (b) | Tier (c) | Tier (d) | Tier (e) | Monthly
2017-01-01 | 1 | 1 | 6679.1667 | 0 | 0 | 0 | 0 | 6679.1667
2017-02-01 | 2 | 1 | 6679.1667 | 0 | 0 | 0 | 0 | 6679.1667
2017-03-01 | 3 | 1 | 6679.1667 | 0 | 0 | 0 | 0 | 6679.1667
2017-04-01 | 4 | 1 | 6679.1667 | 0 | 0 | 0 | 0 | 6679.1667
2017-05-01 | 5 | 1 | 6679.1667 | 0 | 0 | 0 | 0 | 6679.1667
2017-06-01 | 6 | 1 | 6679.1667 | 0 | 0 | 0 | 0 | 6679.1667
2017-07-01 | 7 | 1 | 6679.1667 | 0 | 0 | 0 | 0 | 6679.1667
2017-08-01 | 8 | 1 | 6679.1667 | 0 | 0 | 0 | 0 | 6679.1667
2017-09-01 | 9 | 1 | 6679.1667 | 0 | 0 | 0 | 0 | 6679.1667
2017-10-01 | 10 | 1 | 6679.1667 | 0 | 0 | 0 | 0 | 6679.1667
2017-11-01 | 11 | 1 | 6679.1667 | 0 | 0 | 0 | 0 | 6679.1667
2017-12-01 | 12 | 1 | 6679.1667 | 0 | 0 | 0 | 0 | 6679.1667
2018-01-01 | 13 | 1 | 6679.1667 | 0 | 0 | 0 | 0 | 6679.1667
2018-02-01 | 14 | 1 | 6679.1667 | 0 | 0 | 0 | 0 | 6679.1667
2018-03-01 | 15 | 1 | 6679.1667 | 0 | 0 | 0 | 0 | 6679.1667
2018-04-01 | 16 | 1 | 6679.1667 | 0 | 0 | 0 | 0 | 6679.1667
2018-05-01 | 17 | 1 | 6679.1667 | 0 | 0 | 0 | 0 | 6679.1667
2018-06-01 | 18 | 1 | 6679.1667 | 0 | 0 | 0 | 0 | 6679.1667
2018-07-01 | 19 | 1 | 6679.1667 | 0 | 0 | 0 | 0 | 6679.1667
2018-08-01 | 20 | 1 | 6679.1667 | 0 | 0 | 0 | 0 | 6679.1667
2018-09-01 | 21 | 1 | 6679.1667 | 0 | 0 | 0 | 0 | 6679.1667
2018-10-01 | 22 | 1 | 6679.1667 | 0 | 0 | 0 | 0 | 6679.1667
2018-11-01 | 23 | 1 | 6679.1667 | 0 | 0 | 0 | 0 | 6679.1667
2018-12-01 | 24 | 1 | 6679.1667 | 0 | 0 | 0 | 0 | 6679.1667
2019-01-01 | 25 | 1 | 6679.1667 | 0 | 0 | 0 | 0 | 6679.1667
2019-02-01 | 26 | 1 | 6679.1667 | 0 | 0 | 0 | 0 | 6679.1667
2019-03-01 | 27 | 1 | 6679.1667 | 0 | 0 | 0 | 0 | 6679.1667
2019-04-01 | 28 | 1 | 6679.1667 | 0 | 0 | 0 | 0 | 6679.1667
2019-05-01 | 29 | 1 | 6679.1667 | 0 | 0 | 0 | 0 | 6679.1667
2019-06-01 | 30 | 1 | 6679.1667 | 0 | 0 | 0 | 0 | 6679.1667
2019-07-01 | 31 | 1 | 6679.1667 | 0 | 0 | 0 | 0 | 6679.1667
2019-08-01 | 32 | 1 | 6679.1667 | 0 | 0 | 0 | 0 | 6679.1667
2019-09-01 | 33 | 1 | 6679.1667 | 0 | 0 | 0 | 0 | 6679.1667
2019-10-01 | 34 | 1 | 6679.1667 | 0 | 0 | 0 | 0 | 6679.1667
2019-11-01 | 35 | 1 | 6679.1667 | 0 | 0 | 0 | 0 | 6679.1667
2019-12-01 | 36 | 1 | 6679.1667 | 0 | 0 | 0 | 0 | 6679.1667
2020-01-01 | 37 | 1 | 6679.1667 | 0 | 0 | 0 | 0 | 6679.1667
2020-02-01 | 38 | 1 | 6679.1667 | 0 | 0 | 0 | 0 | 6679.1667
2020-03-01 | 39 | 1 | 6679.1667 | 0 | 0 | 0 | 0 | 6679.1667
2020-04-01 | 40 | 1 | 6679.1667 | 0 | 0 | 0 | 0 | 6679.1667
2020-05-01 | 41 | 1 | 6679.1667 | 0 | 0 | 0 | 0 | 6679.1667
2020-06-01 | 42 | 1 | 6679.1667 | 0 | 0 | 0 | 0 | 6679.1667
2020-07-01 | 43 | 1 | 6679.1667 | 0 | 0 | 0 | 0 | 6679.1667
2020-08-01 | 44 | 1 | 6679.1667 | 0 | 0 | 0 | 0 | 6679.1667
2020-09-01 | 45 | 1 | 6679.1667 | 0 | 0 | 0 | 0 | 6679.1667
2020-10-01 | 46 | 1 | 6679.1667 | 0 | 0 | 0 | 0 | 6679.1667
2020-11-01 | 47 | 1 | 6679.1667 | 0 | 0 | 0 | 0 | 6679.1667
2020-12-01 | 48 | 1 | 6679.1667 | 0 | 0 | 0 | 0 | 6679.1667
2021-01-01 | 49 | 1 | 6679.1667 | 0 | 0 | 0 | 0 | 6679.1667
2021-02-01 | 50 | 1 | 6679.1667 | 0 | 0 | 0 | 0 | 6679.1667
2021-03-01 | 51 | 1 | 6679.1667 | 0 | 0 | 0 | 0 | 6679.1667
2021-04-01 | 52 | 1 | 6679.1667 | 0 | 0 | 0 | 0 | 6679.1667
2021-05-01 | 53 | 1 | 6679.1667 | 0 | 0 | 0 | 0 | 6679.1667
2021-06-01 | 54 | 1 | 6679.1667 | 0 | 0 | 0 | 0 | 6679.1667
2021-07-01 | 55 | 1 | 6679.1667 | 0 | 0 | 0 | 0 | 6679.1667
2021-08-01 | 56 | 1 | 6679.1667 | 0 | 0 | 0 | 0 | 6679.1667
2021-09-01 | 57 | 1 | 6679.1667 | 0 | 0 | 0 | 0 | 6679.1667
2021-10-01 | 58 | 1 | 6679.1667 | 0 | 0 | 0 | 0 | 6679.1667
2021-11-01 | 59 | 1 | 6679.1667 | 0 | 0 | 0 | 0 | 6679.1667
2021-12-01 | 60 | 1 | 6679.1667 | 0 | 0 | 0 | 0 | 6679.1667
2022-01-01 | 61 | 1 | 6679.1667 | 0 | 0 | 0 | 0 | 6679.1667
2022-02-01 | 62 | 1 | 6679.1667 | 0 | 0 | 0 | 0 | 6679.1667
2022-03-01 | 63 | 1 | 6679.1667 | 0 | 0 | 0 | 0 | 6679.1667
2022-04-01 | 64 | 1 | 6679.1667 | 0 | 0 | 0 | 0 | 6679.1667
2022-05-01 | 65 | 1 | 6679.1667 | 0 | 0 | 0 | 0 | 6679.1667
2022-06-01 | 66 | 1 | 6679.1667 | 0 | 0 | 0 | 0 | 6679.1667
2022-07-01 | 67 | 1 | 6679.1667 | 0 | 0 | 0 | 0 | 6679.1667
2022-08-01 | 68 | 1 | 6679.1667 | 0 | 0 | 0 | 0 | 6679.1667
2022-09-01 | 69 | 1 | 6679.1667 | 0 | 0 | 0 | 0 | 6679.1667
2022-10-01 | 70 | 1 | 6679.1667 | 0 | 0 | 0 | 0 | 6679.1667
2022-11-01 | 71 | 1 | 6679.1667 | 0 | 0 | 0 | 0 | 6679.1667
2022-12-01 | 72 | 1 | 6679.1667 | 0 | 0 | 0 | 0 | 6679.1667
2023-01-01 | 73 | 1 | 6679.1667 | 0 | 0 | 0 | 0 | 6679.1667
2023-02-01 | 74 | 1 | 6679.1667 | 0 | 0 | 0 | 0 | 6679.1667
2023-03-01 | 75 | 1 | 6679.1667 | 0 | 0 | 0 | 0 | 6679.1667
2023-04-01 | 76 | 1 | 6679.1667 | 0 | 0 | 0 | 0 | 6679.1667
2023-05-01 | 77 | 1 | 6679.1667 | 0 | 0 | 0 | 0 | 6679.1667
2023-06-01 | 78 | 1 | 6679.1667 | 0 | 0 | 0 | 0 | 6679.1667
2023-07-01 | 79 | 1 | 6679.1667 | 0 | 0 | 0 | 0 | 6679.1667
2023-08-01 | 80 | 1 | 6679.1667 | 0 | 0 | 0 | 0 | 6679.1667
2023-09-01 | 81 | 1 | 6679.1667 | 0 | 0 | 0 | 0 | 6679.1667
2023-10-01 | 82 | 1 | 6679.1667 | 0 | 0 | 0 | 0 | 6679.1667
2023-11-01 | 83 | 1 | 6679.1667 | 0 | 0 | 0 | 0 | 6679.1667
2023-12-01 | 84 | 1 | 6679.1667 | 0 | 0 | 0 | 0 | 6679.1667
2024-01-01 | 85 | 1 | 6679.1667 | 0 | 0 | 0 | 0 | 6679.1667
2024-02-01 | 86 | 1 | 6679.1667 | 0 | 0 | 0 | 0 | 6679.1667
2024-03-01 | 87 | 1 | 6679.1667 | 0 | 0 | 0 | 0 | 6679.1667
2024-04-01 | 88 | 1 | 6679.1667 | 0 | 0 | 0 | 0 | 6679.1667
2024-05-01 | 89 | 1 | 6679.1667 | 0 | 0 | 0 | 0 | 6679.1667
2024-06-01 | 90 | 1 | 6679.1667 | 0 | 0 | 0 | 0 | 6679.1667
2024-07-01 | 91 | 1 | 6679.1667 | 0 | 0 | 0 | 0 | 6679.1667
2024-08-01 | 92 | 1 | 6679.1667 | 0 | 0 | 0 | 0 | 6679.1667
2024-09-01 | 93 | 1 | 6679.1667 | 0 | 0 | 0 | 0 | 6679.1667
2024-10-01 | 94 | 1 | 6679.1667 | 0 | 0 | 0 | 0 | 6679.1667
2024-11-01 | 95 | 1 | 6679.1667 | 0 | 0 | 0 | 0 | 6679.1667
2024-12-01 | 96 | 1 | 6679.1667 | 0 | 0 | 0 | 0 | 6679.1667
2025-01-01 | 97 | 1 | 6679.1667 | 0 | 0 | 0 | 0 | 6679.1667
2025-02-01 | 98 | 1 | 6679.1667 | 0 | 0 | 0 | 0 | 6679.1667
2025-03-01 | 99 | 1 | 6679.1667 | 0 | 0 | 0 | 0 | 6679.1667
2025-04-01 | 100 | 1 | 6679.1667 | 0 | 0 | 0 | 0 | 6679.1667
2025-05-01 | 101 | 1 | 6679.1667 | 0 | 0 | 0 | 0 | 6679.1667
2025-06-01 | 102 | 1 | 6679.1667 | 0 | 0 | 0 | 0 | 6679.1667
2025-07-01 | 103 | 1 | 6679.1667 | 0 | 0 | 0 | 0 | 6679.1667
2025-08-01 | 104 | 1 | 6679.1667 | 0 | 0 | 0 | 0 | 6679.1667
2025-09-01 | 105 | 1 | 6679.1667 | 0 | 0 | 0 | 0 | 6679.1667
2025-10-01 | 106 | 1 | 6679.1667 | 0 | 0 | 0 | 0 | 6679.1667
2025-11-01 | 107 | 1 | 6679.1667 | 0 | 0 | 0 | 0 | 6679.1667
2025-12-01 | 108 | 1 | 6679.1667 | 0 | 0 | 0 | 0 | 6679.1667
2026-01-01 | 109 | 1 | 6679.1667 | 0 | 0 | 0 | 0 | 6679.1667
2026-02-01 | 110 | 1 | 6679.1667 | 0 | 0 | 0 | 0 | 6679.1667
2026-03-01 | 111 | 1 | 6679.1667 | 0 | 0 | 0 | 0 | 6679.1667
2026-04-01 | 112 | 1 | 6679.1667 | 0 | 0 | 0 | 0 | 6679.1667
2026-05-01 | 113 | 1 | 6679.1667 | 0 | 0 | 0 | 0 | 6679.1667
2026-06-01 | 114 | 1 | 6679.1667 | 0 | 0 | 0 | 0 | 6679.1667
2026-07-01 | 115 | 1 | 6679.1667 | 0 | 0 | 0 | 0 | 6679.1667
2026-08-01 | 116 | 1 | 6679.1667 | 0 | 0 | 0 | 0 | 6679.1667
2026-09-01 | 117 | 1 | 6679.1667 | 0 | 0 | 0 | 0 | 6679.1667
2026-10-01 | 118 | 1 | 6679.1667 | 0 | 0 | 0 | 0 | 6679.1667
2026-11-01 | 119 | 1 | 6679.1667 | 0 | 0 | 0 | 0 | 6679.1667
2026-12-01 | 120 | 1 | 6679.1667 | 0 | 0 | 0 | 0 | 6679.1667
2027-01-01 | 121 | 1 | 6679.1667 | 0 | 0 | 0 | 0 | 6679.1667
2027-02-01 | 122 | 1 | 6679.1667 | 0 | 0 | 0 | 0 | 6679.1667
2027-03-01 | 123 | 1 | 6679.1667 | 0 | 0 | 0 | 0 | 6679.1667
2027-04-01 | 124 | 1 | 6679.1667 | 0 | 0 | 0 | 0 | 6679.1667
2027-05-01 | 125 | 1 | 6679.1667 | 0 | 0 | 0 | 0 | 6679.1667
2027-06-01 | 126 | 1 | 6679.1667 | 0 | 0 | 0 | 0 | 6679.1667
2027-07-01 | 127 | 1 | 6679.1667 | 0 | 0 | 0 | 0 | 6679.1667
2027-08-01 | 128 | 1 | 6679.1667 | 0 | 0 | 0 | 0 | 6679.1667
2027-09-01 | 129 | 1 | 6679.1667 | 0 | 0 | 0 | 0 | 6679.1667
2027-10-01 | 130 | 1 | 6679.1667 | 0 | 0 | 0 | 0 | 6679.1667
2027-11-01 | 131 | 1 | 6679.1667 | 0 | 0 | 0 | 0 | 6679.1667
2027-12-01 | 132 | 1 | 6679.1667 | 0 | 0 | 0 | 0 | 6679.1667
2028-01-01 | 133 | 1 | 6679.1667 | 0 | 0 | 0 | 0 | 6679.1667
2028-02-01 | 134 | 1 | 6679.1667 | 0 | 0 | 0 | 0 | 6679.1667
2028-03-01 | 135 | 1 | 6679.1667 | 0 | 0 | 0 | 0 | 6679.1667
2028-04-01 | 136 | 1 | 6679.1667 | 0 | 0 | 0 | 0 | 6679.1667
2028-05-01 | 137 | 1 | 6679.1667 | 0 | 0 | 0 | 0 | 6679.1667
2028-06-01 | 138 | 1 | 6679.1667 | 0 | 0 | 0 | 0 | 6679.1667
2028-07-01 | 139 | 1 | 6679.1667 | 0 | 0 | 0 | 0 | 6679.1667
2028-08-01 | 140 | 1 | 6679.1667 | 0 | 0 | 0 | 0 | 6679.1667
2028-09-01 | 141 | 1 | 6679.1667 | 0 | 0 | 0 | 0 | 6679.1667
2028-10-01 | 142 | 1 | 6679.1667 | 0 | 0 | 0 | 0 | 6679.1667
2028-11-01 | 143 | 1 | 6679.1667 | 0 | 0 | 0 | 0 | 6679.1667
2028-12-01 | 144 | 1 | 6679.1667 | 0 | 0 | 0 | 0 | 6679.1667
2029-01-01 | 145 | 1 | 6679.1667 | 0 | 0 | 0 | 0 | 6679.1667
2029-02-01 | 146 | 1 | 6679.1667 | 0 | 0 | 0 | 0 | 6679.1667
2029-03-01 | 147 | 1 | 6679.1667 | 0 | 0 | 0 | 0 | 6679.1667
2029-04-01 | 148 | 1 | 6679.1667 | 0 | 0 | 0 | 0 | 6679.1667
2029-05-01 | 149 | 1 | 6679.1667 | 0 | 0 | 0 | 0 | 6679.1667
2029-06-01 | 150 | 1 | 6679.1667 | 0 | 0 | 0 | 0 | 6679.1667
2029-07-01 | 151 | 1 | 6679.1667 | 0 | 0 | 0 | 0 | 6679.1667
2029-08-01 | 152 | 1 | 6679.1667 | 0 | 0 | 0 | 0 | 6679.1667
2029-09-01 | 153 | 1 | 6679.1667 | 0 | 0 | 0 | 0 | 6679.1667
2029-10-01 | 154 | 1 | 6679.1667 | 0 | 0 | 0 | 0 | 6679.1667
2029-11-01 | 155 | 1 | 6679.1667 | 0 | 0 | 0 | 0 | 6679.1667
2029-12-01 | 156 | 1 | 6679.1667 | 0 | 0 | 0 | 0 | 6679.1667
2030-01-01 | 157 | 1 | 6679.1667 | 0 | 0 | 0 | 0 | 6679.1667
2030-02-01 | 158 | 1 | 6679.1667 | 0 | 0 | 0 | 0 | 6679.1667
2030-03-01 | 159 | 1 | 6679.1667 | 0 | 0 | 0 | 0 | 6679.1667
2030-04-01 | 160 | 1 | 6679.1667 | 0 | 0 | 0 | 0 | 6679.1667
2030-05-01 | 161 | 1 | 6679.1667 | 0 | 0 | 0 | 0 | 6679.1667
2030-06-01 | 162 | 1 | 6679.1667 | 0 | 0 | 0 | 0 | 6679.1667
2030-07-01 | 163 | 1 | 6679.1667 | 0 | 0 | 0 | 0 | 6679.1667
2030-08-01 | 164 | 1 | 6679.1667 | 0 | 0 | 0 | 0 | 6679.1667
2030-09-01 | 165 | 1 | 6679.1667 | 0 | 0 | 0 | 0 | 6679.1667
2030-10-01 | 166 | 1 | 6679.1667 | 0 | 0 | 0 | 0 | 6679.1667
2030-11-01 | 167 | 1 | 6679.1667 | 0 | 0 | 0 | 0 | 6679.1667
2030-12-01 | 168 | 1 | 6679.1667 | 0 | 0 | 0 | 0 | 6679.1667
2031-01-01 | 169 | 1 | 6679.1667 | 0 | 0 | 0 | 0 | 6679.1667
2031-02-01 | 170 | 1 | 6679.1667 | 0 | 0 | 0 | 0 | 6679.1667
2031-03-01 | 171 | 1 | 6679.1667 | 0 | 0 | 0 | 0 | 6679.1667
2031-04-01 | 172 | 1 | 6679.1667 | 0 | 0 | 0 | 0 | 6679.1667
2031-05-01 | 173 | 1 | 6679.1667 | 0 | 0 | 0 | 0 | 6679.1667
2031-06-01 | 174 | 1 | 6679.1667 | 0 | 0 | 0 | 0 | 6679.1667
2031-07-01 | 175 | 1 | 6679.1667 | 0 | 0 | 0 | 0 | 6679.1667
2031-08-01 | 176 | 1 | 6679.1667 | 0 | 0 | 0 | 0 | 6679.1667
2031-09-01 | 177 | 1 | 6679.1667 | 0 | 0 | 0 | 0 | 6679.1667
2031-10-01 | 178 | 1 | 6679.1667 | 0 | 0 | 0 | 0 | 6679.1667
2031-11-01 | 179 | 1 | 6679.1667 | 0 | 0 | 0 | 0 | 6679.1667
2031-12-01 | 180 | 1 | 6679.1667 | 0 | 0 | 0 | 0 | 6679.1667
2032-01-01 | 181 | 1 | 6679.1667 | 0 | 0 | 0 | 0 | 6679.1667
2032-02-01 | 182 | 1 | 6679.1667 | 0 | 0 | 0 | 0 | 6679.1667
2032-03-01 | 183 | 1 | 6679.1667 | 0 | 0 | 0 | 0 | 6679.1667
2032-04-01 | 184 | 1 | 6679.1667 | 0 | 0 | 0 | 0 | 6679.1667
2032-05-01 | 185 | 1 | 6679.1667 | 0 | 0 | 0 | 0 | 6679.1667
2032-06-01 | 186 | 1 | 6679.1667 | 0 | 0 | 0 | 0 | 6679.1667
2032-07-01 | 187 | 1 | 6679.1667 | 0 | 0 | 0 | 0 | 6679.1667
2032-08-01 | 188 | 1 | 6679.1667 | 0 | 0 | 0 | 0 | 6679.1667
2032-09-01 | 189 | 1 | 6679.1667 | 0 | 0 | 0 | 0 | 6679.1667
2032-10-01 | 190 | 1 | 6679.1667 | 0 | 0 | 0 | 0 | 6679.1667
2032-11-01 | 191 | 1 | 6679.1667 | 0 | 0 | 0 | 0 | 6679.1667
2032-12-01 | 192 | 1 | 6679.1667 | 0 | 0 | 0 | 0 | 6679.1667
2033-01-01 | 193 | 1 | 6679.1667 | 0 | 0 | 0 | 0 | 6679.1667
2033-02-01 | 194 | 1 | 6679.1667 | 0 | 0 | 0 | 0 | 6679.1667
2033-03-01 | 195 | 1 | 6679.1667 | 0 | 0 | 0 | 0 | 6679.1667
2033-04-01 | 196 | 1 | 6679.1667 | 0 | 0 | 0 | 0 | 6679.1667
2033-05-01 | 197 | 1 | 6679.1667 | 0 | 0 | 0 | 0 | 6679.1667
2033-06-01 | 198 | 1 | 6679.1667 | 0 | 0 | 0 | 0 | 6679.1667
2033-07-01 | 199 | 1 | 6679.1667 | 0 | 0 | 0 | 0 | 6679.1667
2033-08-01 | 200 | 1 | 6679.1667 | 0 | 0 | 0 | 0 | 6679.1667
2033-09-01 | 201 | 1 | 6679.1667 | 0 | 0 | 0 | 0 | 6679.1667
2033-10-01 | 202 | 1 | 6679.1667 | 0 | 0 | 0 | 0 | 6679.1667
2033-11-01 | 203 | 1 | 6679.1667 | 0 | 0 | 0 | 0 | 6679.1667
2033-12-01 | 204 | 1 | 6679.1667 | 0 | 0 | 0 | 0 | 6679.1667
2034-01-01 | 205 | 1 | 6679.1667 | 0 | 0 | 0 | 0 | 6679.1667
2034-02-01 | 206 | 1 | 6679.1667 | 0 | 0 | 0 | 0 | 6679.1667
2034-03-01 | 207 | 1 | 6679.1667 | 0 | 0 | 0 | 0 | 6679.1667
2034-04-01 | 208 | 1 | 6679.1667 | 0 | 0 | 0 | 0 | 6679.1667
2034-05-01 | 209 | 1 | 6679.1667 | 0 | 0 | 0 | 0 | 6679.1667
2034-06-01 | 210 | 1 | 6679.1667 | 0 | 0 | 0 | 0 | 6679.1667
2034-07-01 | 211 | 1 | 6679.1667 | 0 | 0 | 0 | 0 | 6679.1667
2034-08-01 | 212 | 1 | 6679.1667 | 0 | 0 | 0 | 0 | 6679.1667
2034-09-01 | 213 | 1 | 6679.1667 | 0 | 0 | 0 | 0 | 6679.1667
2034-10-01 | 214 | 1 | 6679.1667 | 0 | 0 | 0 | 0 | 6679.1667
2034-11-01 | 215 | 1 | 6679.1667 | 0 | 0 | 0 | 0 | 6679.1667
2034-12-01 | 216 | 1 | 6679.1667 | 0 | 0 | 0 | 0 | 6679.1667
2035-01-01 | 217 | 1 | 6679.1667 | 0 | 0 | 0 | 0 | 6679.1667
2035-02-01 | 218 | 1 | 6679.1667 | 0 | 0 | 0 | 0 | 6679.1667
2035-03-01 | 219 | 1 | 6679.1667 | 0 | 0 | 0 | 0 | 6679.1667
2035-04-01 | 220 | 1 | 6679.1667 | 0 | 0 | 0 | 0 | 6679.1667
2035-05-01 | 221 | 1 | 6679.1667 | 0 | 0 | 0 | 0 | 6679.1667
2035-06-01 | 222 | 1 | 6679.1667 | 0 | 0 | 0 | 0 | 6679.1667
2035-07-01 | 223 | 1 | 6679.1667 | 0 | 0 | 0 | 0 | 6679.1667
2035-08-01 | 224 | 1 | 6679.1667 | 0 | 0 | 0 | 0 | 6679.1667
2035-09-01 | 225 | 1 | 6679.1667 | 0 | 0 | 0 | 0 | 6679.1667
2035-10-01 | 226 | 1 | 6679.1667 | 0 | 0 | 0 | 0 | 6679.1667
2035-11-01 | 227 | 1 | 6679.1667 | 0 | 0 | 0 | 0 | 6679.1667
2035-12-01 | 228 | 1 | 6679.1667 | 0 | 0 | 0 | 0 | 6679.1667
2036-01-01 | 229 | 1 | 6679.1667 | 0 | 0 | 0 | 0 | 6679.1667
2036-02-01 | 230 | 1 | 6679.1667 | 0 | 0 | 0 | 0 | 6679.1667
2036-03-01 | 231 | 1 | 6679.1667 | 0 | 0 | 0 | 0 | 6679.1667
2036-04-01 | 232 | 1 | 6679.1667 | 0 | 0 | 0 | 0 | 6679.1667
2036-05-01 | 233 | 1 | 6679.1667 | 0 | 0 | 0 | 0 | 6679.1667
2036-06-01 | 234 | 1 | 6679.1667 | 0 | 0 | 0 | 0 | 6679.1667
2036-07-01 | 235 | 1 | 6679.1667 | 0 | 0 | 0 | 0 | 6679.1667
2036-08-01 | 236 | 1 | 6679.1667 | 0 | 0 | 0 | 0 | 6679.1667
2036-09-01 | 237 | 1 | 6679.1667 | 0 | 0 | 0 | 0 | 6679.1667
2036-10-01 | 238 | 1 | 6679.1667 | 0 | 0 | 0 | 0 | 6679.1667
2036-11-01 | 239 | 1 | 6679.1667 | 0 | 0 | 0 | 0 | 6679.1667
2036-12-01 | 240 | 1 | 6679.1667 | 0 | 0 | 0 | 0 | 6679.1667
Formulas:
Start = IF([Stage]=0,0,DATE(YEAR('A1 Costs and Contract'!B37),MONTH('A1 Costs and Contract'!B37),1))
End = DATE(YEAR([Start]),MONTH([Start])+'A1 Costs and Contract'!C46,1)-1
End = IF([Stage]=0,0,[End, row above])
Stage = DATE(YEAR([Stage, row above]),MONTH([Stage, row above])+1,1)
Stage = IF([Months]="NA","NA",DATE(YEAR([Stage, row above]),MONTH([Stage, row above])+1,1))

## Stage (4) Investment
Additional Detail: Stage (4) Monthly Investment
Participant: |  | Name of Market Participant (Customer) |  |  |  |  | Tariff: | AESO 2017
Project: |  | Project Name |  |  |  |  | Effective: | 1 Jan 2017
Number: |  | Project Number |  | Type: | DTS Only |  | To: | Current
Stage and Month Lookup
Stage | Months |  | Start | End
1 | 240 |  | 2017-01-01 | 2036-12-31
0 | 0 |  | 0 | 0
0 | 0 |  | 0 | 0
0 | 0 |  | 0 | 0
Stage (4) Calculated Investment per Month of Maximum Investment Term
|  |  | Investment per Month by Tier |  |  |  |  | Nominal
Month | Count | Stage | Tier (a) | Tier (b) | Tier (c) | Tier (d) | Tier (e) | Monthly
2017-01-01 | 1 | 1 | 6679.1667 | 0 | 0 | 0 | 0 | 6679.1667
2017-02-01 | 2 | 1 | 6679.1667 | 0 | 0 | 0 | 0 | 6679.1667
2017-03-01 | 3 | 1 | 6679.1667 | 0 | 0 | 0 | 0 | 6679.1667
2017-04-01 | 4 | 1 | 6679.1667 | 0 | 0 | 0 | 0 | 6679.1667
2017-05-01 | 5 | 1 | 6679.1667 | 0 | 0 | 0 | 0 | 6679.1667
2017-06-01 | 6 | 1 | 6679.1667 | 0 | 0 | 0 | 0 | 6679.1667
2017-07-01 | 7 | 1 | 6679.1667 | 0 | 0 | 0 | 0 | 6679.1667
2017-08-01 | 8 | 1 | 6679.1667 | 0 | 0 | 0 | 0 | 6679.1667
2017-09-01 | 9 | 1 | 6679.1667 | 0 | 0 | 0 | 0 | 6679.1667
2017-10-01 | 10 | 1 | 6679.1667 | 0 | 0 | 0 | 0 | 6679.1667
2017-11-01 | 11 | 1 | 6679.1667 | 0 | 0 | 0 | 0 | 6679.1667
2017-12-01 | 12 | 1 | 6679.1667 | 0 | 0 | 0 | 0 | 6679.1667
2018-01-01 | 13 | 1 | 6679.1667 | 0 | 0 | 0 | 0 | 6679.1667
2018-02-01 | 14 | 1 | 6679.1667 | 0 | 0 | 0 | 0 | 6679.1667
2018-03-01 | 15 | 1 | 6679.1667 | 0 | 0 | 0 | 0 | 6679.1667
2018-04-01 | 16 | 1 | 6679.1667 | 0 | 0 | 0 | 0 | 6679.1667
2018-05-01 | 17 | 1 | 6679.1667 | 0 | 0 | 0 | 0 | 6679.1667
2018-06-01 | 18 | 1 | 6679.1667 | 0 | 0 | 0 | 0 | 6679.1667
2018-07-01 | 19 | 1 | 6679.1667 | 0 | 0 | 0 | 0 | 6679.1667
2018-08-01 | 20 | 1 | 6679.1667 | 0 | 0 | 0 | 0 | 6679.1667
2018-09-01 | 21 | 1 | 6679.1667 | 0 | 0 | 0 | 0 | 6679.1667
2018-10-01 | 22 | 1 | 6679.1667 | 0 | 0 | 0 | 0 | 6679.1667
2018-11-01 | 23 | 1 | 6679.1667 | 0 | 0 | 0 | 0 | 6679.1667
2018-12-01 | 24 | 1 | 6679.1667 | 0 | 0 | 0 | 0 | 6679.1667
2019-01-01 | 25 | 1 | 6679.1667 | 0 | 0 | 0 | 0 | 6679.1667
2019-02-01 | 26 | 1 | 6679.1667 | 0 | 0 | 0 | 0 | 6679.1667
2019-03-01 | 27 | 1 | 6679.1667 | 0 | 0 | 0 | 0 | 6679.1667
2019-04-01 | 28 | 1 | 6679.1667 | 0 | 0 | 0 | 0 | 6679.1667
2019-05-01 | 29 | 1 | 6679.1667 | 0 | 0 | 0 | 0 | 6679.1667
2019-06-01 | 30 | 1 | 6679.1667 | 0 | 0 | 0 | 0 | 6679.1667
2019-07-01 | 31 | 1 | 6679.1667 | 0 | 0 | 0 | 0 | 6679.1667
2019-08-01 | 32 | 1 | 6679.1667 | 0 | 0 | 0 | 0 | 6679.1667
2019-09-01 | 33 | 1 | 6679.1667 | 0 | 0 | 0 | 0 | 6679.1667
2019-10-01 | 34 | 1 | 6679.1667 | 0 | 0 | 0 | 0 | 6679.1667
2019-11-01 | 35 | 1 | 6679.1667 | 0 | 0 | 0 | 0 | 6679.1667
2019-12-01 | 36 | 1 | 6679.1667 | 0 | 0 | 0 | 0 | 6679.1667
2020-01-01 | 37 | 1 | 6679.1667 | 0 | 0 | 0 | 0 | 6679.1667
2020-02-01 | 38 | 1 | 6679.1667 | 0 | 0 | 0 | 0 | 6679.1667
2020-03-01 | 39 | 1 | 6679.1667 | 0 | 0 | 0 | 0 | 6679.1667
2020-04-01 | 40 | 1 | 6679.1667 | 0 | 0 | 0 | 0 | 6679.1667
2020-05-01 | 41 | 1 | 6679.1667 | 0 | 0 | 0 | 0 | 6679.1667
2020-06-01 | 42 | 1 | 6679.1667 | 0 | 0 | 0 | 0 | 6679.1667
2020-07-01 | 43 | 1 | 6679.1667 | 0 | 0 | 0 | 0 | 6679.1667
2020-08-01 | 44 | 1 | 6679.1667 | 0 | 0 | 0 | 0 | 6679.1667
2020-09-01 | 45 | 1 | 6679.1667 | 0 | 0 | 0 | 0 | 6679.1667
2020-10-01 | 46 | 1 | 6679.1667 | 0 | 0 | 0 | 0 | 6679.1667
2020-11-01 | 47 | 1 | 6679.1667 | 0 | 0 | 0 | 0 | 6679.1667
2020-12-01 | 48 | 1 | 6679.1667 | 0 | 0 | 0 | 0 | 6679.1667
2021-01-01 | 49 | 1 | 6679.1667 | 0 | 0 | 0 | 0 | 6679.1667
2021-02-01 | 50 | 1 | 6679.1667 | 0 | 0 | 0 | 0 | 6679.1667
2021-03-01 | 51 | 1 | 6679.1667 | 0 | 0 | 0 | 0 | 6679.1667
2021-04-01 | 52 | 1 | 6679.1667 | 0 | 0 | 0 | 0 | 6679.1667
2021-05-01 | 53 | 1 | 6679.1667 | 0 | 0 | 0 | 0 | 6679.1667
2021-06-01 | 54 | 1 | 6679.1667 | 0 | 0 | 0 | 0 | 6679.1667
2021-07-01 | 55 | 1 | 6679.1667 | 0 | 0 | 0 | 0 | 6679.1667
2021-08-01 | 56 | 1 | 6679.1667 | 0 | 0 | 0 | 0 | 6679.1667
2021-09-01 | 57 | 1 | 6679.1667 | 0 | 0 | 0 | 0 | 6679.1667
2021-10-01 | 58 | 1 | 6679.1667 | 0 | 0 | 0 | 0 | 6679.1667
2021-11-01 | 59 | 1 | 6679.1667 | 0 | 0 | 0 | 0 | 6679.1667
2021-12-01 | 60 | 1 | 6679.1667 | 0 | 0 | 0 | 0 | 6679.1667
2022-01-01 | 61 | 1 | 6679.1667 | 0 | 0 | 0 | 0 | 6679.1667
2022-02-01 | 62 | 1 | 6679.1667 | 0 | 0 | 0 | 0 | 6679.1667
2022-03-01 | 63 | 1 | 6679.1667 | 0 | 0 | 0 | 0 | 6679.1667
2022-04-01 | 64 | 1 | 6679.1667 | 0 | 0 | 0 | 0 | 6679.1667
2022-05-01 | 65 | 1 | 6679.1667 | 0 | 0 | 0 | 0 | 6679.1667
2022-06-01 | 66 | 1 | 6679.1667 | 0 | 0 | 0 | 0 | 6679.1667
2022-07-01 | 67 | 1 | 6679.1667 | 0 | 0 | 0 | 0 | 6679.1667
2022-08-01 | 68 | 1 | 6679.1667 | 0 | 0 | 0 | 0 | 6679.1667
2022-09-01 | 69 | 1 | 6679.1667 | 0 | 0 | 0 | 0 | 6679.1667
2022-10-01 | 70 | 1 | 6679.1667 | 0 | 0 | 0 | 0 | 6679.1667
2022-11-01 | 71 | 1 | 6679.1667 | 0 | 0 | 0 | 0 | 6679.1667
2022-12-01 | 72 | 1 | 6679.1667 | 0 | 0 | 0 | 0 | 6679.1667
2023-01-01 | 73 | 1 | 6679.1667 | 0 | 0 | 0 | 0 | 6679.1667
2023-02-01 | 74 | 1 | 6679.1667 | 0 | 0 | 0 | 0 | 6679.1667
2023-03-01 | 75 | 1 | 6679.1667 | 0 | 0 | 0 | 0 | 6679.1667
2023-04-01 | 76 | 1 | 6679.1667 | 0 | 0 | 0 | 0 | 6679.1667
2023-05-01 | 77 | 1 | 6679.1667 | 0 | 0 | 0 | 0 | 6679.1667
2023-06-01 | 78 | 1 | 6679.1667 | 0 | 0 | 0 | 0 | 6679.1667
2023-07-01 | 79 | 1 | 6679.1667 | 0 | 0 | 0 | 0 | 6679.1667
2023-08-01 | 80 | 1 | 6679.1667 | 0 | 0 | 0 | 0 | 6679.1667
2023-09-01 | 81 | 1 | 6679.1667 | 0 | 0 | 0 | 0 | 6679.1667
2023-10-01 | 82 | 1 | 6679.1667 | 0 | 0 | 0 | 0 | 6679.1667
2023-11-01 | 83 | 1 | 6679.1667 | 0 | 0 | 0 | 0 | 6679.1667
2023-12-01 | 84 | 1 | 6679.1667 | 0 | 0 | 0 | 0 | 6679.1667
2024-01-01 | 85 | 1 | 6679.1667 | 0 | 0 | 0 | 0 | 6679.1667
2024-02-01 | 86 | 1 | 6679.1667 | 0 | 0 | 0 | 0 | 6679.1667
2024-03-01 | 87 | 1 | 6679.1667 | 0 | 0 | 0 | 0 | 6679.1667
2024-04-01 | 88 | 1 | 6679.1667 | 0 | 0 | 0 | 0 | 6679.1667
2024-05-01 | 89 | 1 | 6679.1667 | 0 | 0 | 0 | 0 | 6679.1667
2024-06-01 | 90 | 1 | 6679.1667 | 0 | 0 | 0 | 0 | 6679.1667
2024-07-01 | 91 | 1 | 6679.1667 | 0 | 0 | 0 | 0 | 6679.1667
2024-08-01 | 92 | 1 | 6679.1667 | 0 | 0 | 0 | 0 | 6679.1667
2024-09-01 | 93 | 1 | 6679.1667 | 0 | 0 | 0 | 0 | 6679.1667
2024-10-01 | 94 | 1 | 6679.1667 | 0 | 0 | 0 | 0 | 6679.1667
2024-11-01 | 95 | 1 | 6679.1667 | 0 | 0 | 0 | 0 | 6679.1667
2024-12-01 | 96 | 1 | 6679.1667 | 0 | 0 | 0 | 0 | 6679.1667
2025-01-01 | 97 | 1 | 6679.1667 | 0 | 0 | 0 | 0 | 6679.1667
2025-02-01 | 98 | 1 | 6679.1667 | 0 | 0 | 0 | 0 | 6679.1667
2025-03-01 | 99 | 1 | 6679.1667 | 0 | 0 | 0 | 0 | 6679.1667
2025-04-01 | 100 | 1 | 6679.1667 | 0 | 0 | 0 | 0 | 6679.1667
2025-05-01 | 101 | 1 | 6679.1667 | 0 | 0 | 0 | 0 | 6679.1667
2025-06-01 | 102 | 1 | 6679.1667 | 0 | 0 | 0 | 0 | 6679.1667
2025-07-01 | 103 | 1 | 6679.1667 | 0 | 0 | 0 | 0 | 6679.1667
2025-08-01 | 104 | 1 | 6679.1667 | 0 | 0 | 0 | 0 | 6679.1667
2025-09-01 | 105 | 1 | 6679.1667 | 0 | 0 | 0 | 0 | 6679.1667
2025-10-01 | 106 | 1 | 6679.1667 | 0 | 0 | 0 | 0 | 6679.1667
2025-11-01 | 107 | 1 | 6679.1667 | 0 | 0 | 0 | 0 | 6679.1667
2025-12-01 | 108 | 1 | 6679.1667 | 0 | 0 | 0 | 0 | 6679.1667
2026-01-01 | 109 | 1 | 6679.1667 | 0 | 0 | 0 | 0 | 6679.1667
2026-02-01 | 110 | 1 | 6679.1667 | 0 | 0 | 0 | 0 | 6679.1667
2026-03-01 | 111 | 1 | 6679.1667 | 0 | 0 | 0 | 0 | 6679.1667
2026-04-01 | 112 | 1 | 6679.1667 | 0 | 0 | 0 | 0 | 6679.1667
2026-05-01 | 113 | 1 | 6679.1667 | 0 | 0 | 0 | 0 | 6679.1667
2026-06-01 | 114 | 1 | 6679.1667 | 0 | 0 | 0 | 0 | 6679.1667
2026-07-01 | 115 | 1 | 6679.1667 | 0 | 0 | 0 | 0 | 6679.1667
2026-08-01 | 116 | 1 | 6679.1667 | 0 | 0 | 0 | 0 | 6679.1667
2026-09-01 | 117 | 1 | 6679.1667 | 0 | 0 | 0 | 0 | 6679.1667
2026-10-01 | 118 | 1 | 6679.1667 | 0 | 0 | 0 | 0 | 6679.1667
2026-11-01 | 119 | 1 | 6679.1667 | 0 | 0 | 0 | 0 | 6679.1667
2026-12-01 | 120 | 1 | 6679.1667 | 0 | 0 | 0 | 0 | 6679.1667
2027-01-01 | 121 | 1 | 6679.1667 | 0 | 0 | 0 | 0 | 6679.1667
2027-02-01 | 122 | 1 | 6679.1667 | 0 | 0 | 0 | 0 | 6679.1667
2027-03-01 | 123 | 1 | 6679.1667 | 0 | 0 | 0 | 0 | 6679.1667
2027-04-01 | 124 | 1 | 6679.1667 | 0 | 0 | 0 | 0 | 6679.1667
2027-05-01 | 125 | 1 | 6679.1667 | 0 | 0 | 0 | 0 | 6679.1667
2027-06-01 | 126 | 1 | 6679.1667 | 0 | 0 | 0 | 0 | 6679.1667
2027-07-01 | 127 | 1 | 6679.1667 | 0 | 0 | 0 | 0 | 6679.1667
2027-08-01 | 128 | 1 | 6679.1667 | 0 | 0 | 0 | 0 | 6679.1667
2027-09-01 | 129 | 1 | 6679.1667 | 0 | 0 | 0 | 0 | 6679.1667
2027-10-01 | 130 | 1 | 6679.1667 | 0 | 0 | 0 | 0 | 6679.1667
2027-11-01 | 131 | 1 | 6679.1667 | 0 | 0 | 0 | 0 | 6679.1667
2027-12-01 | 132 | 1 | 6679.1667 | 0 | 0 | 0 | 0 | 6679.1667
2028-01-01 | 133 | 1 | 6679.1667 | 0 | 0 | 0 | 0 | 6679.1667
2028-02-01 | 134 | 1 | 6679.1667 | 0 | 0 | 0 | 0 | 6679.1667
2028-03-01 | 135 | 1 | 6679.1667 | 0 | 0 | 0 | 0 | 6679.1667
2028-04-01 | 136 | 1 | 6679.1667 | 0 | 0 | 0 | 0 | 6679.1667
2028-05-01 | 137 | 1 | 6679.1667 | 0 | 0 | 0 | 0 | 6679.1667
2028-06-01 | 138 | 1 | 6679.1667 | 0 | 0 | 0 | 0 | 6679.1667
2028-07-01 | 139 | 1 | 6679.1667 | 0 | 0 | 0 | 0 | 6679.1667
2028-08-01 | 140 | 1 | 6679.1667 | 0 | 0 | 0 | 0 | 6679.1667
2028-09-01 | 141 | 1 | 6679.1667 | 0 | 0 | 0 | 0 | 6679.1667
2028-10-01 | 142 | 1 | 6679.1667 | 0 | 0 | 0 | 0 | 6679.1667
2028-11-01 | 143 | 1 | 6679.1667 | 0 | 0 | 0 | 0 | 6679.1667
2028-12-01 | 144 | 1 | 6679.1667 | 0 | 0 | 0 | 0 | 6679.1667
2029-01-01 | 145 | 1 | 6679.1667 | 0 | 0 | 0 | 0 | 6679.1667
2029-02-01 | 146 | 1 | 6679.1667 | 0 | 0 | 0 | 0 | 6679.1667
2029-03-01 | 147 | 1 | 6679.1667 | 0 | 0 | 0 | 0 | 6679.1667
2029-04-01 | 148 | 1 | 6679.1667 | 0 | 0 | 0 | 0 | 6679.1667
2029-05-01 | 149 | 1 | 6679.1667 | 0 | 0 | 0 | 0 | 6679.1667
2029-06-01 | 150 | 1 | 6679.1667 | 0 | 0 | 0 | 0 | 6679.1667
2029-07-01 | 151 | 1 | 6679.1667 | 0 | 0 | 0 | 0 | 6679.1667
2029-08-01 | 152 | 1 | 6679.1667 | 0 | 0 | 0 | 0 | 6679.1667
2029-09-01 | 153 | 1 | 6679.1667 | 0 | 0 | 0 | 0 | 6679.1667
2029-10-01 | 154 | 1 | 6679.1667 | 0 | 0 | 0 | 0 | 6679.1667
2029-11-01 | 155 | 1 | 6679.1667 | 0 | 0 | 0 | 0 | 6679.1667
2029-12-01 | 156 | 1 | 6679.1667 | 0 | 0 | 0 | 0 | 6679.1667
2030-01-01 | 157 | 1 | 6679.1667 | 0 | 0 | 0 | 0 | 6679.1667
2030-02-01 | 158 | 1 | 6679.1667 | 0 | 0 | 0 | 0 | 6679.1667
2030-03-01 | 159 | 1 | 6679.1667 | 0 | 0 | 0 | 0 | 6679.1667
2030-04-01 | 160 | 1 | 6679.1667 | 0 | 0 | 0 | 0 | 6679.1667
2030-05-01 | 161 | 1 | 6679.1667 | 0 | 0 | 0 | 0 | 6679.1667
2030-06-01 | 162 | 1 | 6679.1667 | 0 | 0 | 0 | 0 | 6679.1667
2030-07-01 | 163 | 1 | 6679.1667 | 0 | 0 | 0 | 0 | 6679.1667
2030-08-01 | 164 | 1 | 6679.1667 | 0 | 0 | 0 | 0 | 6679.1667
2030-09-01 | 165 | 1 | 6679.1667 | 0 | 0 | 0 | 0 | 6679.1667
2030-10-01 | 166 | 1 | 6679.1667 | 0 | 0 | 0 | 0 | 6679.1667
2030-11-01 | 167 | 1 | 6679.1667 | 0 | 0 | 0 | 0 | 6679.1667
2030-12-01 | 168 | 1 | 6679.1667 | 0 | 0 | 0 | 0 | 6679.1667
2031-01-01 | 169 | 1 | 6679.1667 | 0 | 0 | 0 | 0 | 6679.1667
2031-02-01 | 170 | 1 | 6679.1667 | 0 | 0 | 0 | 0 | 6679.1667
2031-03-01 | 171 | 1 | 6679.1667 | 0 | 0 | 0 | 0 | 6679.1667
2031-04-01 | 172 | 1 | 6679.1667 | 0 | 0 | 0 | 0 | 6679.1667
2031-05-01 | 173 | 1 | 6679.1667 | 0 | 0 | 0 | 0 | 6679.1667
2031-06-01 | 174 | 1 | 6679.1667 | 0 | 0 | 0 | 0 | 6679.1667
2031-07-01 | 175 | 1 | 6679.1667 | 0 | 0 | 0 | 0 | 6679.1667
2031-08-01 | 176 | 1 | 6679.1667 | 0 | 0 | 0 | 0 | 6679.1667
2031-09-01 | 177 | 1 | 6679.1667 | 0 | 0 | 0 | 0 | 6679.1667
2031-10-01 | 178 | 1 | 6679.1667 | 0 | 0 | 0 | 0 | 6679.1667
2031-11-01 | 179 | 1 | 6679.1667 | 0 | 0 | 0 | 0 | 6679.1667
2031-12-01 | 180 | 1 | 6679.1667 | 0 | 0 | 0 | 0 | 6679.1667
2032-01-01 | 181 | 1 | 6679.1667 | 0 | 0 | 0 | 0 | 6679.1667
2032-02-01 | 182 | 1 | 6679.1667 | 0 | 0 | 0 | 0 | 6679.1667
2032-03-01 | 183 | 1 | 6679.1667 | 0 | 0 | 0 | 0 | 6679.1667
2032-04-01 | 184 | 1 | 6679.1667 | 0 | 0 | 0 | 0 | 6679.1667
2032-05-01 | 185 | 1 | 6679.1667 | 0 | 0 | 0 | 0 | 6679.1667
2032-06-01 | 186 | 1 | 6679.1667 | 0 | 0 | 0 | 0 | 6679.1667
2032-07-01 | 187 | 1 | 6679.1667 | 0 | 0 | 0 | 0 | 6679.1667
2032-08-01 | 188 | 1 | 6679.1667 | 0 | 0 | 0 | 0 | 6679.1667
2032-09-01 | 189 | 1 | 6679.1667 | 0 | 0 | 0 | 0 | 6679.1667
2032-10-01 | 190 | 1 | 6679.1667 | 0 | 0 | 0 | 0 | 6679.1667
2032-11-01 | 191 | 1 | 6679.1667 | 0 | 0 | 0 | 0 | 6679.1667
2032-12-01 | 192 | 1 | 6679.1667 | 0 | 0 | 0 | 0 | 6679.1667
2033-01-01 | 193 | 1 | 6679.1667 | 0 | 0 | 0 | 0 | 6679.1667
2033-02-01 | 194 | 1 | 6679.1667 | 0 | 0 | 0 | 0 | 6679.1667
2033-03-01 | 195 | 1 | 6679.1667 | 0 | 0 | 0 | 0 | 6679.1667
2033-04-01 | 196 | 1 | 6679.1667 | 0 | 0 | 0 | 0 | 6679.1667
2033-05-01 | 197 | 1 | 6679.1667 | 0 | 0 | 0 | 0 | 6679.1667
2033-06-01 | 198 | 1 | 6679.1667 | 0 | 0 | 0 | 0 | 6679.1667
2033-07-01 | 199 | 1 | 6679.1667 | 0 | 0 | 0 | 0 | 6679.1667
2033-08-01 | 200 | 1 | 6679.1667 | 0 | 0 | 0 | 0 | 6679.1667
2033-09-01 | 201 | 1 | 6679.1667 | 0 | 0 | 0 | 0 | 6679.1667
2033-10-01 | 202 | 1 | 6679.1667 | 0 | 0 | 0 | 0 | 6679.1667
2033-11-01 | 203 | 1 | 6679.1667 | 0 | 0 | 0 | 0 | 6679.1667
2033-12-01 | 204 | 1 | 6679.1667 | 0 | 0 | 0 | 0 | 6679.1667
2034-01-01 | 205 | 1 | 6679.1667 | 0 | 0 | 0 | 0 | 6679.1667
2034-02-01 | 206 | 1 | 6679.1667 | 0 | 0 | 0 | 0 | 6679.1667
2034-03-01 | 207 | 1 | 6679.1667 | 0 | 0 | 0 | 0 | 6679.1667
2034-04-01 | 208 | 1 | 6679.1667 | 0 | 0 | 0 | 0 | 6679.1667
2034-05-01 | 209 | 1 | 6679.1667 | 0 | 0 | 0 | 0 | 6679.1667
2034-06-01 | 210 | 1 | 6679.1667 | 0 | 0 | 0 | 0 | 6679.1667
2034-07-01 | 211 | 1 | 6679.1667 | 0 | 0 | 0 | 0 | 6679.1667
2034-08-01 | 212 | 1 | 6679.1667 | 0 | 0 | 0 | 0 | 6679.1667
2034-09-01 | 213 | 1 | 6679.1667 | 0 | 0 | 0 | 0 | 6679.1667
2034-10-01 | 214 | 1 | 6679.1667 | 0 | 0 | 0 | 0 | 6679.1667
2034-11-01 | 215 | 1 | 6679.1667 | 0 | 0 | 0 | 0 | 6679.1667
2034-12-01 | 216 | 1 | 6679.1667 | 0 | 0 | 0 | 0 | 6679.1667
2035-01-01 | 217 | 1 | 6679.1667 | 0 | 0 | 0 | 0 | 6679.1667
2035-02-01 | 218 | 1 | 6679.1667 | 0 | 0 | 0 | 0 | 6679.1667
2035-03-01 | 219 | 1 | 6679.1667 | 0 | 0 | 0 | 0 | 6679.1667
2035-04-01 | 220 | 1 | 6679.1667 | 0 | 0 | 0 | 0 | 6679.1667
2035-05-01 | 221 | 1 | 6679.1667 | 0 | 0 | 0 | 0 | 6679.1667
2035-06-01 | 222 | 1 | 6679.1667 | 0 | 0 | 0 | 0 | 6679.1667
2035-07-01 | 223 | 1 | 6679.1667 | 0 | 0 | 0 | 0 | 6679.1667
2035-08-01 | 224 | 1 | 6679.1667 | 0 | 0 | 0 | 0 | 6679.1667
2035-09-01 | 225 | 1 | 6679.1667 | 0 | 0 | 0 | 0 | 6679.1667
2035-10-01 | 226 | 1 | 6679.1667 | 0 | 0 | 0 | 0 | 6679.1667
2035-11-01 | 227 | 1 | 6679.1667 | 0 | 0 | 0 | 0 | 6679.1667
2035-12-01 | 228 | 1 | 6679.1667 | 0 | 0 | 0 | 0 | 6679.1667
2036-01-01 | 229 | 1 | 6679.1667 | 0 | 0 | 0 | 0 | 6679.1667
2036-02-01 | 230 | 1 | 6679.1667 | 0 | 0 | 0 | 0 | 6679.1667
2036-03-01 | 231 | 1 | 6679.1667 | 0 | 0 | 0 | 0 | 6679.1667
2036-04-01 | 232 | 1 | 6679.1667 | 0 | 0 | 0 | 0 | 6679.1667
2036-05-01 | 233 | 1 | 6679.1667 | 0 | 0 | 0 | 0 | 6679.1667
2036-06-01 | 234 | 1 | 6679.1667 | 0 | 0 | 0 | 0 | 6679.1667
2036-07-01 | 235 | 1 | 6679.1667 | 0 | 0 | 0 | 0 | 6679.1667
2036-08-01 | 236 | 1 | 6679.1667 | 0 | 0 | 0 | 0 | 6679.1667
2036-09-01 | 237 | 1 | 6679.1667 | 0 | 0 | 0 | 0 | 6679.1667
2036-10-01 | 238 | 1 | 6679.1667 | 0 | 0 | 0 | 0 | 6679.1667
2036-11-01 | 239 | 1 | 6679.1667 | 0 | 0 | 0 | 0 | 6679.1667
2036-12-01 | 240 | 1 | 6679.1667 | 0 | 0 | 0 | 0 | 6679.1667
Formulas:
Start = IF([Stage]=0,0,DATE(YEAR('A1 Costs and Contract'!B37),MONTH('A1 Costs and Contract'!B37),1))
End = DATE(YEAR([Start]),MONTH([Start])+'A1 Costs and Contract'!C46,1)-1
End = IF([Stage]=0,0,[End, row above])
Stage = DATE(YEAR([Stage, row above]),MONTH([Stage, row above])+1,1)
Stage = IF([Months]="NA","NA",DATE(YEAR([Stage, row above]),MONTH([Stage, row above])+1,1))

## Stage (5) Investment
Additional Detail: Stage (5) Monthly Investment
Participant: |  | Name of Market Participant (Customer) |  |  |  |  | Tariff: | AESO 2017
Project: |  | Project Name |  |  |  |  | Effective: | 1 Jan 2017
Number: |  | Project Number |  | Type: | DTS Only |  | To: | Current
Stage and Month Lookup
Stage | Months |  | Start | End
1 | 240 |  | 2017-01-01 | 2036-12-31
0 | 0 |  | 0 | 0
0 | 0 |  | 0 | 0
0 | 0 |  | 0 | 0
0 | 0 |  | 0 | 0
Stage (5) Calculated Investment per Month of Maximum Investment Term
|  |  | Investment per Month by Tier |  |  |  |  | Nominal
Month | Count | Stage | Tier (a) | Tier (b) | Tier (c) | Tier (d) | Tier (e) | Monthly
2017-01-01 | 1 | 1 | 6679.1667 | 0 | 0 | 0 | 0 | 6679.1667
2017-02-01 | 2 | 1 | 6679.1667 | 0 | 0 | 0 | 0 | 6679.1667
2017-03-01 | 3 | 1 | 6679.1667 | 0 | 0 | 0 | 0 | 6679.1667
2017-04-01 | 4 | 1 | 6679.1667 | 0 | 0 | 0 | 0 | 6679.1667
2017-05-01 | 5 | 1 | 6679.1667 | 0 | 0 | 0 | 0 | 6679.1667
2017-06-01 | 6 | 1 | 6679.1667 | 0 | 0 | 0 | 0 | 6679.1667
2017-07-01 | 7 | 1 | 6679.1667 | 0 | 0 | 0 | 0 | 6679.1667
2017-08-01 | 8 | 1 | 6679.1667 | 0 | 0 | 0 | 0 | 6679.1667
2017-09-01 | 9 | 1 | 6679.1667 | 0 | 0 | 0 | 0 | 6679.1667
2017-10-01 | 10 | 1 | 6679.1667 | 0 | 0 | 0 | 0 | 6679.1667
2017-11-01 | 11 | 1 | 6679.1667 | 0 | 0 | 0 | 0 | 6679.1667
2017-12-01 | 12 | 1 | 6679.1667 | 0 | 0 | 0 | 0 | 6679.1667
2018-01-01 | 13 | 1 | 6679.1667 | 0 | 0 | 0 | 0 | 6679.1667
2018-02-01 | 14 | 1 | 6679.1667 | 0 | 0 | 0 | 0 | 6679.1667
2018-03-01 | 15 | 1 | 6679.1667 | 0 | 0 | 0 | 0 | 6679.1667
2018-04-01 | 16 | 1 | 6679.1667 | 0 | 0 | 0 | 0 | 6679.1667
2018-05-01 | 17 | 1 | 6679.1667 | 0 | 0 | 0 | 0 | 6679.1667
2018-06-01 | 18 | 1 | 6679.1667 | 0 | 0 | 0 | 0 | 6679.1667
2018-07-01 | 19 | 1 | 6679.1667 | 0 | 0 | 0 | 0 | 6679.1667
2018-08-01 | 20 | 1 | 6679.1667 | 0 | 0 | 0 | 0 | 6679.1667
2018-09-01 | 21 | 1 | 6679.1667 | 0 | 0 | 0 | 0 | 6679.1667
2018-10-01 | 22 | 1 | 6679.1667 | 0 | 0 | 0 | 0 | 6679.1667
2018-11-01 | 23 | 1 | 6679.1667 | 0 | 0 | 0 | 0 | 6679.1667
2018-12-01 | 24 | 1 | 6679.1667 | 0 | 0 | 0 | 0 | 6679.1667
2019-01-01 | 25 | 1 | 6679.1667 | 0 | 0 | 0 | 0 | 6679.1667
2019-02-01 | 26 | 1 | 6679.1667 | 0 | 0 | 0 | 0 | 6679.1667
2019-03-01 | 27 | 1 | 6679.1667 | 0 | 0 | 0 | 0 | 6679.1667
2019-04-01 | 28 | 1 | 6679.1667 | 0 | 0 | 0 | 0 | 6679.1667
2019-05-01 | 29 | 1 | 6679.1667 | 0 | 0 | 0 | 0 | 6679.1667
2019-06-01 | 30 | 1 | 6679.1667 | 0 | 0 | 0 | 0 | 6679.1667
2019-07-01 | 31 | 1 | 6679.1667 | 0 | 0 | 0 | 0 | 6679.1667
2019-08-01 | 32 | 1 | 6679.1667 | 0 | 0 | 0 | 0 | 6679.1667
2019-09-01 | 33 | 1 | 6679.1667 | 0 | 0 | 0 | 0 | 6679.1667
2019-10-01 | 34 | 1 | 6679.1667 | 0 | 0 | 0 | 0 | 6679.1667
2019-11-01 | 35 | 1 | 6679.1667 | 0 | 0 | 0 | 0 | 6679.1667
2019-12-01 | 36 | 1 | 6679.1667 | 0 | 0 | 0 | 0 | 6679.1667
2020-01-01 | 37 | 1 | 6679.1667 | 0 | 0 | 0 | 0 | 6679.1667
2020-02-01 | 38 | 1 | 6679.1667 | 0 | 0 | 0 | 0 | 6679.1667
2020-03-01 | 39 | 1 | 6679.1667 | 0 | 0 | 0 | 0 | 6679.1667
2020-04-01 | 40 | 1 | 6679.1667 | 0 | 0 | 0 | 0 | 6679.1667
2020-05-01 | 41 | 1 | 6679.1667 | 0 | 0 | 0 | 0 | 6679.1667
2020-06-01 | 42 | 1 | 6679.1667 | 0 | 0 | 0 | 0 | 6679.1667
2020-07-01 | 43 | 1 | 6679.1667 | 0 | 0 | 0 | 0 | 6679.1667
2020-08-01 | 44 | 1 | 6679.1667 | 0 | 0 | 0 | 0 | 6679.1667
2020-09-01 | 45 | 1 | 6679.1667 | 0 | 0 | 0 | 0 | 6679.1667
2020-10-01 | 46 | 1 | 6679.1667 | 0 | 0 | 0 | 0 | 6679.1667
2020-11-01 | 47 | 1 | 6679.1667 | 0 | 0 | 0 | 0 | 6679.1667
2020-12-01 | 48 | 1 | 6679.1667 | 0 | 0 | 0 | 0 | 6679.1667
2021-01-01 | 49 | 1 | 6679.1667 | 0 | 0 | 0 | 0 | 6679.1667
2021-02-01 | 50 | 1 | 6679.1667 | 0 | 0 | 0 | 0 | 6679.1667
2021-03-01 | 51 | 1 | 6679.1667 | 0 | 0 | 0 | 0 | 6679.1667
2021-04-01 | 52 | 1 | 6679.1667 | 0 | 0 | 0 | 0 | 6679.1667
2021-05-01 | 53 | 1 | 6679.1667 | 0 | 0 | 0 | 0 | 6679.1667
2021-06-01 | 54 | 1 | 6679.1667 | 0 | 0 | 0 | 0 | 6679.1667
2021-07-01 | 55 | 1 | 6679.1667 | 0 | 0 | 0 | 0 | 6679.1667
2021-08-01 | 56 | 1 | 6679.1667 | 0 | 0 | 0 | 0 | 6679.1667
2021-09-01 | 57 | 1 | 6679.1667 | 0 | 0 | 0 | 0 | 6679.1667
2021-10-01 | 58 | 1 | 6679.1667 | 0 | 0 | 0 | 0 | 6679.1667
2021-11-01 | 59 | 1 | 6679.1667 | 0 | 0 | 0 | 0 | 6679.1667
2021-12-01 | 60 | 1 | 6679.1667 | 0 | 0 | 0 | 0 | 6679.1667
2022-01-01 | 61 | 1 | 6679.1667 | 0 | 0 | 0 | 0 | 6679.1667
2022-02-01 | 62 | 1 | 6679.1667 | 0 | 0 | 0 | 0 | 6679.1667
2022-03-01 | 63 | 1 | 6679.1667 | 0 | 0 | 0 | 0 | 6679.1667
2022-04-01 | 64 | 1 | 6679.1667 | 0 | 0 | 0 | 0 | 6679.1667
2022-05-01 | 65 | 1 | 6679.1667 | 0 | 0 | 0 | 0 | 6679.1667
2022-06-01 | 66 | 1 | 6679.1667 | 0 | 0 | 0 | 0 | 6679.1667
2022-07-01 | 67 | 1 | 6679.1667 | 0 | 0 | 0 | 0 | 6679.1667
2022-08-01 | 68 | 1 | 6679.1667 | 0 | 0 | 0 | 0 | 6679.1667
2022-09-01 | 69 | 1 | 6679.1667 | 0 | 0 | 0 | 0 | 6679.1667
2022-10-01 | 70 | 1 | 6679.1667 | 0 | 0 | 0 | 0 | 6679.1667
2022-11-01 | 71 | 1 | 6679.1667 | 0 | 0 | 0 | 0 | 6679.1667
2022-12-01 | 72 | 1 | 6679.1667 | 0 | 0 | 0 | 0 | 6679.1667
2023-01-01 | 73 | 1 | 6679.1667 | 0 | 0 | 0 | 0 | 6679.1667
2023-02-01 | 74 | 1 | 6679.1667 | 0 | 0 | 0 | 0 | 6679.1667
2023-03-01 | 75 | 1 | 6679.1667 | 0 | 0 | 0 | 0 | 6679.1667
2023-04-01 | 76 | 1 | 6679.1667 | 0 | 0 | 0 | 0 | 6679.1667
2023-05-01 | 77 | 1 | 6679.1667 | 0 | 0 | 0 | 0 | 6679.1667
2023-06-01 | 78 | 1 | 6679.1667 | 0 | 0 | 0 | 0 | 6679.1667
2023-07-01 | 79 | 1 | 6679.1667 | 0 | 0 | 0 | 0 | 6679.1667
2023-08-01 | 80 | 1 | 6679.1667 | 0 | 0 | 0 | 0 | 6679.1667
2023-09-01 | 81 | 1 | 6679.1667 | 0 | 0 | 0 | 0 | 6679.1667
2023-10-01 | 82 | 1 | 6679.1667 | 0 | 0 | 0 | 0 | 6679.1667
2023-11-01 | 83 | 1 | 6679.1667 | 0 | 0 | 0 | 0 | 6679.1667
2023-12-01 | 84 | 1 | 6679.1667 | 0 | 0 | 0 | 0 | 6679.1667
2024-01-01 | 85 | 1 | 6679.1667 | 0 | 0 | 0 | 0 | 6679.1667
2024-02-01 | 86 | 1 | 6679.1667 | 0 | 0 | 0 | 0 | 6679.1667
2024-03-01 | 87 | 1 | 6679.1667 | 0 | 0 | 0 | 0 | 6679.1667
2024-04-01 | 88 | 1 | 6679.1667 | 0 | 0 | 0 | 0 | 6679.1667
2024-05-01 | 89 | 1 | 6679.1667 | 0 | 0 | 0 | 0 | 6679.1667
2024-06-01 | 90 | 1 | 6679.1667 | 0 | 0 | 0 | 0 | 6679.1667
2024-07-01 | 91 | 1 | 6679.1667 | 0 | 0 | 0 | 0 | 6679.1667
2024-08-01 | 92 | 1 | 6679.1667 | 0 | 0 | 0 | 0 | 6679.1667
2024-09-01 | 93 | 1 | 6679.1667 | 0 | 0 | 0 | 0 | 6679.1667
2024-10-01 | 94 | 1 | 6679.1667 | 0 | 0 | 0 | 0 | 6679.1667
2024-11-01 | 95 | 1 | 6679.1667 | 0 | 0 | 0 | 0 | 6679.1667
2024-12-01 | 96 | 1 | 6679.1667 | 0 | 0 | 0 | 0 | 6679.1667
2025-01-01 | 97 | 1 | 6679.1667 | 0 | 0 | 0 | 0 | 6679.1667
2025-02-01 | 98 | 1 | 6679.1667 | 0 | 0 | 0 | 0 | 6679.1667
2025-03-01 | 99 | 1 | 6679.1667 | 0 | 0 | 0 | 0 | 6679.1667
2025-04-01 | 100 | 1 | 6679.1667 | 0 | 0 | 0 | 0 | 6679.1667
2025-05-01 | 101 | 1 | 6679.1667 | 0 | 0 | 0 | 0 | 6679.1667
2025-06-01 | 102 | 1 | 6679.1667 | 0 | 0 | 0 | 0 | 6679.1667
2025-07-01 | 103 | 1 | 6679.1667 | 0 | 0 | 0 | 0 | 6679.1667
2025-08-01 | 104 | 1 | 6679.1667 | 0 | 0 | 0 | 0 | 6679.1667
2025-09-01 | 105 | 1 | 6679.1667 | 0 | 0 | 0 | 0 | 6679.1667
2025-10-01 | 106 | 1 | 6679.1667 | 0 | 0 | 0 | 0 | 6679.1667
2025-11-01 | 107 | 1 | 6679.1667 | 0 | 0 | 0 | 0 | 6679.1667
2025-12-01 | 108 | 1 | 6679.1667 | 0 | 0 | 0 | 0 | 6679.1667
2026-01-01 | 109 | 1 | 6679.1667 | 0 | 0 | 0 | 0 | 6679.1667
2026-02-01 | 110 | 1 | 6679.1667 | 0 | 0 | 0 | 0 | 6679.1667
2026-03-01 | 111 | 1 | 6679.1667 | 0 | 0 | 0 | 0 | 6679.1667
2026-04-01 | 112 | 1 | 6679.1667 | 0 | 0 | 0 | 0 | 6679.1667
2026-05-01 | 113 | 1 | 6679.1667 | 0 | 0 | 0 | 0 | 6679.1667
2026-06-01 | 114 | 1 | 6679.1667 | 0 | 0 | 0 | 0 | 6679.1667
2026-07-01 | 115 | 1 | 6679.1667 | 0 | 0 | 0 | 0 | 6679.1667
2026-08-01 | 116 | 1 | 6679.1667 | 0 | 0 | 0 | 0 | 6679.1667
2026-09-01 | 117 | 1 | 6679.1667 | 0 | 0 | 0 | 0 | 6679.1667
2026-10-01 | 118 | 1 | 6679.1667 | 0 | 0 | 0 | 0 | 6679.1667
2026-11-01 | 119 | 1 | 6679.1667 | 0 | 0 | 0 | 0 | 6679.1667
2026-12-01 | 120 | 1 | 6679.1667 | 0 | 0 | 0 | 0 | 6679.1667
2027-01-01 | 121 | 1 | 6679.1667 | 0 | 0 | 0 | 0 | 6679.1667
2027-02-01 | 122 | 1 | 6679.1667 | 0 | 0 | 0 | 0 | 6679.1667
2027-03-01 | 123 | 1 | 6679.1667 | 0 | 0 | 0 | 0 | 6679.1667
2027-04-01 | 124 | 1 | 6679.1667 | 0 | 0 | 0 | 0 | 6679.1667
2027-05-01 | 125 | 1 | 6679.1667 | 0 | 0 | 0 | 0 | 6679.1667
2027-06-01 | 126 | 1 | 6679.1667 | 0 | 0 | 0 | 0 | 6679.1667
2027-07-01 | 127 | 1 | 6679.1667 | 0 | 0 | 0 | 0 | 6679.1667
2027-08-01 | 128 | 1 | 6679.1667 | 0 | 0 | 0 | 0 | 6679.1667
2027-09-01 | 129 | 1 | 6679.1667 | 0 | 0 | 0 | 0 | 6679.1667
2027-10-01 | 130 | 1 | 6679.1667 | 0 | 0 | 0 | 0 | 6679.1667
2027-11-01 | 131 | 1 | 6679.1667 | 0 | 0 | 0 | 0 | 6679.1667
2027-12-01 | 132 | 1 | 6679.1667 | 0 | 0 | 0 | 0 | 6679.1667
2028-01-01 | 133 | 1 | 6679.1667 | 0 | 0 | 0 | 0 | 6679.1667
2028-02-01 | 134 | 1 | 6679.1667 | 0 | 0 | 0 | 0 | 6679.1667
2028-03-01 | 135 | 1 | 6679.1667 | 0 | 0 | 0 | 0 | 6679.1667
2028-04-01 | 136 | 1 | 6679.1667 | 0 | 0 | 0 | 0 | 6679.1667
2028-05-01 | 137 | 1 | 6679.1667 | 0 | 0 | 0 | 0 | 6679.1667
2028-06-01 | 138 | 1 | 6679.1667 | 0 | 0 | 0 | 0 | 6679.1667
2028-07-01 | 139 | 1 | 6679.1667 | 0 | 0 | 0 | 0 | 6679.1667
2028-08-01 | 140 | 1 | 6679.1667 | 0 | 0 | 0 | 0 | 6679.1667
2028-09-01 | 141 | 1 | 6679.1667 | 0 | 0 | 0 | 0 | 6679.1667
2028-10-01 | 142 | 1 | 6679.1667 | 0 | 0 | 0 | 0 | 6679.1667
2028-11-01 | 143 | 1 | 6679.1667 | 0 | 0 | 0 | 0 | 6679.1667
2028-12-01 | 144 | 1 | 6679.1667 | 0 | 0 | 0 | 0 | 6679.1667
2029-01-01 | 145 | 1 | 6679.1667 | 0 | 0 | 0 | 0 | 6679.1667
2029-02-01 | 146 | 1 | 6679.1667 | 0 | 0 | 0 | 0 | 6679.1667
2029-03-01 | 147 | 1 | 6679.1667 | 0 | 0 | 0 | 0 | 6679.1667
2029-04-01 | 148 | 1 | 6679.1667 | 0 | 0 | 0 | 0 | 6679.1667
2029-05-01 | 149 | 1 | 6679.1667 | 0 | 0 | 0 | 0 | 6679.1667
2029-06-01 | 150 | 1 | 6679.1667 | 0 | 0 | 0 | 0 | 6679.1667
2029-07-01 | 151 | 1 | 6679.1667 | 0 | 0 | 0 | 0 | 6679.1667
2029-08-01 | 152 | 1 | 6679.1667 | 0 | 0 | 0 | 0 | 6679.1667
2029-09-01 | 153 | 1 | 6679.1667 | 0 | 0 | 0 | 0 | 6679.1667
2029-10-01 | 154 | 1 | 6679.1667 | 0 | 0 | 0 | 0 | 6679.1667
2029-11-01 | 155 | 1 | 6679.1667 | 0 | 0 | 0 | 0 | 6679.1667
2029-12-01 | 156 | 1 | 6679.1667 | 0 | 0 | 0 | 0 | 6679.1667
2030-01-01 | 157 | 1 | 6679.1667 | 0 | 0 | 0 | 0 | 6679.1667
2030-02-01 | 158 | 1 | 6679.1667 | 0 | 0 | 0 | 0 | 6679.1667
2030-03-01 | 159 | 1 | 6679.1667 | 0 | 0 | 0 | 0 | 6679.1667
2030-04-01 | 160 | 1 | 6679.1667 | 0 | 0 | 0 | 0 | 6679.1667
2030-05-01 | 161 | 1 | 6679.1667 | 0 | 0 | 0 | 0 | 6679.1667
2030-06-01 | 162 | 1 | 6679.1667 | 0 | 0 | 0 | 0 | 6679.1667
2030-07-01 | 163 | 1 | 6679.1667 | 0 | 0 | 0 | 0 | 6679.1667
2030-08-01 | 164 | 1 | 6679.1667 | 0 | 0 | 0 | 0 | 6679.1667
2030-09-01 | 165 | 1 | 6679.1667 | 0 | 0 | 0 | 0 | 6679.1667
2030-10-01 | 166 | 1 | 6679.1667 | 0 | 0 | 0 | 0 | 6679.1667
2030-11-01 | 167 | 1 | 6679.1667 | 0 | 0 | 0 | 0 | 6679.1667
2030-12-01 | 168 | 1 | 6679.1667 | 0 | 0 | 0 | 0 | 6679.1667
2031-01-01 | 169 | 1 | 6679.1667 | 0 | 0 | 0 | 0 | 6679.1667
2031-02-01 | 170 | 1 | 6679.1667 | 0 | 0 | 0 | 0 | 6679.1667
2031-03-01 | 171 | 1 | 6679.1667 | 0 | 0 | 0 | 0 | 6679.1667
2031-04-01 | 172 | 1 | 6679.1667 | 0 | 0 | 0 | 0 | 6679.1667
2031-05-01 | 173 | 1 | 6679.1667 | 0 | 0 | 0 | 0 | 6679.1667
2031-06-01 | 174 | 1 | 6679.1667 | 0 | 0 | 0 | 0 | 6679.1667
2031-07-01 | 175 | 1 | 6679.1667 | 0 | 0 | 0 | 0 | 6679.1667
2031-08-01 | 176 | 1 | 6679.1667 | 0 | 0 | 0 | 0 | 6679.1667
2031-09-01 | 177 | 1 | 6679.1667 | 0 | 0 | 0 | 0 | 6679.1667
2031-10-01 | 178 | 1 | 6679.1667 | 0 | 0 | 0 | 0 | 6679.1667
2031-11-01 | 179 | 1 | 6679.1667 | 0 | 0 | 0 | 0 | 6679.1667
2031-12-01 | 180 | 1 | 6679.1667 | 0 | 0 | 0 | 0 | 6679.1667
2032-01-01 | 181 | 1 | 6679.1667 | 0 | 0 | 0 | 0 | 6679.1667
2032-02-01 | 182 | 1 | 6679.1667 | 0 | 0 | 0 | 0 | 6679.1667
2032-03-01 | 183 | 1 | 6679.1667 | 0 | 0 | 0 | 0 | 6679.1667
2032-04-01 | 184 | 1 | 6679.1667 | 0 | 0 | 0 | 0 | 6679.1667
2032-05-01 | 185 | 1 | 6679.1667 | 0 | 0 | 0 | 0 | 6679.1667
2032-06-01 | 186 | 1 | 6679.1667 | 0 | 0 | 0 | 0 | 6679.1667
2032-07-01 | 187 | 1 | 6679.1667 | 0 | 0 | 0 | 0 | 6679.1667
2032-08-01 | 188 | 1 | 6679.1667 | 0 | 0 | 0 | 0 | 6679.1667
2032-09-01 | 189 | 1 | 6679.1667 | 0 | 0 | 0 | 0 | 6679.1667
2032-10-01 | 190 | 1 | 6679.1667 | 0 | 0 | 0 | 0 | 6679.1667
2032-11-01 | 191 | 1 | 6679.1667 | 0 | 0 | 0 | 0 | 6679.1667
2032-12-01 | 192 | 1 | 6679.1667 | 0 | 0 | 0 | 0 | 6679.1667
2033-01-01 | 193 | 1 | 6679.1667 | 0 | 0 | 0 | 0 | 6679.1667
2033-02-01 | 194 | 1 | 6679.1667 | 0 | 0 | 0 | 0 | 6679.1667
2033-03-01 | 195 | 1 | 6679.1667 | 0 | 0 | 0 | 0 | 6679.1667
2033-04-01 | 196 | 1 | 6679.1667 | 0 | 0 | 0 | 0 | 6679.1667
2033-05-01 | 197 | 1 | 6679.1667 | 0 | 0 | 0 | 0 | 6679.1667
2033-06-01 | 198 | 1 | 6679.1667 | 0 | 0 | 0 | 0 | 6679.1667
2033-07-01 | 199 | 1 | 6679.1667 | 0 | 0 | 0 | 0 | 6679.1667
2033-08-01 | 200 | 1 | 6679.1667 | 0 | 0 | 0 | 0 | 6679.1667
2033-09-01 | 201 | 1 | 6679.1667 | 0 | 0 | 0 | 0 | 6679.1667
2033-10-01 | 202 | 1 | 6679.1667 | 0 | 0 | 0 | 0 | 6679.1667
2033-11-01 | 203 | 1 | 6679.1667 | 0 | 0 | 0 | 0 | 6679.1667
2033-12-01 | 204 | 1 | 6679.1667 | 0 | 0 | 0 | 0 | 6679.1667
2034-01-01 | 205 | 1 | 6679.1667 | 0 | 0 | 0 | 0 | 6679.1667
2034-02-01 | 206 | 1 | 6679.1667 | 0 | 0 | 0 | 0 | 6679.1667
2034-03-01 | 207 | 1 | 6679.1667 | 0 | 0 | 0 | 0 | 6679.1667
2034-04-01 | 208 | 1 | 6679.1667 | 0 | 0 | 0 | 0 | 6679.1667
2034-05-01 | 209 | 1 | 6679.1667 | 0 | 0 | 0 | 0 | 6679.1667
2034-06-01 | 210 | 1 | 6679.1667 | 0 | 0 | 0 | 0 | 6679.1667
2034-07-01 | 211 | 1 | 6679.1667 | 0 | 0 | 0 | 0 | 6679.1667
2034-08-01 | 212 | 1 | 6679.1667 | 0 | 0 | 0 | 0 | 6679.1667
2034-09-01 | 213 | 1 | 6679.1667 | 0 | 0 | 0 | 0 | 6679.1667
2034-10-01 | 214 | 1 | 6679.1667 | 0 | 0 | 0 | 0 | 6679.1667
2034-11-01 | 215 | 1 | 6679.1667 | 0 | 0 | 0 | 0 | 6679.1667
2034-12-01 | 216 | 1 | 6679.1667 | 0 | 0 | 0 | 0 | 6679.1667
2035-01-01 | 217 | 1 | 6679.1667 | 0 | 0 | 0 | 0 | 6679.1667
2035-02-01 | 218 | 1 | 6679.1667 | 0 | 0 | 0 | 0 | 6679.1667
2035-03-01 | 219 | 1 | 6679.1667 | 0 | 0 | 0 | 0 | 6679.1667
2035-04-01 | 220 | 1 | 6679.1667 | 0 | 0 | 0 | 0 | 6679.1667
2035-05-01 | 221 | 1 | 6679.1667 | 0 | 0 | 0 | 0 | 6679.1667
2035-06-01 | 222 | 1 | 6679.1667 | 0 | 0 | 0 | 0 | 6679.1667
2035-07-01 | 223 | 1 | 6679.1667 | 0 | 0 | 0 | 0 | 6679.1667
2035-08-01 | 224 | 1 | 6679.1667 | 0 | 0 | 0 | 0 | 6679.1667
2035-09-01 | 225 | 1 | 6679.1667 | 0 | 0 | 0 | 0 | 6679.1667
2035-10-01 | 226 | 1 | 6679.1667 | 0 | 0 | 0 | 0 | 6679.1667
2035-11-01 | 227 | 1 | 6679.1667 | 0 | 0 | 0 | 0 | 6679.1667
2035-12-01 | 228 | 1 | 6679.1667 | 0 | 0 | 0 | 0 | 6679.1667
2036-01-01 | 229 | 1 | 6679.1667 | 0 | 0 | 0 | 0 | 6679.1667
2036-02-01 | 230 | 1 | 6679.1667 | 0 | 0 | 0 | 0 | 6679.1667
2036-03-01 | 231 | 1 | 6679.1667 | 0 | 0 | 0 | 0 | 6679.1667
2036-04-01 | 232 | 1 | 6679.1667 | 0 | 0 | 0 | 0 | 6679.1667
2036-05-01 | 233 | 1 | 6679.1667 | 0 | 0 | 0 | 0 | 6679.1667
2036-06-01 | 234 | 1 | 6679.1667 | 0 | 0 | 0 | 0 | 6679.1667
2036-07-01 | 235 | 1 | 6679.1667 | 0 | 0 | 0 | 0 | 6679.1667
2036-08-01 | 236 | 1 | 6679.1667 | 0 | 0 | 0 | 0 | 6679.1667
2036-09-01 | 237 | 1 | 6679.1667 | 0 | 0 | 0 | 0 | 6679.1667
2036-10-01 | 238 | 1 | 6679.1667 | 0 | 0 | 0 | 0 | 6679.1667
2036-11-01 | 239 | 1 | 6679.1667 | 0 | 0 | 0 | 0 | 6679.1667
2036-12-01 | 240 | 1 | 6679.1667 | 0 | 0 | 0 | 0 | 6679.1667
Formulas:
Start = IF([Stage]=0,0,DATE(YEAR('A1 Costs and Contract'!B37),MONTH('A1 Costs and Contract'!B37),1))
End = DATE(YEAR([Start]),MONTH([Start])+'A1 Costs and Contract'!C46,1)-1
End = IF([Stage]=0,0,[End, row above])
Stage = DATE(YEAR([Stage, row above]),MONTH([Stage, row above])+1,1)
Stage = IF([Months]="NA","NA",DATE(YEAR([Stage, row above]),MONTH([Stage, row above])+1,1))

## Stage (6) Investment
Additional Detail: Stage (6) Monthly Investment
Participant: |  | Name of Market Participant (Customer) |  |  |  |  | Tariff: | AESO 2017
Project: |  | Project Name |  |  |  |  | Effective: | 1 Jan 2017
Number: |  | Project Number |  | Type: | DTS Only |  | To: | Current
Stage and Month Lookup
Stage | Months |  | Start | End
1 | 240 |  | 2017-01-01 | 2036-12-31
0 | 0 |  | 0 | 0
0 | 0 |  | 0 | 0
0 | 0 |  | 0 | 0
0 | 0 |  | 0 | 0
0 | 0 |  | 0 | 0
Stage (6) Calculated Investment per Month of Maximum Investment Term
|  |  | Investment per Month by Tier |  |  |  |  | Nominal
Month | Count | Stage | Tier (a) | Tier (b) | Tier (c) | Tier (d) | Tier (e) | Monthly
2017-01-01 | 1 | 1 | 6679.1667 | 0 | 0 | 0 | 0 | 6679.1667
2017-02-01 | 2 | 1 | 6679.1667 | 0 | 0 | 0 | 0 | 6679.1667
2017-03-01 | 3 | 1 | 6679.1667 | 0 | 0 | 0 | 0 | 6679.1667
2017-04-01 | 4 | 1 | 6679.1667 | 0 | 0 | 0 | 0 | 6679.1667
2017-05-01 | 5 | 1 | 6679.1667 | 0 | 0 | 0 | 0 | 6679.1667
2017-06-01 | 6 | 1 | 6679.1667 | 0 | 0 | 0 | 0 | 6679.1667
2017-07-01 | 7 | 1 | 6679.1667 | 0 | 0 | 0 | 0 | 6679.1667
2017-08-01 | 8 | 1 | 6679.1667 | 0 | 0 | 0 | 0 | 6679.1667
2017-09-01 | 9 | 1 | 6679.1667 | 0 | 0 | 0 | 0 | 6679.1667
2017-10-01 | 10 | 1 | 6679.1667 | 0 | 0 | 0 | 0 | 6679.1667
2017-11-01 | 11 | 1 | 6679.1667 | 0 | 0 | 0 | 0 | 6679.1667
2017-12-01 | 12 | 1 | 6679.1667 | 0 | 0 | 0 | 0 | 6679.1667
2018-01-01 | 13 | 1 | 6679.1667 | 0 | 0 | 0 | 0 | 6679.1667
2018-02-01 | 14 | 1 | 6679.1667 | 0 | 0 | 0 | 0 | 6679.1667
2018-03-01 | 15 | 1 | 6679.1667 | 0 | 0 | 0 | 0 | 6679.1667
2018-04-01 | 16 | 1 | 6679.1667 | 0 | 0 | 0 | 0 | 6679.1667
2018-05-01 | 17 | 1 | 6679.1667 | 0 | 0 | 0 | 0 | 6679.1667
2018-06-01 | 18 | 1 | 6679.1667 | 0 | 0 | 0 | 0 | 6679.1667
2018-07-01 | 19 | 1 | 6679.1667 | 0 | 0 | 0 | 0 | 6679.1667
2018-08-01 | 20 | 1 | 6679.1667 | 0 | 0 | 0 | 0 | 6679.1667
2018-09-01 | 21 | 1 | 6679.1667 | 0 | 0 | 0 | 0 | 6679.1667
2018-10-01 | 22 | 1 | 6679.1667 | 0 | 0 | 0 | 0 | 6679.1667
2018-11-01 | 23 | 1 | 6679.1667 | 0 | 0 | 0 | 0 | 6679.1667
2018-12-01 | 24 | 1 | 6679.1667 | 0 | 0 | 0 | 0 | 6679.1667
2019-01-01 | 25 | 1 | 6679.1667 | 0 | 0 | 0 | 0 | 6679.1667
2019-02-01 | 26 | 1 | 6679.1667 | 0 | 0 | 0 | 0 | 6679.1667
2019-03-01 | 27 | 1 | 6679.1667 | 0 | 0 | 0 | 0 | 6679.1667
2019-04-01 | 28 | 1 | 6679.1667 | 0 | 0 | 0 | 0 | 6679.1667
2019-05-01 | 29 | 1 | 6679.1667 | 0 | 0 | 0 | 0 | 6679.1667
2019-06-01 | 30 | 1 | 6679.1667 | 0 | 0 | 0 | 0 | 6679.1667
2019-07-01 | 31 | 1 | 6679.1667 | 0 | 0 | 0 | 0 | 6679.1667
2019-08-01 | 32 | 1 | 6679.1667 | 0 | 0 | 0 | 0 | 6679.1667
2019-09-01 | 33 | 1 | 6679.1667 | 0 | 0 | 0 | 0 | 6679.1667
2019-10-01 | 34 | 1 | 6679.1667 | 0 | 0 | 0 | 0 | 6679.1667
2019-11-01 | 35 | 1 | 6679.1667 | 0 | 0 | 0 | 0 | 6679.1667
2019-12-01 | 36 | 1 | 6679.1667 | 0 | 0 | 0 | 0 | 6679.1667
2020-01-01 | 37 | 1 | 6679.1667 | 0 | 0 | 0 | 0 | 6679.1667
2020-02-01 | 38 | 1 | 6679.1667 | 0 | 0 | 0 | 0 | 6679.1667
2020-03-01 | 39 | 1 | 6679.1667 | 0 | 0 | 0 | 0 | 6679.1667
2020-04-01 | 40 | 1 | 6679.1667 | 0 | 0 | 0 | 0 | 6679.1667
2020-05-01 | 41 | 1 | 6679.1667 | 0 | 0 | 0 | 0 | 6679.1667
2020-06-01 | 42 | 1 | 6679.1667 | 0 | 0 | 0 | 0 | 6679.1667
2020-07-01 | 43 | 1 | 6679.1667 | 0 | 0 | 0 | 0 | 6679.1667
2020-08-01 | 44 | 1 | 6679.1667 | 0 | 0 | 0 | 0 | 6679.1667
2020-09-01 | 45 | 1 | 6679.1667 | 0 | 0 | 0 | 0 | 6679.1667
2020-10-01 | 46 | 1 | 6679.1667 | 0 | 0 | 0 | 0 | 6679.1667
2020-11-01 | 47 | 1 | 6679.1667 | 0 | 0 | 0 | 0 | 6679.1667
2020-12-01 | 48 | 1 | 6679.1667 | 0 | 0 | 0 | 0 | 6679.1667
2021-01-01 | 49 | 1 | 6679.1667 | 0 | 0 | 0 | 0 | 6679.1667
2021-02-01 | 50 | 1 | 6679.1667 | 0 | 0 | 0 | 0 | 6679.1667
2021-03-01 | 51 | 1 | 6679.1667 | 0 | 0 | 0 | 0 | 6679.1667
2021-04-01 | 52 | 1 | 6679.1667 | 0 | 0 | 0 | 0 | 6679.1667
2021-05-01 | 53 | 1 | 6679.1667 | 0 | 0 | 0 | 0 | 6679.1667
2021-06-01 | 54 | 1 | 6679.1667 | 0 | 0 | 0 | 0 | 6679.1667
2021-07-01 | 55 | 1 | 6679.1667 | 0 | 0 | 0 | 0 | 6679.1667
2021-08-01 | 56 | 1 | 6679.1667 | 0 | 0 | 0 | 0 | 6679.1667
2021-09-01 | 57 | 1 | 6679.1667 | 0 | 0 | 0 | 0 | 6679.1667
2021-10-01 | 58 | 1 | 6679.1667 | 0 | 0 | 0 | 0 | 6679.1667
2021-11-01 | 59 | 1 | 6679.1667 | 0 | 0 | 0 | 0 | 6679.1667
2021-12-01 | 60 | 1 | 6679.1667 | 0 | 0 | 0 | 0 | 6679.1667
2022-01-01 | 61 | 1 | 6679.1667 | 0 | 0 | 0 | 0 | 6679.1667
2022-02-01 | 62 | 1 | 6679.1667 | 0 | 0 | 0 | 0 | 6679.1667
2022-03-01 | 63 | 1 | 6679.1667 | 0 | 0 | 0 | 0 | 6679.1667
2022-04-01 | 64 | 1 | 6679.1667 | 0 | 0 | 0 | 0 | 6679.1667
2022-05-01 | 65 | 1 | 6679.1667 | 0 | 0 | 0 | 0 | 6679.1667
2022-06-01 | 66 | 1 | 6679.1667 | 0 | 0 | 0 | 0 | 6679.1667
2022-07-01 | 67 | 1 | 6679.1667 | 0 | 0 | 0 | 0 | 6679.1667
2022-08-01 | 68 | 1 | 6679.1667 | 0 | 0 | 0 | 0 | 6679.1667
2022-09-01 | 69 | 1 | 6679.1667 | 0 | 0 | 0 | 0 | 6679.1667
2022-10-01 | 70 | 1 | 6679.1667 | 0 | 0 | 0 | 0 | 6679.1667
2022-11-01 | 71 | 1 | 6679.1667 | 0 | 0 | 0 | 0 | 6679.1667
2022-12-01 | 72 | 1 | 6679.1667 | 0 | 0 | 0 | 0 | 6679.1667
2023-01-01 | 73 | 1 | 6679.1667 | 0 | 0 | 0 | 0 | 6679.1667
2023-02-01 | 74 | 1 | 6679.1667 | 0 | 0 | 0 | 0 | 6679.1667
2023-03-01 | 75 | 1 | 6679.1667 | 0 | 0 | 0 | 0 | 6679.1667
2023-04-01 | 76 | 1 | 6679.1667 | 0 | 0 | 0 | 0 | 6679.1667
2023-05-01 | 77 | 1 | 6679.1667 | 0 | 0 | 0 | 0 | 6679.1667
2023-06-01 | 78 | 1 | 6679.1667 | 0 | 0 | 0 | 0 | 6679.1667
2023-07-01 | 79 | 1 | 6679.1667 | 0 | 0 | 0 | 0 | 6679.1667
2023-08-01 | 80 | 1 | 6679.1667 | 0 | 0 | 0 | 0 | 6679.1667
2023-09-01 | 81 | 1 | 6679.1667 | 0 | 0 | 0 | 0 | 6679.1667
2023-10-01 | 82 | 1 | 6679.1667 | 0 | 0 | 0 | 0 | 6679.1667
2023-11-01 | 83 | 1 | 6679.1667 | 0 | 0 | 0 | 0 | 6679.1667
2023-12-01 | 84 | 1 | 6679.1667 | 0 | 0 | 0 | 0 | 6679.1667
2024-01-01 | 85 | 1 | 6679.1667 | 0 | 0 | 0 | 0 | 6679.1667
2024-02-01 | 86 | 1 | 6679.1667 | 0 | 0 | 0 | 0 | 6679.1667
2024-03-01 | 87 | 1 | 6679.1667 | 0 | 0 | 0 | 0 | 6679.1667
2024-04-01 | 88 | 1 | 6679.1667 | 0 | 0 | 0 | 0 | 6679.1667
2024-05-01 | 89 | 1 | 6679.1667 | 0 | 0 | 0 | 0 | 6679.1667
2024-06-01 | 90 | 1 | 6679.1667 | 0 | 0 | 0 | 0 | 6679.1667
2024-07-01 | 91 | 1 | 6679.1667 | 0 | 0 | 0 | 0 | 6679.1667
2024-08-01 | 92 | 1 | 6679.1667 | 0 | 0 | 0 | 0 | 6679.1667
2024-09-01 | 93 | 1 | 6679.1667 | 0 | 0 | 0 | 0 | 6679.1667
2024-10-01 | 94 | 1 | 6679.1667 | 0 | 0 | 0 | 0 | 6679.1667
2024-11-01 | 95 | 1 | 6679.1667 | 0 | 0 | 0 | 0 | 6679.1667
2024-12-01 | 96 | 1 | 6679.1667 | 0 | 0 | 0 | 0 | 6679.1667
2025-01-01 | 97 | 1 | 6679.1667 | 0 | 0 | 0 | 0 | 6679.1667
2025-02-01 | 98 | 1 | 6679.1667 | 0 | 0 | 0 | 0 | 6679.1667
2025-03-01 | 99 | 1 | 6679.1667 | 0 | 0 | 0 | 0 | 6679.1667
2025-04-01 | 100 | 1 | 6679.1667 | 0 | 0 | 0 | 0 | 6679.1667
2025-05-01 | 101 | 1 | 6679.1667 | 0 | 0 | 0 | 0 | 6679.1667
2025-06-01 | 102 | 1 | 6679.1667 | 0 | 0 | 0 | 0 | 6679.1667
2025-07-01 | 103 | 1 | 6679.1667 | 0 | 0 | 0 | 0 | 6679.1667
2025-08-01 | 104 | 1 | 6679.1667 | 0 | 0 | 0 | 0 | 6679.1667
2025-09-01 | 105 | 1 | 6679.1667 | 0 | 0 | 0 | 0 | 6679.1667
2025-10-01 | 106 | 1 | 6679.1667 | 0 | 0 | 0 | 0 | 6679.1667
2025-11-01 | 107 | 1 | 6679.1667 | 0 | 0 | 0 | 0 | 6679.1667
2025-12-01 | 108 | 1 | 6679.1667 | 0 | 0 | 0 | 0 | 6679.1667
2026-01-01 | 109 | 1 | 6679.1667 | 0 | 0 | 0 | 0 | 6679.1667
2026-02-01 | 110 | 1 | 6679.1667 | 0 | 0 | 0 | 0 | 6679.1667
2026-03-01 | 111 | 1 | 6679.1667 | 0 | 0 | 0 | 0 | 6679.1667
2026-04-01 | 112 | 1 | 6679.1667 | 0 | 0 | 0 | 0 | 6679.1667
2026-05-01 | 113 | 1 | 6679.1667 | 0 | 0 | 0 | 0 | 6679.1667
2026-06-01 | 114 | 1 | 6679.1667 | 0 | 0 | 0 | 0 | 6679.1667
2026-07-01 | 115 | 1 | 6679.1667 | 0 | 0 | 0 | 0 | 6679.1667
2026-08-01 | 116 | 1 | 6679.1667 | 0 | 0 | 0 | 0 | 6679.1667
2026-09-01 | 117 | 1 | 6679.1667 | 0 | 0 | 0 | 0 | 6679.1667
2026-10-01 | 118 | 1 | 6679.1667 | 0 | 0 | 0 | 0 | 6679.1667
2026-11-01 | 119 | 1 | 6679.1667 | 0 | 0 | 0 | 0 | 6679.1667
2026-12-01 | 120 | 1 | 6679.1667 | 0 | 0 | 0 | 0 | 6679.1667
2027-01-01 | 121 | 1 | 6679.1667 | 0 | 0 | 0 | 0 | 6679.1667
2027-02-01 | 122 | 1 | 6679.1667 | 0 | 0 | 0 | 0 | 6679.1667
2027-03-01 | 123 | 1 | 6679.1667 | 0 | 0 | 0 | 0 | 6679.1667
2027-04-01 | 124 | 1 | 6679.1667 | 0 | 0 | 0 | 0 | 6679.1667
2027-05-01 | 125 | 1 | 6679.1667 | 0 | 0 | 0 | 0 | 6679.1667
2027-06-01 | 126 | 1 | 6679.1667 | 0 | 0 | 0 | 0 | 6679.1667
2027-07-01 | 127 | 1 | 6679.1667 | 0 | 0 | 0 | 0 | 6679.1667
2027-08-01 | 128 | 1 | 6679.1667 | 0 | 0 | 0 | 0 | 6679.1667
2027-09-01 | 129 | 1 | 6679.1667 | 0 | 0 | 0 | 0 | 6679.1667
2027-10-01 | 130 | 1 | 6679.1667 | 0 | 0 | 0 | 0 | 6679.1667
2027-11-01 | 131 | 1 | 6679.1667 | 0 | 0 | 0 | 0 | 6679.1667
2027-12-01 | 132 | 1 | 6679.1667 | 0 | 0 | 0 | 0 | 6679.1667
2028-01-01 | 133 | 1 | 6679.1667 | 0 | 0 | 0 | 0 | 6679.1667
2028-02-01 | 134 | 1 | 6679.1667 | 0 | 0 | 0 | 0 | 6679.1667
2028-03-01 | 135 | 1 | 6679.1667 | 0 | 0 | 0 | 0 | 6679.1667
2028-04-01 | 136 | 1 | 6679.1667 | 0 | 0 | 0 | 0 | 6679.1667
2028-05-01 | 137 | 1 | 6679.1667 | 0 | 0 | 0 | 0 | 6679.1667
2028-06-01 | 138 | 1 | 6679.1667 | 0 | 0 | 0 | 0 | 6679.1667
2028-07-01 | 139 | 1 | 6679.1667 | 0 | 0 | 0 | 0 | 6679.1667
2028-08-01 | 140 | 1 | 6679.1667 | 0 | 0 | 0 | 0 | 6679.1667
2028-09-01 | 141 | 1 | 6679.1667 | 0 | 0 | 0 | 0 | 6679.1667
2028-10-01 | 142 | 1 | 6679.1667 | 0 | 0 | 0 | 0 | 6679.1667
2028-11-01 | 143 | 1 | 6679.1667 | 0 | 0 | 0 | 0 | 6679.1667
2028-12-01 | 144 | 1 | 6679.1667 | 0 | 0 | 0 | 0 | 6679.1667
2029-01-01 | 145 | 1 | 6679.1667 | 0 | 0 | 0 | 0 | 6679.1667
2029-02-01 | 146 | 1 | 6679.1667 | 0 | 0 | 0 | 0 | 6679.1667
2029-03-01 | 147 | 1 | 6679.1667 | 0 | 0 | 0 | 0 | 6679.1667
2029-04-01 | 148 | 1 | 6679.1667 | 0 | 0 | 0 | 0 | 6679.1667
2029-05-01 | 149 | 1 | 6679.1667 | 0 | 0 | 0 | 0 | 6679.1667
2029-06-01 | 150 | 1 | 6679.1667 | 0 | 0 | 0 | 0 | 6679.1667
2029-07-01 | 151 | 1 | 6679.1667 | 0 | 0 | 0 | 0 | 6679.1667
2029-08-01 | 152 | 1 | 6679.1667 | 0 | 0 | 0 | 0 | 6679.1667
2029-09-01 | 153 | 1 | 6679.1667 | 0 | 0 | 0 | 0 | 6679.1667
2029-10-01 | 154 | 1 | 6679.1667 | 0 | 0 | 0 | 0 | 6679.1667
2029-11-01 | 155 | 1 | 6679.1667 | 0 | 0 | 0 | 0 | 6679.1667
2029-12-01 | 156 | 1 | 6679.1667 | 0 | 0 | 0 | 0 | 6679.1667
2030-01-01 | 157 | 1 | 6679.1667 | 0 | 0 | 0 | 0 | 6679.1667
2030-02-01 | 158 | 1 | 6679.1667 | 0 | 0 | 0 | 0 | 6679.1667
2030-03-01 | 159 | 1 | 6679.1667 | 0 | 0 | 0 | 0 | 6679.1667
2030-04-01 | 160 | 1 | 6679.1667 | 0 | 0 | 0 | 0 | 6679.1667
2030-05-01 | 161 | 1 | 6679.1667 | 0 | 0 | 0 | 0 | 6679.1667
2030-06-01 | 162 | 1 | 6679.1667 | 0 | 0 | 0 | 0 | 6679.1667
2030-07-01 | 163 | 1 | 6679.1667 | 0 | 0 | 0 | 0 | 6679.1667
2030-08-01 | 164 | 1 | 6679.1667 | 0 | 0 | 0 | 0 | 6679.1667
2030-09-01 | 165 | 1 | 6679.1667 | 0 | 0 | 0 | 0 | 6679.1667
2030-10-01 | 166 | 1 | 6679.1667 | 0 | 0 | 0 | 0 | 6679.1667
2030-11-01 | 167 | 1 | 6679.1667 | 0 | 0 | 0 | 0 | 6679.1667
2030-12-01 | 168 | 1 | 6679.1667 | 0 | 0 | 0 | 0 | 6679.1667
2031-01-01 | 169 | 1 | 6679.1667 | 0 | 0 | 0 | 0 | 6679.1667
2031-02-01 | 170 | 1 | 6679.1667 | 0 | 0 | 0 | 0 | 6679.1667
2031-03-01 | 171 | 1 | 6679.1667 | 0 | 0 | 0 | 0 | 6679.1667
2031-04-01 | 172 | 1 | 6679.1667 | 0 | 0 | 0 | 0 | 6679.1667
2031-05-01 | 173 | 1 | 6679.1667 | 0 | 0 | 0 | 0 | 6679.1667
2031-06-01 | 174 | 1 | 6679.1667 | 0 | 0 | 0 | 0 | 6679.1667
2031-07-01 | 175 | 1 | 6679.1667 | 0 | 0 | 0 | 0 | 6679.1667
2031-08-01 | 176 | 1 | 6679.1667 | 0 | 0 | 0 | 0 | 6679.1667
2031-09-01 | 177 | 1 | 6679.1667 | 0 | 0 | 0 | 0 | 6679.1667
2031-10-01 | 178 | 1 | 6679.1667 | 0 | 0 | 0 | 0 | 6679.1667
2031-11-01 | 179 | 1 | 6679.1667 | 0 | 0 | 0 | 0 | 6679.1667
2031-12-01 | 180 | 1 | 6679.1667 | 0 | 0 | 0 | 0 | 6679.1667
2032-01-01 | 181 | 1 | 6679.1667 | 0 | 0 | 0 | 0 | 6679.1667
2032-02-01 | 182 | 1 | 6679.1667 | 0 | 0 | 0 | 0 | 6679.1667
2032-03-01 | 183 | 1 | 6679.1667 | 0 | 0 | 0 | 0 | 6679.1667
2032-04-01 | 184 | 1 | 6679.1667 | 0 | 0 | 0 | 0 | 6679.1667
2032-05-01 | 185 | 1 | 6679.1667 | 0 | 0 | 0 | 0 | 6679.1667
2032-06-01 | 186 | 1 | 6679.1667 | 0 | 0 | 0 | 0 | 6679.1667
2032-07-01 | 187 | 1 | 6679.1667 | 0 | 0 | 0 | 0 | 6679.1667
2032-08-01 | 188 | 1 | 6679.1667 | 0 | 0 | 0 | 0 | 6679.1667
2032-09-01 | 189 | 1 | 6679.1667 | 0 | 0 | 0 | 0 | 6679.1667
2032-10-01 | 190 | 1 | 6679.1667 | 0 | 0 | 0 | 0 | 6679.1667
2032-11-01 | 191 | 1 | 6679.1667 | 0 | 0 | 0 | 0 | 6679.1667
2032-12-01 | 192 | 1 | 6679.1667 | 0 | 0 | 0 | 0 | 6679.1667
2033-01-01 | 193 | 1 | 6679.1667 | 0 | 0 | 0 | 0 | 6679.1667
2033-02-01 | 194 | 1 | 6679.1667 | 0 | 0 | 0 | 0 | 6679.1667
2033-03-01 | 195 | 1 | 6679.1667 | 0 | 0 | 0 | 0 | 6679.1667
2033-04-01 | 196 | 1 | 6679.1667 | 0 | 0 | 0 | 0 | 6679.1667
2033-05-01 | 197 | 1 | 6679.1667 | 0 | 0 | 0 | 0 | 6679.1667
2033-06-01 | 198 | 1 | 6679.1667 | 0 | 0 | 0 | 0 | 6679.1667
2033-07-01 | 199 | 1 | 6679.1667 | 0 | 0 | 0 | 0 | 6679.1667
2033-08-01 | 200 | 1 | 6679.1667 | 0 | 0 | 0 | 0 | 6679.1667
2033-09-01 | 201 | 1 | 6679.1667 | 0 | 0 | 0 | 0 | 6679.1667
2033-10-01 | 202 | 1 | 6679.1667 | 0 | 0 | 0 | 0 | 6679.1667
2033-11-01 | 203 | 1 | 6679.1667 | 0 | 0 | 0 | 0 | 6679.1667
2033-12-01 | 204 | 1 | 6679.1667 | 0 | 0 | 0 | 0 | 6679.1667
2034-01-01 | 205 | 1 | 6679.1667 | 0 | 0 | 0 | 0 | 6679.1667
2034-02-01 | 206 | 1 | 6679.1667 | 0 | 0 | 0 | 0 | 6679.1667
2034-03-01 | 207 | 1 | 6679.1667 | 0 | 0 | 0 | 0 | 6679.1667
2034-04-01 | 208 | 1 | 6679.1667 | 0 | 0 | 0 | 0 | 6679.1667
2034-05-01 | 209 | 1 | 6679.1667 | 0 | 0 | 0 | 0 | 6679.1667
2034-06-01 | 210 | 1 | 6679.1667 | 0 | 0 | 0 | 0 | 6679.1667
2034-07-01 | 211 | 1 | 6679.1667 | 0 | 0 | 0 | 0 | 6679.1667
2034-08-01 | 212 | 1 | 6679.1667 | 0 | 0 | 0 | 0 | 6679.1667
2034-09-01 | 213 | 1 | 6679.1667 | 0 | 0 | 0 | 0 | 6679.1667
2034-10-01 | 214 | 1 | 6679.1667 | 0 | 0 | 0 | 0 | 6679.1667
2034-11-01 | 215 | 1 | 6679.1667 | 0 | 0 | 0 | 0 | 6679.1667
2034-12-01 | 216 | 1 | 6679.1667 | 0 | 0 | 0 | 0 | 6679.1667
2035-01-01 | 217 | 1 | 6679.1667 | 0 | 0 | 0 | 0 | 6679.1667
2035-02-01 | 218 | 1 | 6679.1667 | 0 | 0 | 0 | 0 | 6679.1667
2035-03-01 | 219 | 1 | 6679.1667 | 0 | 0 | 0 | 0 | 6679.1667
2035-04-01 | 220 | 1 | 6679.1667 | 0 | 0 | 0 | 0 | 6679.1667
2035-05-01 | 221 | 1 | 6679.1667 | 0 | 0 | 0 | 0 | 6679.1667
2035-06-01 | 222 | 1 | 6679.1667 | 0 | 0 | 0 | 0 | 6679.1667
2035-07-01 | 223 | 1 | 6679.1667 | 0 | 0 | 0 | 0 | 6679.1667
2035-08-01 | 224 | 1 | 6679.1667 | 0 | 0 | 0 | 0 | 6679.1667
2035-09-01 | 225 | 1 | 6679.1667 | 0 | 0 | 0 | 0 | 6679.1667
2035-10-01 | 226 | 1 | 6679.1667 | 0 | 0 | 0 | 0 | 6679.1667
2035-11-01 | 227 | 1 | 6679.1667 | 0 | 0 | 0 | 0 | 6679.1667
2035-12-01 | 228 | 1 | 6679.1667 | 0 | 0 | 0 | 0 | 6679.1667
2036-01-01 | 229 | 1 | 6679.1667 | 0 | 0 | 0 | 0 | 6679.1667
2036-02-01 | 230 | 1 | 6679.1667 | 0 | 0 | 0 | 0 | 6679.1667
2036-03-01 | 231 | 1 | 6679.1667 | 0 | 0 | 0 | 0 | 6679.1667
2036-04-01 | 232 | 1 | 6679.1667 | 0 | 0 | 0 | 0 | 6679.1667
2036-05-01 | 233 | 1 | 6679.1667 | 0 | 0 | 0 | 0 | 6679.1667
2036-06-01 | 234 | 1 | 6679.1667 | 0 | 0 | 0 | 0 | 6679.1667
2036-07-01 | 235 | 1 | 6679.1667 | 0 | 0 | 0 | 0 | 6679.1667
2036-08-01 | 236 | 1 | 6679.1667 | 0 | 0 | 0 | 0 | 6679.1667
2036-09-01 | 237 | 1 | 6679.1667 | 0 | 0 | 0 | 0 | 6679.1667
2036-10-01 | 238 | 1 | 6679.1667 | 0 | 0 | 0 | 0 | 6679.1667
2036-11-01 | 239 | 1 | 6679.1667 | 0 | 0 | 0 | 0 | 6679.1667
2036-12-01 | 240 | 1 | 6679.1667 | 0 | 0 | 0 | 0 | 6679.1667
Formulas:
Start = IF([Stage]=0,0,DATE(YEAR('A1 Costs and Contract'!B37),MONTH('A1 Costs and Contract'!B37),1))
End = DATE(YEAR([Start]),MONTH([Start])+'A1 Costs and Contract'!C46,1)-1
End = IF([Stage]=0,0,[End, row above])
Stage = DATE(YEAR([Stage, row above]),MONTH([Stage, row above])+1,1)
Stage = IF([Months]="NA","NA",DATE(YEAR([Stage, row above]),MONTH([Stage, row above])+1,1))

## Stage (7) Investment
Additional Detail: Stage (7) Monthly Investment
Participant: |  | Name of Market Participant (Customer) |  |  |  |  | Tariff: | AESO 2017
Project: |  | Project Name |  |  |  |  | Effective: | 1 Jan 2017
Number: |  | Project Number |  | Type: | DTS Only |  | To: | Current
Stage and Month Lookup
Stage | Months |  | Start | End
1 | 240 |  | 2017-01-01 | 2036-12-31
0 | 0 |  | 0 | 0
0 | 0 |  | 0 | 0
0 | 0 |  | 0 | 0
0 | 0 |  | 0 | 0
0 | 0 |  | 0 | 0
0 | 0 |  | 0 | 0
Stage (7) Calculated Investment per Month of Maximum Investment Term
|  |  | Investment per Month by Tier |  |  |  |  | Nominal
Month | Count | Stage | Tier (a) | Tier (b) | Tier (c) | Tier (d) | Tier (e) | Monthly
2017-01-01 | 1 | 1 | 6679.1667 | 0 | 0 | 0 | 0 | 6679.1667
2017-02-01 | 2 | 1 | 6679.1667 | 0 | 0 | 0 | 0 | 6679.1667
2017-03-01 | 3 | 1 | 6679.1667 | 0 | 0 | 0 | 0 | 6679.1667
2017-04-01 | 4 | 1 | 6679.1667 | 0 | 0 | 0 | 0 | 6679.1667
2017-05-01 | 5 | 1 | 6679.1667 | 0 | 0 | 0 | 0 | 6679.1667
2017-06-01 | 6 | 1 | 6679.1667 | 0 | 0 | 0 | 0 | 6679.1667
2017-07-01 | 7 | 1 | 6679.1667 | 0 | 0 | 0 | 0 | 6679.1667
2017-08-01 | 8 | 1 | 6679.1667 | 0 | 0 | 0 | 0 | 6679.1667
2017-09-01 | 9 | 1 | 6679.1667 | 0 | 0 | 0 | 0 | 6679.1667
2017-10-01 | 10 | 1 | 6679.1667 | 0 | 0 | 0 | 0 | 6679.1667
2017-11-01 | 11 | 1 | 6679.1667 | 0 | 0 | 0 | 0 | 6679.1667
2017-12-01 | 12 | 1 | 6679.1667 | 0 | 0 | 0 | 0 | 6679.1667
2018-01-01 | 13 | 1 | 6679.1667 | 0 | 0 | 0 | 0 | 6679.1667
2018-02-01 | 14 | 1 | 6679.1667 | 0 | 0 | 0 | 0 | 6679.1667
2018-03-01 | 15 | 1 | 6679.1667 | 0 | 0 | 0 | 0 | 6679.1667
2018-04-01 | 16 | 1 | 6679.1667 | 0 | 0 | 0 | 0 | 6679.1667
2018-05-01 | 17 | 1 | 6679.1667 | 0 | 0 | 0 | 0 | 6679.1667
2018-06-01 | 18 | 1 | 6679.1667 | 0 | 0 | 0 | 0 | 6679.1667
2018-07-01 | 19 | 1 | 6679.1667 | 0 | 0 | 0 | 0 | 6679.1667
2018-08-01 | 20 | 1 | 6679.1667 | 0 | 0 | 0 | 0 | 6679.1667
2018-09-01 | 21 | 1 | 6679.1667 | 0 | 0 | 0 | 0 | 6679.1667
2018-10-01 | 22 | 1 | 6679.1667 | 0 | 0 | 0 | 0 | 6679.1667
2018-11-01 | 23 | 1 | 6679.1667 | 0 | 0 | 0 | 0 | 6679.1667
2018-12-01 | 24 | 1 | 6679.1667 | 0 | 0 | 0 | 0 | 6679.1667
2019-01-01 | 25 | 1 | 6679.1667 | 0 | 0 | 0 | 0 | 6679.1667
2019-02-01 | 26 | 1 | 6679.1667 | 0 | 0 | 0 | 0 | 6679.1667
2019-03-01 | 27 | 1 | 6679.1667 | 0 | 0 | 0 | 0 | 6679.1667
2019-04-01 | 28 | 1 | 6679.1667 | 0 | 0 | 0 | 0 | 6679.1667
2019-05-01 | 29 | 1 | 6679.1667 | 0 | 0 | 0 | 0 | 6679.1667
2019-06-01 | 30 | 1 | 6679.1667 | 0 | 0 | 0 | 0 | 6679.1667
2019-07-01 | 31 | 1 | 6679.1667 | 0 | 0 | 0 | 0 | 6679.1667
2019-08-01 | 32 | 1 | 6679.1667 | 0 | 0 | 0 | 0 | 6679.1667
2019-09-01 | 33 | 1 | 6679.1667 | 0 | 0 | 0 | 0 | 6679.1667
2019-10-01 | 34 | 1 | 6679.1667 | 0 | 0 | 0 | 0 | 6679.1667
2019-11-01 | 35 | 1 | 6679.1667 | 0 | 0 | 0 | 0 | 6679.1667
2019-12-01 | 36 | 1 | 6679.1667 | 0 | 0 | 0 | 0 | 6679.1667
2020-01-01 | 37 | 1 | 6679.1667 | 0 | 0 | 0 | 0 | 6679.1667
2020-02-01 | 38 | 1 | 6679.1667 | 0 | 0 | 0 | 0 | 6679.1667
2020-03-01 | 39 | 1 | 6679.1667 | 0 | 0 | 0 | 0 | 6679.1667
2020-04-01 | 40 | 1 | 6679.1667 | 0 | 0 | 0 | 0 | 6679.1667
2020-05-01 | 41 | 1 | 6679.1667 | 0 | 0 | 0 | 0 | 6679.1667
2020-06-01 | 42 | 1 | 6679.1667 | 0 | 0 | 0 | 0 | 6679.1667
2020-07-01 | 43 | 1 | 6679.1667 | 0 | 0 | 0 | 0 | 6679.1667
2020-08-01 | 44 | 1 | 6679.1667 | 0 | 0 | 0 | 0 | 6679.1667
2020-09-01 | 45 | 1 | 6679.1667 | 0 | 0 | 0 | 0 | 6679.1667
2020-10-01 | 46 | 1 | 6679.1667 | 0 | 0 | 0 | 0 | 6679.1667
2020-11-01 | 47 | 1 | 6679.1667 | 0 | 0 | 0 | 0 | 6679.1667
2020-12-01 | 48 | 1 | 6679.1667 | 0 | 0 | 0 | 0 | 6679.1667
2021-01-01 | 49 | 1 | 6679.1667 | 0 | 0 | 0 | 0 | 6679.1667
2021-02-01 | 50 | 1 | 6679.1667 | 0 | 0 | 0 | 0 | 6679.1667
2021-03-01 | 51 | 1 | 6679.1667 | 0 | 0 | 0 | 0 | 6679.1667
2021-04-01 | 52 | 1 | 6679.1667 | 0 | 0 | 0 | 0 | 6679.1667
2021-05-01 | 53 | 1 | 6679.1667 | 0 | 0 | 0 | 0 | 6679.1667
2021-06-01 | 54 | 1 | 6679.1667 | 0 | 0 | 0 | 0 | 6679.1667
2021-07-01 | 55 | 1 | 6679.1667 | 0 | 0 | 0 | 0 | 6679.1667
2021-08-01 | 56 | 1 | 6679.1667 | 0 | 0 | 0 | 0 | 6679.1667
2021-09-01 | 57 | 1 | 6679.1667 | 0 | 0 | 0 | 0 | 6679.1667
2021-10-01 | 58 | 1 | 6679.1667 | 0 | 0 | 0 | 0 | 6679.1667
2021-11-01 | 59 | 1 | 6679.1667 | 0 | 0 | 0 | 0 | 6679.1667
2021-12-01 | 60 | 1 | 6679.1667 | 0 | 0 | 0 | 0 | 6679.1667
2022-01-01 | 61 | 1 | 6679.1667 | 0 | 0 | 0 | 0 | 6679.1667
2022-02-01 | 62 | 1 | 6679.1667 | 0 | 0 | 0 | 0 | 6679.1667
2022-03-01 | 63 | 1 | 6679.1667 | 0 | 0 | 0 | 0 | 6679.1667
2022-04-01 | 64 | 1 | 6679.1667 | 0 | 0 | 0 | 0 | 6679.1667
2022-05-01 | 65 | 1 | 6679.1667 | 0 | 0 | 0 | 0 | 6679.1667
2022-06-01 | 66 | 1 | 6679.1667 | 0 | 0 | 0 | 0 | 6679.1667
2022-07-01 | 67 | 1 | 6679.1667 | 0 | 0 | 0 | 0 | 6679.1667
2022-08-01 | 68 | 1 | 6679.1667 | 0 | 0 | 0 | 0 | 6679.1667
2022-09-01 | 69 | 1 | 6679.1667 | 0 | 0 | 0 | 0 | 6679.1667
2022-10-01 | 70 | 1 | 6679.1667 | 0 | 0 | 0 | 0 | 6679.1667
2022-11-01 | 71 | 1 | 6679.1667 | 0 | 0 | 0 | 0 | 6679.1667
2022-12-01 | 72 | 1 | 6679.1667 | 0 | 0 | 0 | 0 | 6679.1667
2023-01-01 | 73 | 1 | 6679.1667 | 0 | 0 | 0 | 0 | 6679.1667
2023-02-01 | 74 | 1 | 6679.1667 | 0 | 0 | 0 | 0 | 6679.1667
2023-03-01 | 75 | 1 | 6679.1667 | 0 | 0 | 0 | 0 | 6679.1667
2023-04-01 | 76 | 1 | 6679.1667 | 0 | 0 | 0 | 0 | 6679.1667
2023-05-01 | 77 | 1 | 6679.1667 | 0 | 0 | 0 | 0 | 6679.1667
2023-06-01 | 78 | 1 | 6679.1667 | 0 | 0 | 0 | 0 | 6679.1667
2023-07-01 | 79 | 1 | 6679.1667 | 0 | 0 | 0 | 0 | 6679.1667
2023-08-01 | 80 | 1 | 6679.1667 | 0 | 0 | 0 | 0 | 6679.1667
2023-09-01 | 81 | 1 | 6679.1667 | 0 | 0 | 0 | 0 | 6679.1667
2023-10-01 | 82 | 1 | 6679.1667 | 0 | 0 | 0 | 0 | 6679.1667
2023-11-01 | 83 | 1 | 6679.1667 | 0 | 0 | 0 | 0 | 6679.1667
2023-12-01 | 84 | 1 | 6679.1667 | 0 | 0 | 0 | 0 | 6679.1667
2024-01-01 | 85 | 1 | 6679.1667 | 0 | 0 | 0 | 0 | 6679.1667
2024-02-01 | 86 | 1 | 6679.1667 | 0 | 0 | 0 | 0 | 6679.1667
2024-03-01 | 87 | 1 | 6679.1667 | 0 | 0 | 0 | 0 | 6679.1667
2024-04-01 | 88 | 1 | 6679.1667 | 0 | 0 | 0 | 0 | 6679.1667
2024-05-01 | 89 | 1 | 6679.1667 | 0 | 0 | 0 | 0 | 6679.1667
2024-06-01 | 90 | 1 | 6679.1667 | 0 | 0 | 0 | 0 | 6679.1667
2024-07-01 | 91 | 1 | 6679.1667 | 0 | 0 | 0 | 0 | 6679.1667
2024-08-01 | 92 | 1 | 6679.1667 | 0 | 0 | 0 | 0 | 6679.1667
2024-09-01 | 93 | 1 | 6679.1667 | 0 | 0 | 0 | 0 | 6679.1667
2024-10-01 | 94 | 1 | 6679.1667 | 0 | 0 | 0 | 0 | 6679.1667
2024-11-01 | 95 | 1 | 6679.1667 | 0 | 0 | 0 | 0 | 6679.1667
2024-12-01 | 96 | 1 | 6679.1667 | 0 | 0 | 0 | 0 | 6679.1667
2025-01-01 | 97 | 1 | 6679.1667 | 0 | 0 | 0 | 0 | 6679.1667
2025-02-01 | 98 | 1 | 6679.1667 | 0 | 0 | 0 | 0 | 6679.1667
2025-03-01 | 99 | 1 | 6679.1667 | 0 | 0 | 0 | 0 | 6679.1667
2025-04-01 | 100 | 1 | 6679.1667 | 0 | 0 | 0 | 0 | 6679.1667
2025-05-01 | 101 | 1 | 6679.1667 | 0 | 0 | 0 | 0 | 6679.1667
2025-06-01 | 102 | 1 | 6679.1667 | 0 | 0 | 0 | 0 | 6679.1667
2025-07-01 | 103 | 1 | 6679.1667 | 0 | 0 | 0 | 0 | 6679.1667
2025-08-01 | 104 | 1 | 6679.1667 | 0 | 0 | 0 | 0 | 6679.1667
2025-09-01 | 105 | 1 | 6679.1667 | 0 | 0 | 0 | 0 | 6679.1667
2025-10-01 | 106 | 1 | 6679.1667 | 0 | 0 | 0 | 0 | 6679.1667
2025-11-01 | 107 | 1 | 6679.1667 | 0 | 0 | 0 | 0 | 6679.1667
2025-12-01 | 108 | 1 | 6679.1667 | 0 | 0 | 0 | 0 | 6679.1667
2026-01-01 | 109 | 1 | 6679.1667 | 0 | 0 | 0 | 0 | 6679.1667
2026-02-01 | 110 | 1 | 6679.1667 | 0 | 0 | 0 | 0 | 6679.1667
2026-03-01 | 111 | 1 | 6679.1667 | 0 | 0 | 0 | 0 | 6679.1667
2026-04-01 | 112 | 1 | 6679.1667 | 0 | 0 | 0 | 0 | 6679.1667
2026-05-01 | 113 | 1 | 6679.1667 | 0 | 0 | 0 | 0 | 6679.1667
2026-06-01 | 114 | 1 | 6679.1667 | 0 | 0 | 0 | 0 | 6679.1667
2026-07-01 | 115 | 1 | 6679.1667 | 0 | 0 | 0 | 0 | 6679.1667
2026-08-01 | 116 | 1 | 6679.1667 | 0 | 0 | 0 | 0 | 6679.1667
2026-09-01 | 117 | 1 | 6679.1667 | 0 | 0 | 0 | 0 | 6679.1667
2026-10-01 | 118 | 1 | 6679.1667 | 0 | 0 | 0 | 0 | 6679.1667
2026-11-01 | 119 | 1 | 6679.1667 | 0 | 0 | 0 | 0 | 6679.1667
2026-12-01 | 120 | 1 | 6679.1667 | 0 | 0 | 0 | 0 | 6679.1667
2027-01-01 | 121 | 1 | 6679.1667 | 0 | 0 | 0 | 0 | 6679.1667
2027-02-01 | 122 | 1 | 6679.1667 | 0 | 0 | 0 | 0 | 6679.1667
2027-03-01 | 123 | 1 | 6679.1667 | 0 | 0 | 0 | 0 | 6679.1667
2027-04-01 | 124 | 1 | 6679.1667 | 0 | 0 | 0 | 0 | 6679.1667
2027-05-01 | 125 | 1 | 6679.1667 | 0 | 0 | 0 | 0 | 6679.1667
2027-06-01 | 126 | 1 | 6679.1667 | 0 | 0 | 0 | 0 | 6679.1667
2027-07-01 | 127 | 1 | 6679.1667 | 0 | 0 | 0 | 0 | 6679.1667
2027-08-01 | 128 | 1 | 6679.1667 | 0 | 0 | 0 | 0 | 6679.1667
2027-09-01 | 129 | 1 | 6679.1667 | 0 | 0 | 0 | 0 | 6679.1667
2027-10-01 | 130 | 1 | 6679.1667 | 0 | 0 | 0 | 0 | 6679.1667
2027-11-01 | 131 | 1 | 6679.1667 | 0 | 0 | 0 | 0 | 6679.1667
2027-12-01 | 132 | 1 | 6679.1667 | 0 | 0 | 0 | 0 | 6679.1667
2028-01-01 | 133 | 1 | 6679.1667 | 0 | 0 | 0 | 0 | 6679.1667
2028-02-01 | 134 | 1 | 6679.1667 | 0 | 0 | 0 | 0 | 6679.1667
2028-03-01 | 135 | 1 | 6679.1667 | 0 | 0 | 0 | 0 | 6679.1667
2028-04-01 | 136 | 1 | 6679.1667 | 0 | 0 | 0 | 0 | 6679.1667
2028-05-01 | 137 | 1 | 6679.1667 | 0 | 0 | 0 | 0 | 6679.1667
2028-06-01 | 138 | 1 | 6679.1667 | 0 | 0 | 0 | 0 | 6679.1667
2028-07-01 | 139 | 1 | 6679.1667 | 0 | 0 | 0 | 0 | 6679.1667
2028-08-01 | 140 | 1 | 6679.1667 | 0 | 0 | 0 | 0 | 6679.1667
2028-09-01 | 141 | 1 | 6679.1667 | 0 | 0 | 0 | 0 | 6679.1667
2028-10-01 | 142 | 1 | 6679.1667 | 0 | 0 | 0 | 0 | 6679.1667
2028-11-01 | 143 | 1 | 6679.1667 | 0 | 0 | 0 | 0 | 6679.1667
2028-12-01 | 144 | 1 | 6679.1667 | 0 | 0 | 0 | 0 | 6679.1667
2029-01-01 | 145 | 1 | 6679.1667 | 0 | 0 | 0 | 0 | 6679.1667
2029-02-01 | 146 | 1 | 6679.1667 | 0 | 0 | 0 | 0 | 6679.1667
2029-03-01 | 147 | 1 | 6679.1667 | 0 | 0 | 0 | 0 | 6679.1667
2029-04-01 | 148 | 1 | 6679.1667 | 0 | 0 | 0 | 0 | 6679.1667
2029-05-01 | 149 | 1 | 6679.1667 | 0 | 0 | 0 | 0 | 6679.1667
2029-06-01 | 150 | 1 | 6679.1667 | 0 | 0 | 0 | 0 | 6679.1667
2029-07-01 | 151 | 1 | 6679.1667 | 0 | 0 | 0 | 0 | 6679.1667
2029-08-01 | 152 | 1 | 6679.1667 | 0 | 0 | 0 | 0 | 6679.1667
2029-09-01 | 153 | 1 | 6679.1667 | 0 | 0 | 0 | 0 | 6679.1667
2029-10-01 | 154 | 1 | 6679.1667 | 0 | 0 | 0 | 0 | 6679.1667
2029-11-01 | 155 | 1 | 6679.1667 | 0 | 0 | 0 | 0 | 6679.1667
2029-12-01 | 156 | 1 | 6679.1667 | 0 | 0 | 0 | 0 | 6679.1667
2030-01-01 | 157 | 1 | 6679.1667 | 0 | 0 | 0 | 0 | 6679.1667
2030-02-01 | 158 | 1 | 6679.1667 | 0 | 0 | 0 | 0 | 6679.1667
2030-03-01 | 159 | 1 | 6679.1667 | 0 | 0 | 0 | 0 | 6679.1667
2030-04-01 | 160 | 1 | 6679.1667 | 0 | 0 | 0 | 0 | 6679.1667
2030-05-01 | 161 | 1 | 6679.1667 | 0 | 0 | 0 | 0 | 6679.1667
2030-06-01 | 162 | 1 | 6679.1667 | 0 | 0 | 0 | 0 | 6679.1667
2030-07-01 | 163 | 1 | 6679.1667 | 0 | 0 | 0 | 0 | 6679.1667
2030-08-01 | 164 | 1 | 6679.1667 | 0 | 0 | 0 | 0 | 6679.1667
2030-09-01 | 165 | 1 | 6679.1667 | 0 | 0 | 0 | 0 | 6679.1667
2030-10-01 | 166 | 1 | 6679.1667 | 0 | 0 | 0 | 0 | 6679.1667
2030-11-01 | 167 | 1 | 6679.1667 | 0 | 0 | 0 | 0 | 6679.1667
2030-12-01 | 168 | 1 | 6679.1667 | 0 | 0 | 0 | 0 | 6679.1667
2031-01-01 | 169 | 1 | 6679.1667 | 0 | 0 | 0 | 0 | 6679.1667
2031-02-01 | 170 | 1 | 6679.1667 | 0 | 0 | 0 | 0 | 6679.1667
2031-03-01 | 171 | 1 | 6679.1667 | 0 | 0 | 0 | 0 | 6679.1667
2031-04-01 | 172 | 1 | 6679.1667 | 0 | 0 | 0 | 0 | 6679.1667
2031-05-01 | 173 | 1 | 6679.1667 | 0 | 0 | 0 | 0 | 6679.1667
2031-06-01 | 174 | 1 | 6679.1667 | 0 | 0 | 0 | 0 | 6679.1667
2031-07-01 | 175 | 1 | 6679.1667 | 0 | 0 | 0 | 0 | 6679.1667
2031-08-01 | 176 | 1 | 6679.1667 | 0 | 0 | 0 | 0 | 6679.1667
2031-09-01 | 177 | 1 | 6679.1667 | 0 | 0 | 0 | 0 | 6679.1667
2031-10-01 | 178 | 1 | 6679.1667 | 0 | 0 | 0 | 0 | 6679.1667
2031-11-01 | 179 | 1 | 6679.1667 | 0 | 0 | 0 | 0 | 6679.1667
2031-12-01 | 180 | 1 | 6679.1667 | 0 | 0 | 0 | 0 | 6679.1667
2032-01-01 | 181 | 1 | 6679.1667 | 0 | 0 | 0 | 0 | 6679.1667
2032-02-01 | 182 | 1 | 6679.1667 | 0 | 0 | 0 | 0 | 6679.1667
2032-03-01 | 183 | 1 | 6679.1667 | 0 | 0 | 0 | 0 | 6679.1667
2032-04-01 | 184 | 1 | 6679.1667 | 0 | 0 | 0 | 0 | 6679.1667
2032-05-01 | 185 | 1 | 6679.1667 | 0 | 0 | 0 | 0 | 6679.1667
2032-06-01 | 186 | 1 | 6679.1667 | 0 | 0 | 0 | 0 | 6679.1667
2032-07-01 | 187 | 1 | 6679.1667 | 0 | 0 | 0 | 0 | 6679.1667
2032-08-01 | 188 | 1 | 6679.1667 | 0 | 0 | 0 | 0 | 6679.1667
2032-09-01 | 189 | 1 | 6679.1667 | 0 | 0 | 0 | 0 | 6679.1667
2032-10-01 | 190 | 1 | 6679.1667 | 0 | 0 | 0 | 0 | 6679.1667
2032-11-01 | 191 | 1 | 6679.1667 | 0 | 0 | 0 | 0 | 6679.1667
2032-12-01 | 192 | 1 | 6679.1667 | 0 | 0 | 0 | 0 | 6679.1667
2033-01-01 | 193 | 1 | 6679.1667 | 0 | 0 | 0 | 0 | 6679.1667
2033-02-01 | 194 | 1 | 6679.1667 | 0 | 0 | 0 | 0 | 6679.1667
2033-03-01 | 195 | 1 | 6679.1667 | 0 | 0 | 0 | 0 | 6679.1667
2033-04-01 | 196 | 1 | 6679.1667 | 0 | 0 | 0 | 0 | 6679.1667
2033-05-01 | 197 | 1 | 6679.1667 | 0 | 0 | 0 | 0 | 6679.1667
2033-06-01 | 198 | 1 | 6679.1667 | 0 | 0 | 0 | 0 | 6679.1667
2033-07-01 | 199 | 1 | 6679.1667 | 0 | 0 | 0 | 0 | 6679.1667
2033-08-01 | 200 | 1 | 6679.1667 | 0 | 0 | 0 | 0 | 6679.1667
2033-09-01 | 201 | 1 | 6679.1667 | 0 | 0 | 0 | 0 | 6679.1667
2033-10-01 | 202 | 1 | 6679.1667 | 0 | 0 | 0 | 0 | 6679.1667
2033-11-01 | 203 | 1 | 6679.1667 | 0 | 0 | 0 | 0 | 6679.1667
2033-12-01 | 204 | 1 | 6679.1667 | 0 | 0 | 0 | 0 | 6679.1667
2034-01-01 | 205 | 1 | 6679.1667 | 0 | 0 | 0 | 0 | 6679.1667
2034-02-01 | 206 | 1 | 6679.1667 | 0 | 0 | 0 | 0 | 6679.1667
2034-03-01 | 207 | 1 | 6679.1667 | 0 | 0 | 0 | 0 | 6679.1667
2034-04-01 | 208 | 1 | 6679.1667 | 0 | 0 | 0 | 0 | 6679.1667
2034-05-01 | 209 | 1 | 6679.1667 | 0 | 0 | 0 | 0 | 6679.1667
2034-06-01 | 210 | 1 | 6679.1667 | 0 | 0 | 0 | 0 | 6679.1667
2034-07-01 | 211 | 1 | 6679.1667 | 0 | 0 | 0 | 0 | 6679.1667
2034-08-01 | 212 | 1 | 6679.1667 | 0 | 0 | 0 | 0 | 6679.1667
2034-09-01 | 213 | 1 | 6679.1667 | 0 | 0 | 0 | 0 | 6679.1667
2034-10-01 | 214 | 1 | 6679.1667 | 0 | 0 | 0 | 0 | 6679.1667
2034-11-01 | 215 | 1 | 6679.1667 | 0 | 0 | 0 | 0 | 6679.1667
2034-12-01 | 216 | 1 | 6679.1667 | 0 | 0 | 0 | 0 | 6679.1667
2035-01-01 | 217 | 1 | 6679.1667 | 0 | 0 | 0 | 0 | 6679.1667
2035-02-01 | 218 | 1 | 6679.1667 | 0 | 0 | 0 | 0 | 6679.1667
2035-03-01 | 219 | 1 | 6679.1667 | 0 | 0 | 0 | 0 | 6679.1667
2035-04-01 | 220 | 1 | 6679.1667 | 0 | 0 | 0 | 0 | 6679.1667
2035-05-01 | 221 | 1 | 6679.1667 | 0 | 0 | 0 | 0 | 6679.1667
2035-06-01 | 222 | 1 | 6679.1667 | 0 | 0 | 0 | 0 | 6679.1667
2035-07-01 | 223 | 1 | 6679.1667 | 0 | 0 | 0 | 0 | 6679.1667
2035-08-01 | 224 | 1 | 6679.1667 | 0 | 0 | 0 | 0 | 6679.1667
2035-09-01 | 225 | 1 | 6679.1667 | 0 | 0 | 0 | 0 | 6679.1667
2035-10-01 | 226 | 1 | 6679.1667 | 0 | 0 | 0 | 0 | 6679.1667
2035-11-01 | 227 | 1 | 6679.1667 | 0 | 0 | 0 | 0 | 6679.1667
2035-12-01 | 228 | 1 | 6679.1667 | 0 | 0 | 0 | 0 | 6679.1667
2036-01-01 | 229 | 1 | 6679.1667 | 0 | 0 | 0 | 0 | 6679.1667
2036-02-01 | 230 | 1 | 6679.1667 | 0 | 0 | 0 | 0 | 6679.1667
2036-03-01 | 231 | 1 | 6679.1667 | 0 | 0 | 0 | 0 | 6679.1667
2036-04-01 | 232 | 1 | 6679.1667 | 0 | 0 | 0 | 0 | 6679.1667
2036-05-01 | 233 | 1 | 6679.1667 | 0 | 0 | 0 | 0 | 6679.1667
2036-06-01 | 234 | 1 | 6679.1667 | 0 | 0 | 0 | 0 | 6679.1667
2036-07-01 | 235 | 1 | 6679.1667 | 0 | 0 | 0 | 0 | 6679.1667
2036-08-01 | 236 | 1 | 6679.1667 | 0 | 0 | 0 | 0 | 6679.1667
2036-09-01 | 237 | 1 | 6679.1667 | 0 | 0 | 0 | 0 | 6679.1667
2036-10-01 | 238 | 1 | 6679.1667 | 0 | 0 | 0 | 0 | 6679.1667
2036-11-01 | 239 | 1 | 6679.1667 | 0 | 0 | 0 | 0 | 6679.1667
2036-12-01 | 240 | 1 | 6679.1667 | 0 | 0 | 0 | 0 | 6679.1667
Formulas:
Start = IF([Stage]=0,0,DATE(YEAR('A1 Costs and Contract'!B37),MONTH('A1 Costs and Contract'!B37),1))
End = DATE(YEAR([Start]),MONTH([Start])+'A1 Costs and Contract'!C46,1)-1
End = IF([Stage]=0,0,[End, row above])
Stage = DATE(YEAR([Stage, row above]),MONTH([Stage, row above])+1,1)
Stage = IF([Months]="NA","NA",DATE(YEAR([Stage, row above]),MONTH([Stage, row above])+1,1))

## Stage (8) Investment
Additional Detail: Stage (8) Monthly Investment
Participant: |  | Name of Market Participant (Customer) |  |  |  |  | Tariff: | AESO 2017
Project: |  | Project Name |  |  |  |  | Effective: | 1 Jan 2017
Number: |  | Project Number |  | Type: | DTS Only |  | To: | Current
Stage and Month Lookup
Stage | Months |  | Start | End
1 | 240 |  | 2017-01-01 | 2036-12-31
0 | 0 |  | 0 | 0
0 | 0 |  | 0 | 0
0 | 0 |  | 0 | 0
0 | 0 |  | 0 | 0
0 | 0 |  | 0 | 0
0 | 0 |  | 0 | 0
0 | 0 |  | 0 | 0
Stage (8) Calculated Investment per Month of Maximum Investment Term
|  |  | Investment per Month by Tier |  |  |  |  | Nominal
Month | Count | Stage | Tier (a) | Tier (b) | Tier (c) | Tier (d) | Tier (e) | Monthly
2017-01-01 | 1 | 1 | 6679.1667 | 0 | 0 | 0 | 0 | 6679.1667
2017-02-01 | 2 | 1 | 6679.1667 | 0 | 0 | 0 | 0 | 6679.1667
2017-03-01 | 3 | 1 | 6679.1667 | 0 | 0 | 0 | 0 | 6679.1667
2017-04-01 | 4 | 1 | 6679.1667 | 0 | 0 | 0 | 0 | 6679.1667
2017-05-01 | 5 | 1 | 6679.1667 | 0 | 0 | 0 | 0 | 6679.1667
2017-06-01 | 6 | 1 | 6679.1667 | 0 | 0 | 0 | 0 | 6679.1667
2017-07-01 | 7 | 1 | 6679.1667 | 0 | 0 | 0 | 0 | 6679.1667
2017-08-01 | 8 | 1 | 6679.1667 | 0 | 0 | 0 | 0 | 6679.1667
2017-09-01 | 9 | 1 | 6679.1667 | 0 | 0 | 0 | 0 | 6679.1667
2017-10-01 | 10 | 1 | 6679.1667 | 0 | 0 | 0 | 0 | 6679.1667
2017-11-01 | 11 | 1 | 6679.1667 | 0 | 0 | 0 | 0 | 6679.1667
2017-12-01 | 12 | 1 | 6679.1667 | 0 | 0 | 0 | 0 | 6679.1667
2018-01-01 | 13 | 1 | 6679.1667 | 0 | 0 | 0 | 0 | 6679.1667
2018-02-01 | 14 | 1 | 6679.1667 | 0 | 0 | 0 | 0 | 6679.1667
2018-03-01 | 15 | 1 | 6679.1667 | 0 | 0 | 0 | 0 | 6679.1667
2018-04-01 | 16 | 1 | 6679.1667 | 0 | 0 | 0 | 0 | 6679.1667
2018-05-01 | 17 | 1 | 6679.1667 | 0 | 0 | 0 | 0 | 6679.1667
2018-06-01 | 18 | 1 | 6679.1667 | 0 | 0 | 0 | 0 | 6679.1667
2018-07-01 | 19 | 1 | 6679.1667 | 0 | 0 | 0 | 0 | 6679.1667
2018-08-01 | 20 | 1 | 6679.1667 | 0 | 0 | 0 | 0 | 6679.1667
2018-09-01 | 21 | 1 | 6679.1667 | 0 | 0 | 0 | 0 | 6679.1667
2018-10-01 | 22 | 1 | 6679.1667 | 0 | 0 | 0 | 0 | 6679.1667
2018-11-01 | 23 | 1 | 6679.1667 | 0 | 0 | 0 | 0 | 6679.1667
2018-12-01 | 24 | 1 | 6679.1667 | 0 | 0 | 0 | 0 | 6679.1667
2019-01-01 | 25 | 1 | 6679.1667 | 0 | 0 | 0 | 0 | 6679.1667
2019-02-01 | 26 | 1 | 6679.1667 | 0 | 0 | 0 | 0 | 6679.1667
2019-03-01 | 27 | 1 | 6679.1667 | 0 | 0 | 0 | 0 | 6679.1667
2019-04-01 | 28 | 1 | 6679.1667 | 0 | 0 | 0 | 0 | 6679.1667
2019-05-01 | 29 | 1 | 6679.1667 | 0 | 0 | 0 | 0 | 6679.1667
2019-06-01 | 30 | 1 | 6679.1667 | 0 | 0 | 0 | 0 | 6679.1667
2019-07-01 | 31 | 1 | 6679.1667 | 0 | 0 | 0 | 0 | 6679.1667
2019-08-01 | 32 | 1 | 6679.1667 | 0 | 0 | 0 | 0 | 6679.1667
2019-09-01 | 33 | 1 | 6679.1667 | 0 | 0 | 0 | 0 | 6679.1667
2019-10-01 | 34 | 1 | 6679.1667 | 0 | 0 | 0 | 0 | 6679.1667
2019-11-01 | 35 | 1 | 6679.1667 | 0 | 0 | 0 | 0 | 6679.1667
2019-12-01 | 36 | 1 | 6679.1667 | 0 | 0 | 0 | 0 | 6679.1667
2020-01-01 | 37 | 1 | 6679.1667 | 0 | 0 | 0 | 0 | 6679.1667
2020-02-01 | 38 | 1 | 6679.1667 | 0 | 0 | 0 | 0 | 6679.1667
2020-03-01 | 39 | 1 | 6679.1667 | 0 | 0 | 0 | 0 | 6679.1667
2020-04-01 | 40 | 1 | 6679.1667 | 0 | 0 | 0 | 0 | 6679.1667
2020-05-01 | 41 | 1 | 6679.1667 | 0 | 0 | 0 | 0 | 6679.1667
2020-06-01 | 42 | 1 | 6679.1667 | 0 | 0 | 0 | 0 | 6679.1667
2020-07-01 | 43 | 1 | 6679.1667 | 0 | 0 | 0 | 0 | 6679.1667
2020-08-01 | 44 | 1 | 6679.1667 | 0 | 0 | 0 | 0 | 6679.1667
2020-09-01 | 45 | 1 | 6679.1667 | 0 | 0 | 0 | 0 | 6679.1667
2020-10-01 | 46 | 1 | 6679.1667 | 0 | 0 | 0 | 0 | 6679.1667
2020-11-01 | 47 | 1 | 6679.1667 | 0 | 0 | 0 | 0 | 6679.1667
2020-12-01 | 48 | 1 | 6679.1667 | 0 | 0 | 0 | 0 | 6679.1667
2021-01-01 | 49 | 1 | 6679.1667 | 0 | 0 | 0 | 0 | 6679.1667
2021-02-01 | 50 | 1 | 6679.1667 | 0 | 0 | 0 | 0 | 6679.1667
2021-03-01 | 51 | 1 | 6679.1667 | 0 | 0 | 0 | 0 | 6679.1667
2021-04-01 | 52 | 1 | 6679.1667 | 0 | 0 | 0 | 0 | 6679.1667
2021-05-01 | 53 | 1 | 6679.1667 | 0 | 0 | 0 | 0 | 6679.1667
2021-06-01 | 54 | 1 | 6679.1667 | 0 | 0 | 0 | 0 | 6679.1667
2021-07-01 | 55 | 1 | 6679.1667 | 0 | 0 | 0 | 0 | 6679.1667
2021-08-01 | 56 | 1 | 6679.1667 | 0 | 0 | 0 | 0 | 6679.1667
2021-09-01 | 57 | 1 | 6679.1667 | 0 | 0 | 0 | 0 | 6679.1667
2021-10-01 | 58 | 1 | 6679.1667 | 0 | 0 | 0 | 0 | 6679.1667
2021-11-01 | 59 | 1 | 6679.1667 | 0 | 0 | 0 | 0 | 6679.1667
2021-12-01 | 60 | 1 | 6679.1667 | 0 | 0 | 0 | 0 | 6679.1667
2022-01-01 | 61 | 1 | 6679.1667 | 0 | 0 | 0 | 0 | 6679.1667
2022-02-01 | 62 | 1 | 6679.1667 | 0 | 0 | 0 | 0 | 6679.1667
2022-03-01 | 63 | 1 | 6679.1667 | 0 | 0 | 0 | 0 | 6679.1667
2022-04-01 | 64 | 1 | 6679.1667 | 0 | 0 | 0 | 0 | 6679.1667
2022-05-01 | 65 | 1 | 6679.1667 | 0 | 0 | 0 | 0 | 6679.1667
2022-06-01 | 66 | 1 | 6679.1667 | 0 | 0 | 0 | 0 | 6679.1667
2022-07-01 | 67 | 1 | 6679.1667 | 0 | 0 | 0 | 0 | 6679.1667
2022-08-01 | 68 | 1 | 6679.1667 | 0 | 0 | 0 | 0 | 6679.1667
2022-09-01 | 69 | 1 | 6679.1667 | 0 | 0 | 0 | 0 | 6679.1667
2022-10-01 | 70 | 1 | 6679.1667 | 0 | 0 | 0 | 0 | 6679.1667
2022-11-01 | 71 | 1 | 6679.1667 | 0 | 0 | 0 | 0 | 6679.1667
2022-12-01 | 72 | 1 | 6679.1667 | 0 | 0 | 0 | 0 | 6679.1667
2023-01-01 | 73 | 1 | 6679.1667 | 0 | 0 | 0 | 0 | 6679.1667
2023-02-01 | 74 | 1 | 6679.1667 | 0 | 0 | 0 | 0 | 6679.1667
2023-03-01 | 75 | 1 | 6679.1667 | 0 | 0 | 0 | 0 | 6679.1667
2023-04-01 | 76 | 1 | 6679.1667 | 0 | 0 | 0 | 0 | 6679.1667
2023-05-01 | 77 | 1 | 6679.1667 | 0 | 0 | 0 | 0 | 6679.1667
2023-06-01 | 78 | 1 | 6679.1667 | 0 | 0 | 0 | 0 | 6679.1667
2023-07-01 | 79 | 1 | 6679.1667 | 0 | 0 | 0 | 0 | 6679.1667
2023-08-01 | 80 | 1 | 6679.1667 | 0 | 0 | 0 | 0 | 6679.1667
2023-09-01 | 81 | 1 | 6679.1667 | 0 | 0 | 0 | 0 | 6679.1667
2023-10-01 | 82 | 1 | 6679.1667 | 0 | 0 | 0 | 0 | 6679.1667
2023-11-01 | 83 | 1 | 6679.1667 | 0 | 0 | 0 | 0 | 6679.1667
2023-12-01 | 84 | 1 | 6679.1667 | 0 | 0 | 0 | 0 | 6679.1667
2024-01-01 | 85 | 1 | 6679.1667 | 0 | 0 | 0 | 0 | 6679.1667
2024-02-01 | 86 | 1 | 6679.1667 | 0 | 0 | 0 | 0 | 6679.1667
2024-03-01 | 87 | 1 | 6679.1667 | 0 | 0 | 0 | 0 | 6679.1667
2024-04-01 | 88 | 1 | 6679.1667 | 0 | 0 | 0 | 0 | 6679.1667
2024-05-01 | 89 | 1 | 6679.1667 | 0 | 0 | 0 | 0 | 6679.1667
2024-06-01 | 90 | 1 | 6679.1667 | 0 | 0 | 0 | 0 | 6679.1667
2024-07-01 | 91 | 1 | 6679.1667 | 0 | 0 | 0 | 0 | 6679.1667
2024-08-01 | 92 | 1 | 6679.1667 | 0 | 0 | 0 | 0 | 6679.1667
2024-09-01 | 93 | 1 | 6679.1667 | 0 | 0 | 0 | 0 | 6679.1667
2024-10-01 | 94 | 1 | 6679.1667 | 0 | 0 | 0 | 0 | 6679.1667
2024-11-01 | 95 | 1 | 6679.1667 | 0 | 0 | 0 | 0 | 6679.1667
2024-12-01 | 96 | 1 | 6679.1667 | 0 | 0 | 0 | 0 | 6679.1667
2025-01-01 | 97 | 1 | 6679.1667 | 0 | 0 | 0 | 0 | 6679.1667
2025-02-01 | 98 | 1 | 6679.1667 | 0 | 0 | 0 | 0 | 6679.1667
2025-03-01 | 99 | 1 | 6679.1667 | 0 | 0 | 0 | 0 | 6679.1667
2025-04-01 | 100 | 1 | 6679.1667 | 0 | 0 | 0 | 0 | 6679.1667
2025-05-01 | 101 | 1 | 6679.1667 | 0 | 0 | 0 | 0 | 6679.1667
2025-06-01 | 102 | 1 | 6679.1667 | 0 | 0 | 0 | 0 | 6679.1667
2025-07-01 | 103 | 1 | 6679.1667 | 0 | 0 | 0 | 0 | 6679.1667
2025-08-01 | 104 | 1 | 6679.1667 | 0 | 0 | 0 | 0 | 6679.1667
2025-09-01 | 105 | 1 | 6679.1667 | 0 | 0 | 0 | 0 | 6679.1667
2025-10-01 | 106 | 1 | 6679.1667 | 0 | 0 | 0 | 0 | 6679.1667
2025-11-01 | 107 | 1 | 6679.1667 | 0 | 0 | 0 | 0 | 6679.1667
2025-12-01 | 108 | 1 | 6679.1667 | 0 | 0 | 0 | 0 | 6679.1667
2026-01-01 | 109 | 1 | 6679.1667 | 0 | 0 | 0 | 0 | 6679.1667
2026-02-01 | 110 | 1 | 6679.1667 | 0 | 0 | 0 | 0 | 6679.1667
2026-03-01 | 111 | 1 | 6679.1667 | 0 | 0 | 0 | 0 | 6679.1667
2026-04-01 | 112 | 1 | 6679.1667 | 0 | 0 | 0 | 0 | 6679.1667
2026-05-01 | 113 | 1 | 6679.1667 | 0 | 0 | 0 | 0 | 6679.1667
2026-06-01 | 114 | 1 | 6679.1667 | 0 | 0 | 0 | 0 | 6679.1667
2026-07-01 | 115 | 1 | 6679.1667 | 0 | 0 | 0 | 0 | 6679.1667
2026-08-01 | 116 | 1 | 6679.1667 | 0 | 0 | 0 | 0 | 6679.1667
2026-09-01 | 117 | 1 | 6679.1667 | 0 | 0 | 0 | 0 | 6679.1667
2026-10-01 | 118 | 1 | 6679.1667 | 0 | 0 | 0 | 0 | 6679.1667
2026-11-01 | 119 | 1 | 6679.1667 | 0 | 0 | 0 | 0 | 6679.1667
2026-12-01 | 120 | 1 | 6679.1667 | 0 | 0 | 0 | 0 | 6679.1667
2027-01-01 | 121 | 1 | 6679.1667 | 0 | 0 | 0 | 0 | 6679.1667
2027-02-01 | 122 | 1 | 6679.1667 | 0 | 0 | 0 | 0 | 6679.1667
2027-03-01 | 123 | 1 | 6679.1667 | 0 | 0 | 0 | 0 | 6679.1667
2027-04-01 | 124 | 1 | 6679.1667 | 0 | 0 | 0 | 0 | 6679.1667
2027-05-01 | 125 | 1 | 6679.1667 | 0 | 0 | 0 | 0 | 6679.1667
2027-06-01 | 126 | 1 | 6679.1667 | 0 | 0 | 0 | 0 | 6679.1667
2027-07-01 | 127 | 1 | 6679.1667 | 0 | 0 | 0 | 0 | 6679.1667
2027-08-01 | 128 | 1 | 6679.1667 | 0 | 0 | 0 | 0 | 6679.1667
2027-09-01 | 129 | 1 | 6679.1667 | 0 | 0 | 0 | 0 | 6679.1667
2027-10-01 | 130 | 1 | 6679.1667 | 0 | 0 | 0 | 0 | 6679.1667
2027-11-01 | 131 | 1 | 6679.1667 | 0 | 0 | 0 | 0 | 6679.1667
2027-12-01 | 132 | 1 | 6679.1667 | 0 | 0 | 0 | 0 | 6679.1667
2028-01-01 | 133 | 1 | 6679.1667 | 0 | 0 | 0 | 0 | 6679.1667
2028-02-01 | 134 | 1 | 6679.1667 | 0 | 0 | 0 | 0 | 6679.1667
2028-03-01 | 135 | 1 | 6679.1667 | 0 | 0 | 0 | 0 | 6679.1667
2028-04-01 | 136 | 1 | 6679.1667 | 0 | 0 | 0 | 0 | 6679.1667
2028-05-01 | 137 | 1 | 6679.1667 | 0 | 0 | 0 | 0 | 6679.1667
2028-06-01 | 138 | 1 | 6679.1667 | 0 | 0 | 0 | 0 | 6679.1667
2028-07-01 | 139 | 1 | 6679.1667 | 0 | 0 | 0 | 0 | 6679.1667
2028-08-01 | 140 | 1 | 6679.1667 | 0 | 0 | 0 | 0 | 6679.1667
2028-09-01 | 141 | 1 | 6679.1667 | 0 | 0 | 0 | 0 | 6679.1667
2028-10-01 | 142 | 1 | 6679.1667 | 0 | 0 | 0 | 0 | 6679.1667
2028-11-01 | 143 | 1 | 6679.1667 | 0 | 0 | 0 | 0 | 6679.1667
2028-12-01 | 144 | 1 | 6679.1667 | 0 | 0 | 0 | 0 | 6679.1667
2029-01-01 | 145 | 1 | 6679.1667 | 0 | 0 | 0 | 0 | 6679.1667
2029-02-01 | 146 | 1 | 6679.1667 | 0 | 0 | 0 | 0 | 6679.1667
2029-03-01 | 147 | 1 | 6679.1667 | 0 | 0 | 0 | 0 | 6679.1667
2029-04-01 | 148 | 1 | 6679.1667 | 0 | 0 | 0 | 0 | 6679.1667
2029-05-01 | 149 | 1 | 6679.1667 | 0 | 0 | 0 | 0 | 6679.1667
2029-06-01 | 150 | 1 | 6679.1667 | 0 | 0 | 0 | 0 | 6679.1667
2029-07-01 | 151 | 1 | 6679.1667 | 0 | 0 | 0 | 0 | 6679.1667
2029-08-01 | 152 | 1 | 6679.1667 | 0 | 0 | 0 | 0 | 6679.1667
2029-09-01 | 153 | 1 | 6679.1667 | 0 | 0 | 0 | 0 | 6679.1667
2029-10-01 | 154 | 1 | 6679.1667 | 0 | 0 | 0 | 0 | 6679.1667
2029-11-01 | 155 | 1 | 6679.1667 | 0 | 0 | 0 | 0 | 6679.1667
2029-12-01 | 156 | 1 | 6679.1667 | 0 | 0 | 0 | 0 | 6679.1667
2030-01-01 | 157 | 1 | 6679.1667 | 0 | 0 | 0 | 0 | 6679.1667
2030-02-01 | 158 | 1 | 6679.1667 | 0 | 0 | 0 | 0 | 6679.1667
2030-03-01 | 159 | 1 | 6679.1667 | 0 | 0 | 0 | 0 | 6679.1667
2030-04-01 | 160 | 1 | 6679.1667 | 0 | 0 | 0 | 0 | 6679.1667
2030-05-01 | 161 | 1 | 6679.1667 | 0 | 0 | 0 | 0 | 6679.1667
2030-06-01 | 162 | 1 | 6679.1667 | 0 | 0 | 0 | 0 | 6679.1667
2030-07-01 | 163 | 1 | 6679.1667 | 0 | 0 | 0 | 0 | 6679.1667
2030-08-01 | 164 | 1 | 6679.1667 | 0 | 0 | 0 | 0 | 6679.1667
2030-09-01 | 165 | 1 | 6679.1667 | 0 | 0 | 0 | 0 | 6679.1667
2030-10-01 | 166 | 1 | 6679.1667 | 0 | 0 | 0 | 0 | 6679.1667
2030-11-01 | 167 | 1 | 6679.1667 | 0 | 0 | 0 | 0 | 6679.1667
2030-12-01 | 168 | 1 | 6679.1667 | 0 | 0 | 0 | 0 | 6679.1667
2031-01-01 | 169 | 1 | 6679.1667 | 0 | 0 | 0 | 0 | 6679.1667
2031-02-01 | 170 | 1 | 6679.1667 | 0 | 0 | 0 | 0 | 6679.1667
2031-03-01 | 171 | 1 | 6679.1667 | 0 | 0 | 0 | 0 | 6679.1667
2031-04-01 | 172 | 1 | 6679.1667 | 0 | 0 | 0 | 0 | 6679.1667
2031-05-01 | 173 | 1 | 6679.1667 | 0 | 0 | 0 | 0 | 6679.1667
2031-06-01 | 174 | 1 | 6679.1667 | 0 | 0 | 0 | 0 | 6679.1667
2031-07-01 | 175 | 1 | 6679.1667 | 0 | 0 | 0 | 0 | 6679.1667
2031-08-01 | 176 | 1 | 6679.1667 | 0 | 0 | 0 | 0 | 6679.1667
2031-09-01 | 177 | 1 | 6679.1667 | 0 | 0 | 0 | 0 | 6679.1667
2031-10-01 | 178 | 1 | 6679.1667 | 0 | 0 | 0 | 0 | 6679.1667
2031-11-01 | 179 | 1 | 6679.1667 | 0 | 0 | 0 | 0 | 6679.1667
2031-12-01 | 180 | 1 | 6679.1667 | 0 | 0 | 0 | 0 | 6679.1667
2032-01-01 | 181 | 1 | 6679.1667 | 0 | 0 | 0 | 0 | 6679.1667
2032-02-01 | 182 | 1 | 6679.1667 | 0 | 0 | 0 | 0 | 6679.1667
2032-03-01 | 183 | 1 | 6679.1667 | 0 | 0 | 0 | 0 | 6679.1667
2032-04-01 | 184 | 1 | 6679.1667 | 0 | 0 | 0 | 0 | 6679.1667
2032-05-01 | 185 | 1 | 6679.1667 | 0 | 0 | 0 | 0 | 6679.1667
2032-06-01 | 186 | 1 | 6679.1667 | 0 | 0 | 0 | 0 | 6679.1667
2032-07-01 | 187 | 1 | 6679.1667 | 0 | 0 | 0 | 0 | 6679.1667
2032-08-01 | 188 | 1 | 6679.1667 | 0 | 0 | 0 | 0 | 6679.1667
2032-09-01 | 189 | 1 | 6679.1667 | 0 | 0 | 0 | 0 | 6679.1667
2032-10-01 | 190 | 1 | 6679.1667 | 0 | 0 | 0 | 0 | 6679.1667
2032-11-01 | 191 | 1 | 6679.1667 | 0 | 0 | 0 | 0 | 6679.1667
2032-12-01 | 192 | 1 | 6679.1667 | 0 | 0 | 0 | 0 | 6679.1667
2033-01-01 | 193 | 1 | 6679.1667 | 0 | 0 | 0 | 0 | 6679.1667
2033-02-01 | 194 | 1 | 6679.1667 | 0 | 0 | 0 | 0 | 6679.1667
2033-03-01 | 195 | 1 | 6679.1667 | 0 | 0 | 0 | 0 | 6679.1667
2033-04-01 | 196 | 1 | 6679.1667 | 0 | 0 | 0 | 0 | 6679.1667
2033-05-01 | 197 | 1 | 6679.1667 | 0 | 0 | 0 | 0 | 6679.1667
2033-06-01 | 198 | 1 | 6679.1667 | 0 | 0 | 0 | 0 | 6679.1667
2033-07-01 | 199 | 1 | 6679.1667 | 0 | 0 | 0 | 0 | 6679.1667
2033-08-01 | 200 | 1 | 6679.1667 | 0 | 0 | 0 | 0 | 6679.1667
2033-09-01 | 201 | 1 | 6679.1667 | 0 | 0 | 0 | 0 | 6679.1667
2033-10-01 | 202 | 1 | 6679.1667 | 0 | 0 | 0 | 0 | 6679.1667
2033-11-01 | 203 | 1 | 6679.1667 | 0 | 0 | 0 | 0 | 6679.1667
2033-12-01 | 204 | 1 | 6679.1667 | 0 | 0 | 0 | 0 | 6679.1667
2034-01-01 | 205 | 1 | 6679.1667 | 0 | 0 | 0 | 0 | 6679.1667
2034-02-01 | 206 | 1 | 6679.1667 | 0 | 0 | 0 | 0 | 6679.1667
2034-03-01 | 207 | 1 | 6679.1667 | 0 | 0 | 0 | 0 | 6679.1667
2034-04-01 | 208 | 1 | 6679.1667 | 0 | 0 | 0 | 0 | 6679.1667
2034-05-01 | 209 | 1 | 6679.1667 | 0 | 0 | 0 | 0 | 6679.1667
2034-06-01 | 210 | 1 | 6679.1667 | 0 | 0 | 0 | 0 | 6679.1667
2034-07-01 | 211 | 1 | 6679.1667 | 0 | 0 | 0 | 0 | 6679.1667
2034-08-01 | 212 | 1 | 6679.1667 | 0 | 0 | 0 | 0 | 6679.1667
2034-09-01 | 213 | 1 | 6679.1667 | 0 | 0 | 0 | 0 | 6679.1667
2034-10-01 | 214 | 1 | 6679.1667 | 0 | 0 | 0 | 0 | 6679.1667
2034-11-01 | 215 | 1 | 6679.1667 | 0 | 0 | 0 | 0 | 6679.1667
2034-12-01 | 216 | 1 | 6679.1667 | 0 | 0 | 0 | 0 | 6679.1667
2035-01-01 | 217 | 1 | 6679.1667 | 0 | 0 | 0 | 0 | 6679.1667
2035-02-01 | 218 | 1 | 6679.1667 | 0 | 0 | 0 | 0 | 6679.1667
2035-03-01 | 219 | 1 | 6679.1667 | 0 | 0 | 0 | 0 | 6679.1667
2035-04-01 | 220 | 1 | 6679.1667 | 0 | 0 | 0 | 0 | 6679.1667
2035-05-01 | 221 | 1 | 6679.1667 | 0 | 0 | 0 | 0 | 6679.1667
2035-06-01 | 222 | 1 | 6679.1667 | 0 | 0 | 0 | 0 | 6679.1667
2035-07-01 | 223 | 1 | 6679.1667 | 0 | 0 | 0 | 0 | 6679.1667
2035-08-01 | 224 | 1 | 6679.1667 | 0 | 0 | 0 | 0 | 6679.1667
2035-09-01 | 225 | 1 | 6679.1667 | 0 | 0 | 0 | 0 | 6679.1667
2035-10-01 | 226 | 1 | 6679.1667 | 0 | 0 | 0 | 0 | 6679.1667
2035-11-01 | 227 | 1 | 6679.1667 | 0 | 0 | 0 | 0 | 6679.1667
2035-12-01 | 228 | 1 | 6679.1667 | 0 | 0 | 0 | 0 | 6679.1667
2036-01-01 | 229 | 1 | 6679.1667 | 0 | 0 | 0 | 0 | 6679.1667
2036-02-01 | 230 | 1 | 6679.1667 | 0 | 0 | 0 | 0 | 6679.1667
2036-03-01 | 231 | 1 | 6679.1667 | 0 | 0 | 0 | 0 | 6679.1667
2036-04-01 | 232 | 1 | 6679.1667 | 0 | 0 | 0 | 0 | 6679.1667
2036-05-01 | 233 | 1 | 6679.1667 | 0 | 0 | 0 | 0 | 6679.1667
2036-06-01 | 234 | 1 | 6679.1667 | 0 | 0 | 0 | 0 | 6679.1667
2036-07-01 | 235 | 1 | 6679.1667 | 0 | 0 | 0 | 0 | 6679.1667
2036-08-01 | 236 | 1 | 6679.1667 | 0 | 0 | 0 | 0 | 6679.1667
2036-09-01 | 237 | 1 | 6679.1667 | 0 | 0 | 0 | 0 | 6679.1667
2036-10-01 | 238 | 1 | 6679.1667 | 0 | 0 | 0 | 0 | 6679.1667
2036-11-01 | 239 | 1 | 6679.1667 | 0 | 0 | 0 | 0 | 6679.1667
2036-12-01 | 240 | 1 | 6679.1667 | 0 | 0 | 0 | 0 | 6679.1667
Formulas:
Start = IF([Stage]=0,0,DATE(YEAR('A1 Costs and Contract'!B37),MONTH('A1 Costs and Contract'!B37),1))
End = DATE(YEAR([Start]),MONTH([Start])+'A1 Costs and Contract'!C46,1)-1
End = IF([Stage]=0,0,[End, row above])
Stage = DATE(YEAR([Stage, row above]),MONTH([Stage, row above])+1,1)
Stage = IF([Months]="NA","NA",DATE(YEAR([Stage, row above]),MONTH([Stage, row above])+1,1))

## Stage (9) Investment
Additional Detail: Stage (9) Monthly Investment
Participant: |  | Name of Market Participant (Customer) |  |  |  |  | Tariff: | AESO 2017
Project: |  | Project Name |  |  |  |  | Effective: | 1 Jan 2017
Number: |  | Project Number |  | Type: | DTS Only |  | To: | Current
Stage and Month Lookup
Stage | Months |  | Start | End
1 | 240 |  | 2017-01-01 | 2036-12-31
0 | 0 |  | 0 | 0
0 | 0 |  | 0 | 0
0 | 0 |  | 0 | 0
0 | 0 |  | 0 | 0
0 | 0 |  | 0 | 0
0 | 0 |  | 0 | 0
0 | 0 |  | 0 | 0
0 | 0 |  | 0 | 0
Stage (9) Calculated Investment per Month of Maximum Investment Term
|  |  | Investment per Month by Tier |  |  |  |  | Nominal
Month | Count | Stage | Tier (a) | Tier (b) | Tier (c) | Tier (d) | Tier (e) | Monthly
2017-01-01 | 1 | 1 | 6679.1667 | 0 | 0 | 0 | 0 | 6679.1667
2017-02-01 | 2 | 1 | 6679.1667 | 0 | 0 | 0 | 0 | 6679.1667
2017-03-01 | 3 | 1 | 6679.1667 | 0 | 0 | 0 | 0 | 6679.1667
2017-04-01 | 4 | 1 | 6679.1667 | 0 | 0 | 0 | 0 | 6679.1667
2017-05-01 | 5 | 1 | 6679.1667 | 0 | 0 | 0 | 0 | 6679.1667
2017-06-01 | 6 | 1 | 6679.1667 | 0 | 0 | 0 | 0 | 6679.1667
2017-07-01 | 7 | 1 | 6679.1667 | 0 | 0 | 0 | 0 | 6679.1667
2017-08-01 | 8 | 1 | 6679.1667 | 0 | 0 | 0 | 0 | 6679.1667
2017-09-01 | 9 | 1 | 6679.1667 | 0 | 0 | 0 | 0 | 6679.1667
2017-10-01 | 10 | 1 | 6679.1667 | 0 | 0 | 0 | 0 | 6679.1667
2017-11-01 | 11 | 1 | 6679.1667 | 0 | 0 | 0 | 0 | 6679.1667
2017-12-01 | 12 | 1 | 6679.1667 | 0 | 0 | 0 | 0 | 6679.1667
2018-01-01 | 13 | 1 | 6679.1667 | 0 | 0 | 0 | 0 | 6679.1667
2018-02-01 | 14 | 1 | 6679.1667 | 0 | 0 | 0 | 0 | 6679.1667
2018-03-01 | 15 | 1 | 6679.1667 | 0 | 0 | 0 | 0 | 6679.1667
2018-04-01 | 16 | 1 | 6679.1667 | 0 | 0 | 0 | 0 | 6679.1667
2018-05-01 | 17 | 1 | 6679.1667 | 0 | 0 | 0 | 0 | 6679.1667
2018-06-01 | 18 | 1 | 6679.1667 | 0 | 0 | 0 | 0 | 6679.1667
2018-07-01 | 19 | 1 | 6679.1667 | 0 | 0 | 0 | 0 | 6679.1667
2018-08-01 | 20 | 1 | 6679.1667 | 0 | 0 | 0 | 0 | 6679.1667
2018-09-01 | 21 | 1 | 6679.1667 | 0 | 0 | 0 | 0 | 6679.1667
2018-10-01 | 22 | 1 | 6679.1667 | 0 | 0 | 0 | 0 | 6679.1667
2018-11-01 | 23 | 1 | 6679.1667 | 0 | 0 | 0 | 0 | 6679.1667
2018-12-01 | 24 | 1 | 6679.1667 | 0 | 0 | 0 | 0 | 6679.1667
2019-01-01 | 25 | 1 | 6679.1667 | 0 | 0 | 0 | 0 | 6679.1667
2019-02-01 | 26 | 1 | 6679.1667 | 0 | 0 | 0 | 0 | 6679.1667
2019-03-01 | 27 | 1 | 6679.1667 | 0 | 0 | 0 | 0 | 6679.1667
2019-04-01 | 28 | 1 | 6679.1667 | 0 | 0 | 0 | 0 | 6679.1667
2019-05-01 | 29 | 1 | 6679.1667 | 0 | 0 | 0 | 0 | 6679.1667
2019-06-01 | 30 | 1 | 6679.1667 | 0 | 0 | 0 | 0 | 6679.1667
2019-07-01 | 31 | 1 | 6679.1667 | 0 | 0 | 0 | 0 | 6679.1667
2019-08-01 | 32 | 1 | 6679.1667 | 0 | 0 | 0 | 0 | 6679.1667
2019-09-01 | 33 | 1 | 6679.1667 | 0 | 0 | 0 | 0 | 6679.1667
2019-10-01 | 34 | 1 | 6679.1667 | 0 | 0 | 0 | 0 | 6679.1667
2019-11-01 | 35 | 1 | 6679.1667 | 0 | 0 | 0 | 0 | 6679.1667
2019-12-01 | 36 | 1 | 6679.1667 | 0 | 0 | 0 | 0 | 6679.1667
2020-01-01 | 37 | 1 | 6679.1667 | 0 | 0 | 0 | 0 | 6679.1667
2020-02-01 | 38 | 1 | 6679.1667 | 0 | 0 | 0 | 0 | 6679.1667
2020-03-01 | 39 | 1 | 6679.1667 | 0 | 0 | 0 | 0 | 6679.1667
2020-04-01 | 40 | 1 | 6679.1667 | 0 | 0 | 0 | 0 | 6679.1667
2020-05-01 | 41 | 1 | 6679.1667 | 0 | 0 | 0 | 0 | 6679.1667
2020-06-01 | 42 | 1 | 6679.1667 | 0 | 0 | 0 | 0 | 6679.1667
2020-07-01 | 43 | 1 | 6679.1667 | 0 | 0 | 0 | 0 | 6679.1667
2020-08-01 | 44 | 1 | 6679.1667 | 0 | 0 | 0 | 0 | 6679.1667
2020-09-01 | 45 | 1 | 6679.1667 | 0 | 0 | 0 | 0 | 6679.1667
2020-10-01 | 46 | 1 | 6679.1667 | 0 | 0 | 0 | 0 | 6679.1667
2020-11-01 | 47 | 1 | 6679.1667 | 0 | 0 | 0 | 0 | 6679.1667
2020-12-01 | 48 | 1 | 6679.1667 | 0 | 0 | 0 | 0 | 6679.1667
2021-01-01 | 49 | 1 | 6679.1667 | 0 | 0 | 0 | 0 | 6679.1667
2021-02-01 | 50 | 1 | 6679.1667 | 0 | 0 | 0 | 0 | 6679.1667
2021-03-01 | 51 | 1 | 6679.1667 | 0 | 0 | 0 | 0 | 6679.1667
2021-04-01 | 52 | 1 | 6679.1667 | 0 | 0 | 0 | 0 | 6679.1667
2021-05-01 | 53 | 1 | 6679.1667 | 0 | 0 | 0 | 0 | 6679.1667
2021-06-01 | 54 | 1 | 6679.1667 | 0 | 0 | 0 | 0 | 6679.1667
2021-07-01 | 55 | 1 | 6679.1667 | 0 | 0 | 0 | 0 | 6679.1667
2021-08-01 | 56 | 1 | 6679.1667 | 0 | 0 | 0 | 0 | 6679.1667
2021-09-01 | 57 | 1 | 6679.1667 | 0 | 0 | 0 | 0 | 6679.1667
2021-10-01 | 58 | 1 | 6679.1667 | 0 | 0 | 0 | 0 | 6679.1667
2021-11-01 | 59 | 1 | 6679.1667 | 0 | 0 | 0 | 0 | 6679.1667
2021-12-01 | 60 | 1 | 6679.1667 | 0 | 0 | 0 | 0 | 6679.1667
2022-01-01 | 61 | 1 | 6679.1667 | 0 | 0 | 0 | 0 | 6679.1667
2022-02-01 | 62 | 1 | 6679.1667 | 0 | 0 | 0 | 0 | 6679.1667
2022-03-01 | 63 | 1 | 6679.1667 | 0 | 0 | 0 | 0 | 6679.1667
2022-04-01 | 64 | 1 | 6679.1667 | 0 | 0 | 0 | 0 | 6679.1667
2022-05-01 | 65 | 1 | 6679.1667 | 0 | 0 | 0 | 0 | 6679.1667
2022-06-01 | 66 | 1 | 6679.1667 | 0 | 0 | 0 | 0 | 6679.1667
2022-07-01 | 67 | 1 | 6679.1667 | 0 | 0 | 0 | 0 | 6679.1667
2022-08-01 | 68 | 1 | 6679.1667 | 0 | 0 | 0 | 0 | 6679.1667
2022-09-01 | 69 | 1 | 6679.1667 | 0 | 0 | 0 | 0 | 6679.1667
2022-10-01 | 70 | 1 | 6679.1667 | 0 | 0 | 0 | 0 | 6679.1667
2022-11-01 | 71 | 1 | 6679.1667 | 0 | 0 | 0 | 0 | 6679.1667
2022-12-01 | 72 | 1 | 6679.1667 | 0 | 0 | 0 | 0 | 6679.1667
2023-01-01 | 73 | 1 | 6679.1667 | 0 | 0 | 0 | 0 | 6679.1667
2023-02-01 | 74 | 1 | 6679.1667 | 0 | 0 | 0 | 0 | 6679.1667
2023-03-01 | 75 | 1 | 6679.1667 | 0 | 0 | 0 | 0 | 6679.1667
2023-04-01 | 76 | 1 | 6679.1667 | 0 | 0 | 0 | 0 | 6679.1667
2023-05-01 | 77 | 1 | 6679.1667 | 0 | 0 | 0 | 0 | 6679.1667
2023-06-01 | 78 | 1 | 6679.1667 | 0 | 0 | 0 | 0 | 6679.1667
2023-07-01 | 79 | 1 | 6679.1667 | 0 | 0 | 0 | 0 | 6679.1667
2023-08-01 | 80 | 1 | 6679.1667 | 0 | 0 | 0 | 0 | 6679.1667
2023-09-01 | 81 | 1 | 6679.1667 | 0 | 0 | 0 | 0 | 6679.1667
2023-10-01 | 82 | 1 | 6679.1667 | 0 | 0 | 0 | 0 | 6679.1667
2023-11-01 | 83 | 1 | 6679.1667 | 0 | 0 | 0 | 0 | 6679.1667
2023-12-01 | 84 | 1 | 6679.1667 | 0 | 0 | 0 | 0 | 6679.1667
2024-01-01 | 85 | 1 | 6679.1667 | 0 | 0 | 0 | 0 | 6679.1667
2024-02-01 | 86 | 1 | 6679.1667 | 0 | 0 | 0 | 0 | 6679.1667
2024-03-01 | 87 | 1 | 6679.1667 | 0 | 0 | 0 | 0 | 6679.1667
2024-04-01 | 88 | 1 | 6679.1667 | 0 | 0 | 0 | 0 | 6679.1667
2024-05-01 | 89 | 1 | 6679.1667 | 0 | 0 | 0 | 0 | 6679.1667
2024-06-01 | 90 | 1 | 6679.1667 | 0 | 0 | 0 | 0 | 6679.1667
2024-07-01 | 91 | 1 | 6679.1667 | 0 | 0 | 0 | 0 | 6679.1667
2024-08-01 | 92 | 1 | 6679.1667 | 0 | 0 | 0 | 0 | 6679.1667
2024-09-01 | 93 | 1 | 6679.1667 | 0 | 0 | 0 | 0 | 6679.1667
2024-10-01 | 94 | 1 | 6679.1667 | 0 | 0 | 0 | 0 | 6679.1667
2024-11-01 | 95 | 1 | 6679.1667 | 0 | 0 | 0 | 0 | 6679.1667
2024-12-01 | 96 | 1 | 6679.1667 | 0 | 0 | 0 | 0 | 6679.1667
2025-01-01 | 97 | 1 | 6679.1667 | 0 | 0 | 0 | 0 | 6679.1667
2025-02-01 | 98 | 1 | 6679.1667 | 0 | 0 | 0 | 0 | 6679.1667
2025-03-01 | 99 | 1 | 6679.1667 | 0 | 0 | 0 | 0 | 6679.1667
2025-04-01 | 100 | 1 | 6679.1667 | 0 | 0 | 0 | 0 | 6679.1667
2025-05-01 | 101 | 1 | 6679.1667 | 0 | 0 | 0 | 0 | 6679.1667
2025-06-01 | 102 | 1 | 6679.1667 | 0 | 0 | 0 | 0 | 6679.1667
2025-07-01 | 103 | 1 | 6679.1667 | 0 | 0 | 0 | 0 | 6679.1667
2025-08-01 | 104 | 1 | 6679.1667 | 0 | 0 | 0 | 0 | 6679.1667
2025-09-01 | 105 | 1 | 6679.1667 | 0 | 0 | 0 | 0 | 6679.1667
2025-10-01 | 106 | 1 | 6679.1667 | 0 | 0 | 0 | 0 | 6679.1667
2025-11-01 | 107 | 1 | 6679.1667 | 0 | 0 | 0 | 0 | 6679.1667
2025-12-01 | 108 | 1 | 6679.1667 | 0 | 0 | 0 | 0 | 6679.1667
2026-01-01 | 109 | 1 | 6679.1667 | 0 | 0 | 0 | 0 | 6679.1667
2026-02-01 | 110 | 1 | 6679.1667 | 0 | 0 | 0 | 0 | 6679.1667
2026-03-01 | 111 | 1 | 6679.1667 | 0 | 0 | 0 | 0 | 6679.1667
2026-04-01 | 112 | 1 | 6679.1667 | 0 | 0 | 0 | 0 | 6679.1667
2026-05-01 | 113 | 1 | 6679.1667 | 0 | 0 | 0 | 0 | 6679.1667
2026-06-01 | 114 | 1 | 6679.1667 | 0 | 0 | 0 | 0 | 6679.1667
2026-07-01 | 115 | 1 | 6679.1667 | 0 | 0 | 0 | 0 | 6679.1667
2026-08-01 | 116 | 1 | 6679.1667 | 0 | 0 | 0 | 0 | 6679.1667
2026-09-01 | 117 | 1 | 6679.1667 | 0 | 0 | 0 | 0 | 6679.1667
2026-10-01 | 118 | 1 | 6679.1667 | 0 | 0 | 0 | 0 | 6679.1667
2026-11-01 | 119 | 1 | 6679.1667 | 0 | 0 | 0 | 0 | 6679.1667
2026-12-01 | 120 | 1 | 6679.1667 | 0 | 0 | 0 | 0 | 6679.1667
2027-01-01 | 121 | 1 | 6679.1667 | 0 | 0 | 0 | 0 | 6679.1667
2027-02-01 | 122 | 1 | 6679.1667 | 0 | 0 | 0 | 0 | 6679.1667
2027-03-01 | 123 | 1 | 6679.1667 | 0 | 0 | 0 | 0 | 6679.1667
2027-04-01 | 124 | 1 | 6679.1667 | 0 | 0 | 0 | 0 | 6679.1667
2027-05-01 | 125 | 1 | 6679.1667 | 0 | 0 | 0 | 0 | 6679.1667
2027-06-01 | 126 | 1 | 6679.1667 | 0 | 0 | 0 | 0 | 6679.1667
2027-07-01 | 127 | 1 | 6679.1667 | 0 | 0 | 0 | 0 | 6679.1667
2027-08-01 | 128 | 1 | 6679.1667 | 0 | 0 | 0 | 0 | 6679.1667
2027-09-01 | 129 | 1 | 6679.1667 | 0 | 0 | 0 | 0 | 6679.1667
2027-10-01 | 130 | 1 | 6679.1667 | 0 | 0 | 0 | 0 | 6679.1667
2027-11-01 | 131 | 1 | 6679.1667 | 0 | 0 | 0 | 0 | 6679.1667
2027-12-01 | 132 | 1 | 6679.1667 | 0 | 0 | 0 | 0 | 6679.1667
2028-01-01 | 133 | 1 | 6679.1667 | 0 | 0 | 0 | 0 | 6679.1667
2028-02-01 | 134 | 1 | 6679.1667 | 0 | 0 | 0 | 0 | 6679.1667
2028-03-01 | 135 | 1 | 6679.1667 | 0 | 0 | 0 | 0 | 6679.1667
2028-04-01 | 136 | 1 | 6679.1667 | 0 | 0 | 0 | 0 | 6679.1667
2028-05-01 | 137 | 1 | 6679.1667 | 0 | 0 | 0 | 0 | 6679.1667
2028-06-01 | 138 | 1 | 6679.1667 | 0 | 0 | 0 | 0 | 6679.1667
2028-07-01 | 139 | 1 | 6679.1667 | 0 | 0 | 0 | 0 | 6679.1667
2028-08-01 | 140 | 1 | 6679.1667 | 0 | 0 | 0 | 0 | 6679.1667
2028-09-01 | 141 | 1 | 6679.1667 | 0 | 0 | 0 | 0 | 6679.1667
2028-10-01 | 142 | 1 | 6679.1667 | 0 | 0 | 0 | 0 | 6679.1667
2028-11-01 | 143 | 1 | 6679.1667 | 0 | 0 | 0 | 0 | 6679.1667
2028-12-01 | 144 | 1 | 6679.1667 | 0 | 0 | 0 | 0 | 6679.1667
2029-01-01 | 145 | 1 | 6679.1667 | 0 | 0 | 0 | 0 | 6679.1667
2029-02-01 | 146 | 1 | 6679.1667 | 0 | 0 | 0 | 0 | 6679.1667
2029-03-01 | 147 | 1 | 6679.1667 | 0 | 0 | 0 | 0 | 6679.1667
2029-04-01 | 148 | 1 | 6679.1667 | 0 | 0 | 0 | 0 | 6679.1667
2029-05-01 | 149 | 1 | 6679.1667 | 0 | 0 | 0 | 0 | 6679.1667
2029-06-01 | 150 | 1 | 6679.1667 | 0 | 0 | 0 | 0 | 6679.1667
2029-07-01 | 151 | 1 | 6679.1667 | 0 | 0 | 0 | 0 | 6679.1667
2029-08-01 | 152 | 1 | 6679.1667 | 0 | 0 | 0 | 0 | 6679.1667
2029-09-01 | 153 | 1 | 6679.1667 | 0 | 0 | 0 | 0 | 6679.1667
2029-10-01 | 154 | 1 | 6679.1667 | 0 | 0 | 0 | 0 | 6679.1667
2029-11-01 | 155 | 1 | 6679.1667 | 0 | 0 | 0 | 0 | 6679.1667
2029-12-01 | 156 | 1 | 6679.1667 | 0 | 0 | 0 | 0 | 6679.1667
2030-01-01 | 157 | 1 | 6679.1667 | 0 | 0 | 0 | 0 | 6679.1667
2030-02-01 | 158 | 1 | 6679.1667 | 0 | 0 | 0 | 0 | 6679.1667
2030-03-01 | 159 | 1 | 6679.1667 | 0 | 0 | 0 | 0 | 6679.1667
2030-04-01 | 160 | 1 | 6679.1667 | 0 | 0 | 0 | 0 | 6679.1667
2030-05-01 | 161 | 1 | 6679.1667 | 0 | 0 | 0 | 0 | 6679.1667
2030-06-01 | 162 | 1 | 6679.1667 | 0 | 0 | 0 | 0 | 6679.1667
2030-07-01 | 163 | 1 | 6679.1667 | 0 | 0 | 0 | 0 | 6679.1667
2030-08-01 | 164 | 1 | 6679.1667 | 0 | 0 | 0 | 0 | 6679.1667
2030-09-01 | 165 | 1 | 6679.1667 | 0 | 0 | 0 | 0 | 6679.1667
2030-10-01 | 166 | 1 | 6679.1667 | 0 | 0 | 0 | 0 | 6679.1667
2030-11-01 | 167 | 1 | 6679.1667 | 0 | 0 | 0 | 0 | 6679.1667
2030-12-01 | 168 | 1 | 6679.1667 | 0 | 0 | 0 | 0 | 6679.1667
2031-01-01 | 169 | 1 | 6679.1667 | 0 | 0 | 0 | 0 | 6679.1667
2031-02-01 | 170 | 1 | 6679.1667 | 0 | 0 | 0 | 0 | 6679.1667
2031-03-01 | 171 | 1 | 6679.1667 | 0 | 0 | 0 | 0 | 6679.1667
2031-04-01 | 172 | 1 | 6679.1667 | 0 | 0 | 0 | 0 | 6679.1667
2031-05-01 | 173 | 1 | 6679.1667 | 0 | 0 | 0 | 0 | 6679.1667
2031-06-01 | 174 | 1 | 6679.1667 | 0 | 0 | 0 | 0 | 6679.1667
2031-07-01 | 175 | 1 | 6679.1667 | 0 | 0 | 0 | 0 | 6679.1667
2031-08-01 | 176 | 1 | 6679.1667 | 0 | 0 | 0 | 0 | 6679.1667
2031-09-01 | 177 | 1 | 6679.1667 | 0 | 0 | 0 | 0 | 6679.1667
2031-10-01 | 178 | 1 | 6679.1667 | 0 | 0 | 0 | 0 | 6679.1667
2031-11-01 | 179 | 1 | 6679.1667 | 0 | 0 | 0 | 0 | 6679.1667
2031-12-01 | 180 | 1 | 6679.1667 | 0 | 0 | 0 | 0 | 6679.1667
2032-01-01 | 181 | 1 | 6679.1667 | 0 | 0 | 0 | 0 | 6679.1667
2032-02-01 | 182 | 1 | 6679.1667 | 0 | 0 | 0 | 0 | 6679.1667
2032-03-01 | 183 | 1 | 6679.1667 | 0 | 0 | 0 | 0 | 6679.1667
2032-04-01 | 184 | 1 | 6679.1667 | 0 | 0 | 0 | 0 | 6679.1667
2032-05-01 | 185 | 1 | 6679.1667 | 0 | 0 | 0 | 0 | 6679.1667
2032-06-01 | 186 | 1 | 6679.1667 | 0 | 0 | 0 | 0 | 6679.1667
2032-07-01 | 187 | 1 | 6679.1667 | 0 | 0 | 0 | 0 | 6679.1667
2032-08-01 | 188 | 1 | 6679.1667 | 0 | 0 | 0 | 0 | 6679.1667
2032-09-01 | 189 | 1 | 6679.1667 | 0 | 0 | 0 | 0 | 6679.1667
2032-10-01 | 190 | 1 | 6679.1667 | 0 | 0 | 0 | 0 | 6679.1667
2032-11-01 | 191 | 1 | 6679.1667 | 0 | 0 | 0 | 0 | 6679.1667
2032-12-01 | 192 | 1 | 6679.1667 | 0 | 0 | 0 | 0 | 6679.1667
2033-01-01 | 193 | 1 | 6679.1667 | 0 | 0 | 0 | 0 | 6679.1667
2033-02-01 | 194 | 1 | 6679.1667 | 0 | 0 | 0 | 0 | 6679.1667
2033-03-01 | 195 | 1 | 6679.1667 | 0 | 0 | 0 | 0 | 6679.1667
2033-04-01 | 196 | 1 | 6679.1667 | 0 | 0 | 0 | 0 | 6679.1667
2033-05-01 | 197 | 1 | 6679.1667 | 0 | 0 | 0 | 0 | 6679.1667
2033-06-01 | 198 | 1 | 6679.1667 | 0 | 0 | 0 | 0 | 6679.1667
2033-07-01 | 199 | 1 | 6679.1667 | 0 | 0 | 0 | 0 | 6679.1667
2033-08-01 | 200 | 1 | 6679.1667 | 0 | 0 | 0 | 0 | 6679.1667
2033-09-01 | 201 | 1 | 6679.1667 | 0 | 0 | 0 | 0 | 6679.1667
2033-10-01 | 202 | 1 | 6679.1667 | 0 | 0 | 0 | 0 | 6679.1667
2033-11-01 | 203 | 1 | 6679.1667 | 0 | 0 | 0 | 0 | 6679.1667
2033-12-01 | 204 | 1 | 6679.1667 | 0 | 0 | 0 | 0 | 6679.1667
2034-01-01 | 205 | 1 | 6679.1667 | 0 | 0 | 0 | 0 | 6679.1667
2034-02-01 | 206 | 1 | 6679.1667 | 0 | 0 | 0 | 0 | 6679.1667
2034-03-01 | 207 | 1 | 6679.1667 | 0 | 0 | 0 | 0 | 6679.1667
2034-04-01 | 208 | 1 | 6679.1667 | 0 | 0 | 0 | 0 | 6679.1667
2034-05-01 | 209 | 1 | 6679.1667 | 0 | 0 | 0 | 0 | 6679.1667
2034-06-01 | 210 | 1 | 6679.1667 | 0 | 0 | 0 | 0 | 6679.1667
2034-07-01 | 211 | 1 | 6679.1667 | 0 | 0 | 0 | 0 | 6679.1667
2034-08-01 | 212 | 1 | 6679.1667 | 0 | 0 | 0 | 0 | 6679.1667
2034-09-01 | 213 | 1 | 6679.1667 | 0 | 0 | 0 | 0 | 6679.1667
2034-10-01 | 214 | 1 | 6679.1667 | 0 | 0 | 0 | 0 | 6679.1667
2034-11-01 | 215 | 1 | 6679.1667 | 0 | 0 | 0 | 0 | 6679.1667
2034-12-01 | 216 | 1 | 6679.1667 | 0 | 0 | 0 | 0 | 6679.1667
2035-01-01 | 217 | 1 | 6679.1667 | 0 | 0 | 0 | 0 | 6679.1667
2035-02-01 | 218 | 1 | 6679.1667 | 0 | 0 | 0 | 0 | 6679.1667
2035-03-01 | 219 | 1 | 6679.1667 | 0 | 0 | 0 | 0 | 6679.1667
2035-04-01 | 220 | 1 | 6679.1667 | 0 | 0 | 0 | 0 | 6679.1667
2035-05-01 | 221 | 1 | 6679.1667 | 0 | 0 | 0 | 0 | 6679.1667
2035-06-01 | 222 | 1 | 6679.1667 | 0 | 0 | 0 | 0 | 6679.1667
2035-07-01 | 223 | 1 | 6679.1667 | 0 | 0 | 0 | 0 | 6679.1667
2035-08-01 | 224 | 1 | 6679.1667 | 0 | 0 | 0 | 0 | 6679.1667
2035-09-01 | 225 | 1 | 6679.1667 | 0 | 0 | 0 | 0 | 6679.1667
2035-10-01 | 226 | 1 | 6679.1667 | 0 | 0 | 0 | 0 | 6679.1667
2035-11-01 | 227 | 1 | 6679.1667 | 0 | 0 | 0 | 0 | 6679.1667
2035-12-01 | 228 | 1 | 6679.1667 | 0 | 0 | 0 | 0 | 6679.1667
2036-01-01 | 229 | 1 | 6679.1667 | 0 | 0 | 0 | 0 | 6679.1667
2036-02-01 | 230 | 1 | 6679.1667 | 0 | 0 | 0 | 0 | 6679.1667
2036-03-01 | 231 | 1 | 6679.1667 | 0 | 0 | 0 | 0 | 6679.1667
2036-04-01 | 232 | 1 | 6679.1667 | 0 | 0 | 0 | 0 | 6679.1667
2036-05-01 | 233 | 1 | 6679.1667 | 0 | 0 | 0 | 0 | 6679.1667
2036-06-01 | 234 | 1 | 6679.1667 | 0 | 0 | 0 | 0 | 6679.1667
2036-07-01 | 235 | 1 | 6679.1667 | 0 | 0 | 0 | 0 | 6679.1667
2036-08-01 | 236 | 1 | 6679.1667 | 0 | 0 | 0 | 0 | 6679.1667
2036-09-01 | 237 | 1 | 6679.1667 | 0 | 0 | 0 | 0 | 6679.1667
2036-10-01 | 238 | 1 | 6679.1667 | 0 | 0 | 0 | 0 | 6679.1667
2036-11-01 | 239 | 1 | 6679.1667 | 0 | 0 | 0 | 0 | 6679.1667
2036-12-01 | 240 | 1 | 6679.1667 | 0 | 0 | 0 | 0 | 6679.1667
Formulas:
Start = IF([Stage]=0,0,DATE(YEAR('A1 Costs and Contract'!B37),MONTH('A1 Costs and Contract'!B37),1))
End = DATE(YEAR([Start]),MONTH([Start])+'A1 Costs and Contract'!C46,1)-1
End = IF([Stage]=0,0,[End, row above])
Stage = DATE(YEAR([Stage, row above]),MONTH([Stage, row above])+1,1)
Stage = IF([Months]="NA","NA",DATE(YEAR([Stage, row above]),MONTH([Stage, row above])+1,1))

## Stage (10) Investment
Additional Detail: Stage (10) Monthly Investment
Participant: |  | Name of Market Participant (Customer) |  |  |  |  | Tariff: | AESO 2017
Project: |  | Project Name |  |  |  |  | Effective: | 1 Jan 2017
Number: |  | Project Number |  | Type: | DTS Only |  | To: | Current
Stage and Month Lookup
Stage | Months |  | Start | End
1 | 240 |  | 2017-01-01 | 2036-12-31
0 | 0 |  | 0 | 0
0 | 0 |  | 0 | 0
0 | 0 |  | 0 | 0
0 | 0 |  | 0 | 0
0 | 0 |  | 0 | 0
0 | 0 |  | 0 | 0
0 | 0 |  | 0 | 0
0 | 0 |  | 0 | 0
0 | 0 |  | 0 | 0
Stage (10) Calculated Investment per Month of Maximum Investment Term
|  |  | Investment per Month by Tier |  |  |  |  | Nominal
Month | Count | Stage | Tier (a) | Tier (b) | Tier (c) | Tier (d) | Tier (e) | Monthly
2017-01-01 | 1 | 1 | 6679.1667 | 0 | 0 | 0 | 0 | 6679.1667
2017-02-01 | 2 | 1 | 6679.1667 | 0 | 0 | 0 | 0 | 6679.1667
2017-03-01 | 3 | 1 | 6679.1667 | 0 | 0 | 0 | 0 | 6679.1667
2017-04-01 | 4 | 1 | 6679.1667 | 0 | 0 | 0 | 0 | 6679.1667
2017-05-01 | 5 | 1 | 6679.1667 | 0 | 0 | 0 | 0 | 6679.1667
2017-06-01 | 6 | 1 | 6679.1667 | 0 | 0 | 0 | 0 | 6679.1667
2017-07-01 | 7 | 1 | 6679.1667 | 0 | 0 | 0 | 0 | 6679.1667
2017-08-01 | 8 | 1 | 6679.1667 | 0 | 0 | 0 | 0 | 6679.1667
2017-09-01 | 9 | 1 | 6679.1667 | 0 | 0 | 0 | 0 | 6679.1667
2017-10-01 | 10 | 1 | 6679.1667 | 0 | 0 | 0 | 0 | 6679.1667
2017-11-01 | 11 | 1 | 6679.1667 | 0 | 0 | 0 | 0 | 6679.1667
2017-12-01 | 12 | 1 | 6679.1667 | 0 | 0 | 0 | 0 | 6679.1667
2018-01-01 | 13 | 1 | 6679.1667 | 0 | 0 | 0 | 0 | 6679.1667
2018-02-01 | 14 | 1 | 6679.1667 | 0 | 0 | 0 | 0 | 6679.1667
2018-03-01 | 15 | 1 | 6679.1667 | 0 | 0 | 0 | 0 | 6679.1667
2018-04-01 | 16 | 1 | 6679.1667 | 0 | 0 | 0 | 0 | 6679.1667
2018-05-01 | 17 | 1 | 6679.1667 | 0 | 0 | 0 | 0 | 6679.1667
2018-06-01 | 18 | 1 | 6679.1667 | 0 | 0 | 0 | 0 | 6679.1667
2018-07-01 | 19 | 1 | 6679.1667 | 0 | 0 | 0 | 0 | 6679.1667
2018-08-01 | 20 | 1 | 6679.1667 | 0 | 0 | 0 | 0 | 6679.1667
2018-09-01 | 21 | 1 | 6679.1667 | 0 | 0 | 0 | 0 | 6679.1667
2018-10-01 | 22 | 1 | 6679.1667 | 0 | 0 | 0 | 0 | 6679.1667
2018-11-01 | 23 | 1 | 6679.1667 | 0 | 0 | 0 | 0 | 6679.1667
2018-12-01 | 24 | 1 | 6679.1667 | 0 | 0 | 0 | 0 | 6679.1667
2019-01-01 | 25 | 1 | 6679.1667 | 0 | 0 | 0 | 0 | 6679.1667
2019-02-01 | 26 | 1 | 6679.1667 | 0 | 0 | 0 | 0 | 6679.1667
2019-03-01 | 27 | 1 | 6679.1667 | 0 | 0 | 0 | 0 | 6679.1667
2019-04-01 | 28 | 1 | 6679.1667 | 0 | 0 | 0 | 0 | 6679.1667
2019-05-01 | 29 | 1 | 6679.1667 | 0 | 0 | 0 | 0 | 6679.1667
2019-06-01 | 30 | 1 | 6679.1667 | 0 | 0 | 0 | 0 | 6679.1667
2019-07-01 | 31 | 1 | 6679.1667 | 0 | 0 | 0 | 0 | 6679.1667
2019-08-01 | 32 | 1 | 6679.1667 | 0 | 0 | 0 | 0 | 6679.1667
2019-09-01 | 33 | 1 | 6679.1667 | 0 | 0 | 0 | 0 | 6679.1667
2019-10-01 | 34 | 1 | 6679.1667 | 0 | 0 | 0 | 0 | 6679.1667
2019-11-01 | 35 | 1 | 6679.1667 | 0 | 0 | 0 | 0 | 6679.1667
2019-12-01 | 36 | 1 | 6679.1667 | 0 | 0 | 0 | 0 | 6679.1667
2020-01-01 | 37 | 1 | 6679.1667 | 0 | 0 | 0 | 0 | 6679.1667
2020-02-01 | 38 | 1 | 6679.1667 | 0 | 0 | 0 | 0 | 6679.1667
2020-03-01 | 39 | 1 | 6679.1667 | 0 | 0 | 0 | 0 | 6679.1667
2020-04-01 | 40 | 1 | 6679.1667 | 0 | 0 | 0 | 0 | 6679.1667
2020-05-01 | 41 | 1 | 6679.1667 | 0 | 0 | 0 | 0 | 6679.1667
2020-06-01 | 42 | 1 | 6679.1667 | 0 | 0 | 0 | 0 | 6679.1667
2020-07-01 | 43 | 1 | 6679.1667 | 0 | 0 | 0 | 0 | 6679.1667
2020-08-01 | 44 | 1 | 6679.1667 | 0 | 0 | 0 | 0 | 6679.1667
2020-09-01 | 45 | 1 | 6679.1667 | 0 | 0 | 0 | 0 | 6679.1667
2020-10-01 | 46 | 1 | 6679.1667 | 0 | 0 | 0 | 0 | 6679.1667
2020-11-01 | 47 | 1 | 6679.1667 | 0 | 0 | 0 | 0 | 6679.1667
2020-12-01 | 48 | 1 | 6679.1667 | 0 | 0 | 0 | 0 | 6679.1667
2021-01-01 | 49 | 1 | 6679.1667 | 0 | 0 | 0 | 0 | 6679.1667
2021-02-01 | 50 | 1 | 6679.1667 | 0 | 0 | 0 | 0 | 6679.1667
2021-03-01 | 51 | 1 | 6679.1667 | 0 | 0 | 0 | 0 | 6679.1667
2021-04-01 | 52 | 1 | 6679.1667 | 0 | 0 | 0 | 0 | 6679.1667
2021-05-01 | 53 | 1 | 6679.1667 | 0 | 0 | 0 | 0 | 6679.1667
2021-06-01 | 54 | 1 | 6679.1667 | 0 | 0 | 0 | 0 | 6679.1667
2021-07-01 | 55 | 1 | 6679.1667 | 0 | 0 | 0 | 0 | 6679.1667
2021-08-01 | 56 | 1 | 6679.1667 | 0 | 0 | 0 | 0 | 6679.1667
2021-09-01 | 57 | 1 | 6679.1667 | 0 | 0 | 0 | 0 | 6679.1667
2021-10-01 | 58 | 1 | 6679.1667 | 0 | 0 | 0 | 0 | 6679.1667
2021-11-01 | 59 | 1 | 6679.1667 | 0 | 0 | 0 | 0 | 6679.1667
2021-12-01 | 60 | 1 | 6679.1667 | 0 | 0 | 0 | 0 | 6679.1667
2022-01-01 | 61 | 1 | 6679.1667 | 0 | 0 | 0 | 0 | 6679.1667
2022-02-01 | 62 | 1 | 6679.1667 | 0 | 0 | 0 | 0 | 6679.1667
2022-03-01 | 63 | 1 | 6679.1667 | 0 | 0 | 0 | 0 | 6679.1667
2022-04-01 | 64 | 1 | 6679.1667 | 0 | 0 | 0 | 0 | 6679.1667
2022-05-01 | 65 | 1 | 6679.1667 | 0 | 0 | 0 | 0 | 6679.1667
2022-06-01 | 66 | 1 | 6679.1667 | 0 | 0 | 0 | 0 | 6679.1667
2022-07-01 | 67 | 1 | 6679.1667 | 0 | 0 | 0 | 0 | 6679.1667
2022-08-01 | 68 | 1 | 6679.1667 | 0 | 0 | 0 | 0 | 6679.1667
2022-09-01 | 69 | 1 | 6679.1667 | 0 | 0 | 0 | 0 | 6679.1667
2022-10-01 | 70 | 1 | 6679.1667 | 0 | 0 | 0 | 0 | 6679.1667
2022-11-01 | 71 | 1 | 6679.1667 | 0 | 0 | 0 | 0 | 6679.1667
2022-12-01 | 72 | 1 | 6679.1667 | 0 | 0 | 0 | 0 | 6679.1667
2023-01-01 | 73 | 1 | 6679.1667 | 0 | 0 | 0 | 0 | 6679.1667
2023-02-01 | 74 | 1 | 6679.1667 | 0 | 0 | 0 | 0 | 6679.1667
2023-03-01 | 75 | 1 | 6679.1667 | 0 | 0 | 0 | 0 | 6679.1667
2023-04-01 | 76 | 1 | 6679.1667 | 0 | 0 | 0 | 0 | 6679.1667
2023-05-01 | 77 | 1 | 6679.1667 | 0 | 0 | 0 | 0 | 6679.1667
2023-06-01 | 78 | 1 | 6679.1667 | 0 | 0 | 0 | 0 | 6679.1667
2023-07-01 | 79 | 1 | 6679.1667 | 0 | 0 | 0 | 0 | 6679.1667
2023-08-01 | 80 | 1 | 6679.1667 | 0 | 0 | 0 | 0 | 6679.1667
2023-09-01 | 81 | 1 | 6679.1667 | 0 | 0 | 0 | 0 | 6679.1667
2023-10-01 | 82 | 1 | 6679.1667 | 0 | 0 | 0 | 0 | 6679.1667
2023-11-01 | 83 | 1 | 6679.1667 | 0 | 0 | 0 | 0 | 6679.1667
2023-12-01 | 84 | 1 | 6679.1667 | 0 | 0 | 0 | 0 | 6679.1667
2024-01-01 | 85 | 1 | 6679.1667 | 0 | 0 | 0 | 0 | 6679.1667
2024-02-01 | 86 | 1 | 6679.1667 | 0 | 0 | 0 | 0 | 6679.1667
2024-03-01 | 87 | 1 | 6679.1667 | 0 | 0 | 0 | 0 | 6679.1667
2024-04-01 | 88 | 1 | 6679.1667 | 0 | 0 | 0 | 0 | 6679.1667
2024-05-01 | 89 | 1 | 6679.1667 | 0 | 0 | 0 | 0 | 6679.1667
2024-06-01 | 90 | 1 | 6679.1667 | 0 | 0 | 0 | 0 | 6679.1667
2024-07-01 | 91 | 1 | 6679.1667 | 0 | 0 | 0 | 0 | 6679.1667
2024-08-01 | 92 | 1 | 6679.1667 | 0 | 0 | 0 | 0 | 6679.1667
2024-09-01 | 93 | 1 | 6679.1667 | 0 | 0 | 0 | 0 | 6679.1667
2024-10-01 | 94 | 1 | 6679.1667 | 0 | 0 | 0 | 0 | 6679.1667
2024-11-01 | 95 | 1 | 6679.1667 | 0 | 0 | 0 | 0 | 6679.1667
2024-12-01 | 96 | 1 | 6679.1667 | 0 | 0 | 0 | 0 | 6679.1667
2025-01-01 | 97 | 1 | 6679.1667 | 0 | 0 | 0 | 0 | 6679.1667
2025-02-01 | 98 | 1 | 6679.1667 | 0 | 0 | 0 | 0 | 6679.1667
2025-03-01 | 99 | 1 | 6679.1667 | 0 | 0 | 0 | 0 | 6679.1667
2025-04-01 | 100 | 1 | 6679.1667 | 0 | 0 | 0 | 0 | 6679.1667
2025-05-01 | 101 | 1 | 6679.1667 | 0 | 0 | 0 | 0 | 6679.1667
2025-06-01 | 102 | 1 | 6679.1667 | 0 | 0 | 0 | 0 | 6679.1667
2025-07-01 | 103 | 1 | 6679.1667 | 0 | 0 | 0 | 0 | 6679.1667
2025-08-01 | 104 | 1 | 6679.1667 | 0 | 0 | 0 | 0 | 6679.1667
2025-09-01 | 105 | 1 | 6679.1667 | 0 | 0 | 0 | 0 | 6679.1667
2025-10-01 | 106 | 1 | 6679.1667 | 0 | 0 | 0 | 0 | 6679.1667
2025-11-01 | 107 | 1 | 6679.1667 | 0 | 0 | 0 | 0 | 6679.1667
2025-12-01 | 108 | 1 | 6679.1667 | 0 | 0 | 0 | 0 | 6679.1667
2026-01-01 | 109 | 1 | 6679.1667 | 0 | 0 | 0 | 0 | 6679.1667
2026-02-01 | 110 | 1 | 6679.1667 | 0 | 0 | 0 | 0 | 6679.1667
2026-03-01 | 111 | 1 | 6679.1667 | 0 | 0 | 0 | 0 | 6679.1667
2026-04-01 | 112 | 1 | 6679.1667 | 0 | 0 | 0 | 0 | 6679.1667
2026-05-01 | 113 | 1 | 6679.1667 | 0 | 0 | 0 | 0 | 6679.1667
2026-06-01 | 114 | 1 | 6679.1667 | 0 | 0 | 0 | 0 | 6679.1667
2026-07-01 | 115 | 1 | 6679.1667 | 0 | 0 | 0 | 0 | 6679.1667
2026-08-01 | 116 | 1 | 6679.1667 | 0 | 0 | 0 | 0 | 6679.1667
2026-09-01 | 117 | 1 | 6679.1667 | 0 | 0 | 0 | 0 | 6679.1667
2026-10-01 | 118 | 1 | 6679.1667 | 0 | 0 | 0 | 0 | 6679.1667
2026-11-01 | 119 | 1 | 6679.1667 | 0 | 0 | 0 | 0 | 6679.1667
2026-12-01 | 120 | 1 | 6679.1667 | 0 | 0 | 0 | 0 | 6679.1667
2027-01-01 | 121 | 1 | 6679.1667 | 0 | 0 | 0 | 0 | 6679.1667
2027-02-01 | 122 | 1 | 6679.1667 | 0 | 0 | 0 | 0 | 6679.1667
2027-03-01 | 123 | 1 | 6679.1667 | 0 | 0 | 0 | 0 | 6679.1667
2027-04-01 | 124 | 1 | 6679.1667 | 0 | 0 | 0 | 0 | 6679.1667
2027-05-01 | 125 | 1 | 6679.1667 | 0 | 0 | 0 | 0 | 6679.1667
2027-06-01 | 126 | 1 | 6679.1667 | 0 | 0 | 0 | 0 | 6679.1667
2027-07-01 | 127 | 1 | 6679.1667 | 0 | 0 | 0 | 0 | 6679.1667
2027-08-01 | 128 | 1 | 6679.1667 | 0 | 0 | 0 | 0 | 6679.1667
2027-09-01 | 129 | 1 | 6679.1667 | 0 | 0 | 0 | 0 | 6679.1667
2027-10-01 | 130 | 1 | 6679.1667 | 0 | 0 | 0 | 0 | 6679.1667
2027-11-01 | 131 | 1 | 6679.1667 | 0 | 0 | 0 | 0 | 6679.1667
2027-12-01 | 132 | 1 | 6679.1667 | 0 | 0 | 0 | 0 | 6679.1667
2028-01-01 | 133 | 1 | 6679.1667 | 0 | 0 | 0 | 0 | 6679.1667
2028-02-01 | 134 | 1 | 6679.1667 | 0 | 0 | 0 | 0 | 6679.1667
2028-03-01 | 135 | 1 | 6679.1667 | 0 | 0 | 0 | 0 | 6679.1667
2028-04-01 | 136 | 1 | 6679.1667 | 0 | 0 | 0 | 0 | 6679.1667
2028-05-01 | 137 | 1 | 6679.1667 | 0 | 0 | 0 | 0 | 6679.1667
2028-06-01 | 138 | 1 | 6679.1667 | 0 | 0 | 0 | 0 | 6679.1667
2028-07-01 | 139 | 1 | 6679.1667 | 0 | 0 | 0 | 0 | 6679.1667
2028-08-01 | 140 | 1 | 6679.1667 | 0 | 0 | 0 | 0 | 6679.1667
2028-09-01 | 141 | 1 | 6679.1667 | 0 | 0 | 0 | 0 | 6679.1667
2028-10-01 | 142 | 1 | 6679.1667 | 0 | 0 | 0 | 0 | 6679.1667
2028-11-01 | 143 | 1 | 6679.1667 | 0 | 0 | 0 | 0 | 6679.1667
2028-12-01 | 144 | 1 | 6679.1667 | 0 | 0 | 0 | 0 | 6679.1667
2029-01-01 | 145 | 1 | 6679.1667 | 0 | 0 | 0 | 0 | 6679.1667
2029-02-01 | 146 | 1 | 6679.1667 | 0 | 0 | 0 | 0 | 6679.1667
2029-03-01 | 147 | 1 | 6679.1667 | 0 | 0 | 0 | 0 | 6679.1667
2029-04-01 | 148 | 1 | 6679.1667 | 0 | 0 | 0 | 0 | 6679.1667
2029-05-01 | 149 | 1 | 6679.1667 | 0 | 0 | 0 | 0 | 6679.1667
2029-06-01 | 150 | 1 | 6679.1667 | 0 | 0 | 0 | 0 | 6679.1667
2029-07-01 | 151 | 1 | 6679.1667 | 0 | 0 | 0 | 0 | 6679.1667
2029-08-01 | 152 | 1 | 6679.1667 | 0 | 0 | 0 | 0 | 6679.1667
2029-09-01 | 153 | 1 | 6679.1667 | 0 | 0 | 0 | 0 | 6679.1667
2029-10-01 | 154 | 1 | 6679.1667 | 0 | 0 | 0 | 0 | 6679.1667
2029-11-01 | 155 | 1 | 6679.1667 | 0 | 0 | 0 | 0 | 6679.1667
2029-12-01 | 156 | 1 | 6679.1667 | 0 | 0 | 0 | 0 | 6679.1667
2030-01-01 | 157 | 1 | 6679.1667 | 0 | 0 | 0 | 0 | 6679.1667
2030-02-01 | 158 | 1 | 6679.1667 | 0 | 0 | 0 | 0 | 6679.1667
2030-03-01 | 159 | 1 | 6679.1667 | 0 | 0 | 0 | 0 | 6679.1667
2030-04-01 | 160 | 1 | 6679.1667 | 0 | 0 | 0 | 0 | 6679.1667
2030-05-01 | 161 | 1 | 6679.1667 | 0 | 0 | 0 | 0 | 6679.1667
2030-06-01 | 162 | 1 | 6679.1667 | 0 | 0 | 0 | 0 | 6679.1667
2030-07-01 | 163 | 1 | 6679.1667 | 0 | 0 | 0 | 0 | 6679.1667
2030-08-01 | 164 | 1 | 6679.1667 | 0 | 0 | 0 | 0 | 6679.1667
2030-09-01 | 165 | 1 | 6679.1667 | 0 | 0 | 0 | 0 | 6679.1667
2030-10-01 | 166 | 1 | 6679.1667 | 0 | 0 | 0 | 0 | 6679.1667
2030-11-01 | 167 | 1 | 6679.1667 | 0 | 0 | 0 | 0 | 6679.1667
2030-12-01 | 168 | 1 | 6679.1667 | 0 | 0 | 0 | 0 | 6679.1667
2031-01-01 | 169 | 1 | 6679.1667 | 0 | 0 | 0 | 0 | 6679.1667
2031-02-01 | 170 | 1 | 6679.1667 | 0 | 0 | 0 | 0 | 6679.1667
2031-03-01 | 171 | 1 | 6679.1667 | 0 | 0 | 0 | 0 | 6679.1667
2031-04-01 | 172 | 1 | 6679.1667 | 0 | 0 | 0 | 0 | 6679.1667
2031-05-01 | 173 | 1 | 6679.1667 | 0 | 0 | 0 | 0 | 6679.1667
2031-06-01 | 174 | 1 | 6679.1667 | 0 | 0 | 0 | 0 | 6679.1667
2031-07-01 | 175 | 1 | 6679.1667 | 0 | 0 | 0 | 0 | 6679.1667
2031-08-01 | 176 | 1 | 6679.1667 | 0 | 0 | 0 | 0 | 6679.1667
2031-09-01 | 177 | 1 | 6679.1667 | 0 | 0 | 0 | 0 | 6679.1667
2031-10-01 | 178 | 1 | 6679.1667 | 0 | 0 | 0 | 0 | 6679.1667
2031-11-01 | 179 | 1 | 6679.1667 | 0 | 0 | 0 | 0 | 6679.1667
2031-12-01 | 180 | 1 | 6679.1667 | 0 | 0 | 0 | 0 | 6679.1667
2032-01-01 | 181 | 1 | 6679.1667 | 0 | 0 | 0 | 0 | 6679.1667
2032-02-01 | 182 | 1 | 6679.1667 | 0 | 0 | 0 | 0 | 6679.1667
2032-03-01 | 183 | 1 | 6679.1667 | 0 | 0 | 0 | 0 | 6679.1667
2032-04-01 | 184 | 1 | 6679.1667 | 0 | 0 | 0 | 0 | 6679.1667
2032-05-01 | 185 | 1 | 6679.1667 | 0 | 0 | 0 | 0 | 6679.1667
2032-06-01 | 186 | 1 | 6679.1667 | 0 | 0 | 0 | 0 | 6679.1667
2032-07-01 | 187 | 1 | 6679.1667 | 0 | 0 | 0 | 0 | 6679.1667
2032-08-01 | 188 | 1 | 6679.1667 | 0 | 0 | 0 | 0 | 6679.1667
2032-09-01 | 189 | 1 | 6679.1667 | 0 | 0 | 0 | 0 | 6679.1667
2032-10-01 | 190 | 1 | 6679.1667 | 0 | 0 | 0 | 0 | 6679.1667
2032-11-01 | 191 | 1 | 6679.1667 | 0 | 0 | 0 | 0 | 6679.1667
2032-12-01 | 192 | 1 | 6679.1667 | 0 | 0 | 0 | 0 | 6679.1667
2033-01-01 | 193 | 1 | 6679.1667 | 0 | 0 | 0 | 0 | 6679.1667
2033-02-01 | 194 | 1 | 6679.1667 | 0 | 0 | 0 | 0 | 6679.1667
2033-03-01 | 195 | 1 | 6679.1667 | 0 | 0 | 0 | 0 | 6679.1667
2033-04-01 | 196 | 1 | 6679.1667 | 0 | 0 | 0 | 0 | 6679.1667
2033-05-01 | 197 | 1 | 6679.1667 | 0 | 0 | 0 | 0 | 6679.1667
2033-06-01 | 198 | 1 | 6679.1667 | 0 | 0 | 0 | 0 | 6679.1667
2033-07-01 | 199 | 1 | 6679.1667 | 0 | 0 | 0 | 0 | 6679.1667
2033-08-01 | 200 | 1 | 6679.1667 | 0 | 0 | 0 | 0 | 6679.1667
2033-09-01 | 201 | 1 | 6679.1667 | 0 | 0 | 0 | 0 | 6679.1667
2033-10-01 | 202 | 1 | 6679.1667 | 0 | 0 | 0 | 0 | 6679.1667
2033-11-01 | 203 | 1 | 6679.1667 | 0 | 0 | 0 | 0 | 6679.1667
2033-12-01 | 204 | 1 | 6679.1667 | 0 | 0 | 0 | 0 | 6679.1667
2034-01-01 | 205 | 1 | 6679.1667 | 0 | 0 | 0 | 0 | 6679.1667
2034-02-01 | 206 | 1 | 6679.1667 | 0 | 0 | 0 | 0 | 6679.1667
2034-03-01 | 207 | 1 | 6679.1667 | 0 | 0 | 0 | 0 | 6679.1667
2034-04-01 | 208 | 1 | 6679.1667 | 0 | 0 | 0 | 0 | 6679.1667
2034-05-01 | 209 | 1 | 6679.1667 | 0 | 0 | 0 | 0 | 6679.1667
2034-06-01 | 210 | 1 | 6679.1667 | 0 | 0 | 0 | 0 | 6679.1667
2034-07-01 | 211 | 1 | 6679.1667 | 0 | 0 | 0 | 0 | 6679.1667
2034-08-01 | 212 | 1 | 6679.1667 | 0 | 0 | 0 | 0 | 6679.1667
2034-09-01 | 213 | 1 | 6679.1667 | 0 | 0 | 0 | 0 | 6679.1667
2034-10-01 | 214 | 1 | 6679.1667 | 0 | 0 | 0 | 0 | 6679.1667
2034-11-01 | 215 | 1 | 6679.1667 | 0 | 0 | 0 | 0 | 6679.1667
2034-12-01 | 216 | 1 | 6679.1667 | 0 | 0 | 0 | 0 | 6679.1667
2035-01-01 | 217 | 1 | 6679.1667 | 0 | 0 | 0 | 0 | 6679.1667
2035-02-01 | 218 | 1 | 6679.1667 | 0 | 0 | 0 | 0 | 6679.1667
2035-03-01 | 219 | 1 | 6679.1667 | 0 | 0 | 0 | 0 | 6679.1667
2035-04-01 | 220 | 1 | 6679.1667 | 0 | 0 | 0 | 0 | 6679.1667
2035-05-01 | 221 | 1 | 6679.1667 | 0 | 0 | 0 | 0 | 6679.1667
2035-06-01 | 222 | 1 | 6679.1667 | 0 | 0 | 0 | 0 | 6679.1667
2035-07-01 | 223 | 1 | 6679.1667 | 0 | 0 | 0 | 0 | 6679.1667
2035-08-01 | 224 | 1 | 6679.1667 | 0 | 0 | 0 | 0 | 6679.1667
2035-09-01 | 225 | 1 | 6679.1667 | 0 | 0 | 0 | 0 | 6679.1667
2035-10-01 | 226 | 1 | 6679.1667 | 0 | 0 | 0 | 0 | 6679.1667
2035-11-01 | 227 | 1 | 6679.1667 | 0 | 0 | 0 | 0 | 6679.1667
2035-12-01 | 228 | 1 | 6679.1667 | 0 | 0 | 0 | 0 | 6679.1667
2036-01-01 | 229 | 1 | 6679.1667 | 0 | 0 | 0 | 0 | 6679.1667
2036-02-01 | 230 | 1 | 6679.1667 | 0 | 0 | 0 | 0 | 6679.1667
2036-03-01 | 231 | 1 | 6679.1667 | 0 | 0 | 0 | 0 | 6679.1667
2036-04-01 | 232 | 1 | 6679.1667 | 0 | 0 | 0 | 0 | 6679.1667
2036-05-01 | 233 | 1 | 6679.1667 | 0 | 0 | 0 | 0 | 6679.1667
2036-06-01 | 234 | 1 | 6679.1667 | 0 | 0 | 0 | 0 | 6679.1667
2036-07-01 | 235 | 1 | 6679.1667 | 0 | 0 | 0 | 0 | 6679.1667
2036-08-01 | 236 | 1 | 6679.1667 | 0 | 0 | 0 | 0 | 6679.1667
2036-09-01 | 237 | 1 | 6679.1667 | 0 | 0 | 0 | 0 | 6679.1667
2036-10-01 | 238 | 1 | 6679.1667 | 0 | 0 | 0 | 0 | 6679.1667
2036-11-01 | 239 | 1 | 6679.1667 | 0 | 0 | 0 | 0 | 6679.1667
2036-12-01 | 240 | 1 | 6679.1667 | 0 | 0 | 0 | 0 | 6679.1667
Formulas:
Start = IF([Stage]=0,0,DATE(YEAR('A1 Costs and Contract'!B37),MONTH('A1 Costs and Contract'!B37),1))
End = DATE(YEAR([Start]),MONTH([Start])+'A1 Costs and Contract'!C46,1)-1
End = IF([Stage]=0,0,[End, row above])
Stage = DATE(YEAR([Stage, row above]),MONTH([Stage, row above])+1,1)
Stage = IF([Months]="NA","NA",DATE(YEAR([Stage, row above]),MONTH([Stage, row above])+1,1))

## Generator's Capacity
Additional Detail: Generating Unit Owner’s Contract Capacity
Participant: |  | Name of Market Participant (Customer) |  |  |  |  | Tariff: | AESO 2017
Project: |  | Project Name |  |  |  |  | Effective: | 1 Jan 2017
Number: |  | Project Number |  | Type: | DTS Only |  | To: | Current
Stage and Month Lookup
Stage | Months |  | Start | End
1 | 240 |  | 2017-01-01 | 2036-12-31
0
0
0
0
0 | [5 empty] | New or incremental Rate STS contract
0 | [5 empty] | capacity averaged over the twelve
0 | [5 empty] | highest months during the ten years
0 | [5 empty] | following commercial operation
0 | [5 empty] | Average Capacity (MW) |  | 0
Rate STS Contract Capacity During Ten Years Following Commercial Operation
|  |  | STS Capacity Contracted by Month (MW) |  |  |  | Highest Twelve Months
Month | Count | Stage | After Proj | Before Proj | New | Rank | Rank | Capacity
2017-01-01 | 1 | 1 | 0 | NA | 0 | 1 | 1 | 0
2017-02-01 | 2 | 1 | 0 | NA | 0 | 1 | 1 | 0
2017-03-01 | 3 | 1 | 0 | NA | 0 | 1 | 1 | 0
2017-04-01 | 4 | 1 | 0 | NA | 0 | 1 | 1 | 0
2017-05-01 | 5 | 1 | 0 | NA | 0 | 1 | 1 | 0
2017-06-01 | 6 | 1 | 0 | NA | 0 | 1 | 1 | 0
2017-07-01 | 7 | 1 | 0 | NA | 0 | 1 | 1 | 0
2017-08-01 | 8 | 1 | 0 | NA | 0 | 1 | 1 | 0
2017-09-01 | 9 | 1 | 0 | NA | 0 | 1 | 1 | 0
2017-10-01 | 10 | 1 | 0 | NA | 0 | 1 | 1 | 0
2017-11-01 | 11 | 1 | 0 | NA | 0 | 1 | 1 | 0
2017-12-01 | 12 | 1 | 0 | NA | 0 | 1 | 1 | 0
2018-01-01 | 13 | 1 | 0 | NA | 0 | 1
2018-02-01 | 14 | 1 | 0 | NA | 0 | 1
2018-03-01 | 15 | 1 | 0 | NA | 0 | 1
2018-04-01 | 16 | 1 | 0 | NA | 0 | 1
2018-05-01 | 17 | 1 | 0 | NA | 0 | 1
2018-06-01 | 18 | 1 | 0 | NA | 0 | 1
2018-07-01 | 19 | 1 | 0 | NA | 0 | 1
2018-08-01 | 20 | 1 | 0 | NA | 0 | 1
2018-09-01 | 21 | 1 | 0 | NA | 0 | 1
2018-10-01 | 22 | 1 | 0 | NA | 0 | 1
2018-11-01 | 23 | 1 | 0 | NA | 0 | 1
2018-12-01 | 24 | 1 | 0 | NA | 0 | 1
2019-01-01 | 25 | 1 | 0 | NA | 0 | 1
2019-02-01 | 26 | 1 | 0 | NA | 0 | 1
2019-03-01 | 27 | 1 | 0 | NA | 0 | 1
2019-04-01 | 28 | 1 | 0 | NA | 0 | 1
2019-05-01 | 29 | 1 | 0 | NA | 0 | 1
2019-06-01 | 30 | 1 | 0 | NA | 0 | 1
2019-07-01 | 31 | 1 | 0 | NA | 0 | 1
2019-08-01 | 32 | 1 | 0 | NA | 0 | 1
2019-09-01 | 33 | 1 | 0 | NA | 0 | 1
2019-10-01 | 34 | 1 | 0 | NA | 0 | 1
2019-11-01 | 35 | 1 | 0 | NA | 0 | 1
2019-12-01 | 36 | 1 | 0 | NA | 0 | 1
2020-01-01 | 37 | 1 | 0 | NA | 0 | 1
2020-02-01 | 38 | 1 | 0 | NA | 0 | 1
2020-03-01 | 39 | 1 | 0 | NA | 0 | 1
2020-04-01 | 40 | 1 | 0 | NA | 0 | 1
2020-05-01 | 41 | 1 | 0 | NA | 0 | 1
2020-06-01 | 42 | 1 | 0 | NA | 0 | 1
2020-07-01 | 43 | 1 | 0 | NA | 0 | 1
2020-08-01 | 44 | 1 | 0 | NA | 0 | 1
2020-09-01 | 45 | 1 | 0 | NA | 0 | 1
2020-10-01 | 46 | 1 | 0 | NA | 0 | 1
2020-11-01 | 47 | 1 | 0 | NA | 0 | 1
2020-12-01 | 48 | 1 | 0 | NA | 0 | 1
2021-01-01 | 49 | 1 | 0 | NA | 0 | 1
2021-02-01 | 50 | 1 | 0 | NA | 0 | 1
2021-03-01 | 51 | 1 | 0 | NA | 0 | 1
2021-04-01 | 52 | 1 | 0 | NA | 0 | 1
2021-05-01 | 53 | 1 | 0 | NA | 0 | 1
2021-06-01 | 54 | 1 | 0 | NA | 0 | 1
2021-07-01 | 55 | 1 | 0 | NA | 0 | 1
2021-08-01 | 56 | 1 | 0 | NA | 0 | 1
2021-09-01 | 57 | 1 | 0 | NA | 0 | 1
2021-10-01 | 58 | 1 | 0 | NA | 0 | 1
2021-11-01 | 59 | 1 | 0 | NA | 0 | 1
2021-12-01 | 60 | 1 | 0 | NA | 0 | 1
2022-01-01 | 61 | 1 | 0 | NA | 0 | 1
2022-02-01 | 62 | 1 | 0 | NA | 0 | 1
2022-03-01 | 63 | 1 | 0 | NA | 0 | 1
2022-04-01 | 64 | 1 | 0 | NA | 0 | 1
2022-05-01 | 65 | 1 | 0 | NA | 0 | 1
2022-06-01 | 66 | 1 | 0 | NA | 0 | 1
2022-07-01 | 67 | 1 | 0 | NA | 0 | 1
2022-08-01 | 68 | 1 | 0 | NA | 0 | 1
2022-09-01 | 69 | 1 | 0 | NA | 0 | 1
2022-10-01 | 70 | 1 | 0 | NA | 0 | 1
2022-11-01 | 71 | 1 | 0 | NA | 0 | 1
2022-12-01 | 72 | 1 | 0 | NA | 0 | 1
2023-01-01 | 73 | 1 | 0 | NA | 0 | 1
2023-02-01 | 74 | 1 | 0 | NA | 0 | 1
2023-03-01 | 75 | 1 | 0 | NA | 0 | 1
2023-04-01 | 76 | 1 | 0 | NA | 0 | 1
2023-05-01 | 77 | 1 | 0 | NA | 0 | 1
2023-06-01 | 78 | 1 | 0 | NA | 0 | 1
2023-07-01 | 79 | 1 | 0 | NA | 0 | 1
2023-08-01 | 80 | 1 | 0 | NA | 0 | 1
2023-09-01 | 81 | 1 | 0 | NA | 0 | 1
2023-10-01 | 82 | 1 | 0 | NA | 0 | 1
2023-11-01 | 83 | 1 | 0 | NA | 0 | 1
2023-12-01 | 84 | 1 | 0 | NA | 0 | 1
2024-01-01 | 85 | 1 | 0 | NA | 0 | 1
2024-02-01 | 86 | 1 | 0 | NA | 0 | 1
2024-03-01 | 87 | 1 | 0 | NA | 0 | 1
2024-04-01 | 88 | 1 | 0 | NA | 0 | 1
2024-05-01 | 89 | 1 | 0 | NA | 0 | 1
2024-06-01 | 90 | 1 | 0 | NA | 0 | 1
2024-07-01 | 91 | 1 | 0 | NA | 0 | 1
2024-08-01 | 92 | 1 | 0 | NA | 0 | 1
2024-09-01 | 93 | 1 | 0 | NA | 0 | 1
2024-10-01 | 94 | 1 | 0 | NA | 0 | 1
2024-11-01 | 95 | 1 | 0 | NA | 0 | 1
2024-12-01 | 96 | 1 | 0 | NA | 0 | 1
2025-01-01 | 97 | 1 | 0 | NA | 0 | 1
2025-02-01 | 98 | 1 | 0 | NA | 0 | 1
2025-03-01 | 99 | 1 | 0 | NA | 0 | 1
2025-04-01 | 100 | 1 | 0 | NA | 0 | 1
2025-05-01 | 101 | 1 | 0 | NA | 0 | 1
2025-06-01 | 102 | 1 | 0 | NA | 0 | 1
2025-07-01 | 103 | 1 | 0 | NA | 0 | 1
2025-08-01 | 104 | 1 | 0 | NA | 0 | 1
2025-09-01 | 105 | 1 | 0 | NA | 0 | 1
2025-10-01 | 106 | 1 | 0 | NA | 0 | 1
2025-11-01 | 107 | 1 | 0 | NA | 0 | 1
2025-12-01 | 108 | 1 | 0 | NA | 0 | 1
2026-01-01 | 109 | 1 | 0 | NA | 0 | 1
2026-02-01 | 110 | 1 | 0 | NA | 0 | 1
2026-03-01 | 111 | 1 | 0 | NA | 0 | 1
2026-04-01 | 112 | 1 | 0 | NA | 0 | 1
2026-05-01 | 113 | 1 | 0 | NA | 0 | 1
2026-06-01 | 114 | 1 | 0 | NA | 0 | 1
2026-07-01 | 115 | 1 | 0 | NA | 0 | 1
2026-08-01 | 116 | 1 | 0 | NA | 0 | 1
2026-09-01 | 117 | 1 | 0 | NA | 0 | 1
2026-10-01 | 118 | 1 | 0 | NA | 0 | 1
2026-11-01 | 119 | 1 | 0 | NA | 0 | 1
2026-12-01 | 120 | 1 | 0 | NA | 0 | 1
Formulas:
End = DATE(YEAR([Start]),MONTH([Start])+[Months],1)-1
Stage = DATE(YEAR([Stage, row above]),MONTH([Stage, row above])+1,1)
Stage = IF([Months]="NA","NA",DATE(YEAR([Stage, row above]),MONTH([Stage, row above])+1,1))

## Generator’s Contribution
Additional Detail: Generating Unit Owner’s Contribution Amounts
Participant: | Name of Market Participant (Customer) |  |  |  |  | Tariff: | AESO 2017
Project: | Project Name |  |  |  |  | Effective: | 1 Jan 2017
Number: | Project Number |  | Type: | DTS Only |  | To: | Current
Effective | Contribution Amount Regions
Dates | Northwest | Northeast | Edmonton | Central | East | Calgary | South
Before 2006 | 0 | 0 | 0 | 0 | 0 | 0 | 0
2006­2007 | 10000 | 50000 | 31300 | 10000 | 20200 | 10000 | 20100
2008­2009 | 10000 | 50000 | 32500 | NA | NA | 10000 | 28100
2010­2011 | 10000 | 50000 | 32500 | 22400 | NA | 10000 | 25000
2012­2013 | 10000 | 50000 | 32500 | 22400 | NA | 10000 | 25000
2014­2015 | 10000 | 50000 | 32500 | 22400 | NA | 10000 | 25000